## Input Data Summary
LBNL Energy Modeling Data Inputs and Sources* |  |  | House Characteristics for Energy Modeling
|  | Sources | PNNL's single-family residential building prototype characteristics.
Version of EnergyPlus | 8.9 |  | Source: | https://doi.org/10.1080/19401493.2018.1477833
Weather Data Source | TMY3, class I or II
RECS data (source) | 2015 RECS survey data | https://www.eia.gov/consumption/residential/data/2015/
Energy cost data (source) | D+R International | 2019 EIA Energy Cost Data
House used for analysis | Single family detached house, 2006 IECC | https://www.energycodes.gov/development/residential/iecc_models
Window area used - and number of 3'x5' windows that represents | 33.075 square meters # of windows = 8 Window size = 2.72m x1.52m Equates to 23.8 windows of 3' x 5' dimensions per house |  | Parameter | Assumption | Notes
Shading assumed | 4 west windows with shading overhangs |  | Conditioned floor area | 221 m2 (plus 110.5 m2 of conditioned basement, where applicable) | Characteristics of New Housing, US
HVAC systems considered - weighted averages | 1. Natural gas furnace 2. Heat Pump 3. Electric Furnace 4. Oil Furnace | LBNL consolidated heating system approach | Census Bureau
Foundation systems considered - weighted averages | 1. Slab 2. Heated Basement 3. Unheated Basement 4. Crawl Space | LBNL consolidated foundation approach | Footprint and height | 16.5-m-by-6.7 m, two-story, 6.7-m-highceilings | Over a vented crawlspace or unconditioned basement
*Energy usage is on an annual basis per home with characteristics described to the right. |  |  | Area above unconditioned space | 110.5m2 | Under a conditioned attic unless specific roof/ceiling measures warrant other (or multiple) roof/ceiling types
|  |  | Area below roof/ceilings | 110.5m2
Key for Energy & Cost Data Column Headers |  |  | Perimeter length | 46.3m
Version | Refers to a unique U-Factor and SHGC combination |  | Gross exterior wall area | 240m2
Market Baseline | Refers to window baseline of 0.35 U-Factor and 0.30 SHGC |  | Window area (relative to
Code Baseline | Refers to window baseline of 0.30 U-Factor and 0.30 SHGC |  | conditioned floor area) | 15% equally distributed to the four cardinal directions (or as required to evaluate glazing-specific code changes)
<1/2 Lite Door Baseline | Refers to swinging door baseline of 0.30 U-Factor and 0.17 SHGC |  | Door area | 3.9m2
>1/2 Lite Door Northern & North/Central Baseline | Refers to swinging door baseline of 0.35 U-Factor and 0.30 SHGC for ENERGY STAR Northern and /North Central Zones |  | Internal gains | 91537.71 kJ/day | 2015 IECC, Table R405.5.2(1), assuming three bedrooms. May vary if homes of different size than the standard prototype are analysed
>1/2 Lite Door Southern & South/Central Baseline | Refers to swinging door baseline of 0.35 U-Factor and 0.25 SHGC for ENERGY STAR Southern and /South Central Zones |  | Heating system | Natural gas furnace, heat pump, electric furnace. | Efficiencies will be based on prevailing federal minimum manufacturing standards
|  |  | Cooling system | Central electric air conditioning | Efficiency will be based on prevailing federal minimum manufacturing standards
|  |  | Water heating | Same as fuel used for space heating, or as required to evaluate domestic hot water-specific code changes
|  |  | Heating Setpoint | 22.2°C | No setback
|  |  | Cooling Setpoint | 23.9°C | No setback

## Energy & Cost Data
Version | U-factor | SHGC | ENERGY STAR Zone | State | Cities | IECC Zone | Population | Total Heating Energy (GJ) | Total Cooling Energy (GJ) - no Fan | Total Energy (GJ) | Total Gas Energy (GJ) | Total Electrical Energy (GJ) | Total Price | Total Energy Savings vs. Market Baseline | Cost Savings vs Market Baseline | Gas Energy Savings vs Market Baseline | Electrical Energy Savings vs Market Baseline | Regionalized Cost Savings vs Market Baseline | Total Energy Savings vs Code Baseline | Cost Savings vs Code Baseline | Gas Energy Savings vs Code Baseline | Electrical Energy Savings vs Code Baseline | Regionalized Cost Savings vs Code Baseline | Swinging Door Total Energy Savings vs <1/2 Lite Door Baseline | Swinging Door Cost Savings vs <1/2 Lite Door Baseline | Swinging Door Gas Energy Savings vs <1/2 Lite Door Baseline | Swinging Door Electrical Energy Savings vs <1/2 Lite Door Baseline | Swinging Door Regionalized Cost Savings vs <1/2 Lite Door Baseline | Swinging Door Total Energy Savings vs >1/2 Lite Door Northern & North/Central Baseline | Swinging Door Cost Savings vs >1/2 Lite Door Northern & North/Central Baseline | Swinging Door Gas Energy Savings vs >1/2 Lite Door Northern & North/Central Baseline | Swinging Door Electrical Energy Savings vs >1/2 Lite Door Northern & North/Central Baseline | Swinging Door Regionalized Cost Savings vs >1/2 Lite Door Northern & North/Central Baseline | Swinging Door Total Energy Savings vs >1/2 Lite Door Southern & South/Central Baseline | Swinging Door Cost Savings vs >1/2 Lite Door Southern & South/Central Baseline | Swinging Door Gas Energy Savings vs >1/2 Lite Door Southern & South/Central Baseline | Swinging Door Electrical Energy Savings vs >1/2 Lite Door Southern & South/Central Baseline | Swinging Door Regionalized Cost Savings vs >1/2 Lite Door Southern & South/Central Baseline | Pop/IECC Total | IECC Pop.-Weighted Heating Energy (GJ) | IECC Pop.-Weighted Cooling Energy (GJ) | IECC Pop.-Wieghted Total Energy (GJ) | IECC Pop.-Weighted Price | IECC Pop.-Weighted Total Energy Savings vs Market Baseline | IECC Pop.-Weighted Total Energy Savings vs Code Baseline | IECC Pop.-Weighted Swinging Door Total Energy Savings vs <1/2 Lite Door Baseline | IECC Pop.-Weighted Swinging Door Total Energy Savings vs >1/2 Lite Door Northern & North/Central Baseline | IECC Pop.-Weighted Swinging Door Total Energy Savings vs >1/2 Lite Door Southern & South/Central Baseline | IECC Pop.-Weighted $ Savings vs Market Baseline | IECC Pop.-Weighted $ Savings vs Code Baseline | IECC Pop.-Weighted Swinging Door $ Savings vs <1/2 Lite Baseline | IECC Pop.-Weighted Swinging Door $ Savings vs >1/2 Lite Northern & North/Central Baseline | IECC Pop.-Weighted Swinging Door $ Savings vs >1/2 Lite Southern & South/Central Baseline | IECC Pop.-Weighted Regional $ Savings vs Market Baseline | IECC Pop.-Weighted Regional $ Savings vs Code Baseline | IECC Pop.-Weighted Swinging Door Regional $ Savings vs <1/2 Lite Baseline | IECC Pop.-Weighted Swinging Door Regional $ Savings vs >1/2 Lite Northern & North/Central Baseline | IECC Pop.-Weighted Swinging Door Regional $ Savings vs >1/2 Lite Southern & South/Central Baseline | Pop/ENERGY STAR Total | ENERGY STAR Pop.-Weighted Heating Energy (GJ) | ENERGY STAR Pop.-Weighted Cooling Energy (GJ) | ENERGY STAR Pop.-Weighted Total Energy (GJ) | ENERGY STAR Pop.-Weighted Price | ENERGY STAR Pop.-Weighted Total Energy Savings vs Market Baseline | ENERGY STAR Pop.-Weighted Total Energy Savings vs Code Baseline | ENERGY STAR Pop.-Weighted Swinging Door Total Energy Savings vs <1/2 Lite Door Baseline | ENERGY STAR Pop.-Weighted Swinging Door Total Energy Savings vs >1/2 Lite Door Northern & North/Central Baseline | ENERGY STAR Pop.-Weighted Swinging Door Total Energy Savings vs >1/2 Lite Door Southern & South/Central Baseline | ENERGY STAR Pop.-Weighted $ Savings vs Market Baseline | ENERGY STAR Pop.-Weighted $ Savings vs Code Baseline | ENERGY STAR Pop.-Weighted Swinging Door $ Savings vs <1/2 Lite Baseline | ENERGY STAR Pop.-Weighted Swinging Door $ Savings vs >1/2 Lite Northern & North/Central Baseline | ENERGY STAR Pop.-Weighted Swinging Door $ Savings vs >1/2 Lite Southern & South/Central Baseline | ENERGY STAR Pop.-Weighted Regional $ Savings vs Market Baseline | ENERGY STAR Pop.-Weighted Regional $ Savings vs Code Baseline | ENERGY STAR Pop.-Weighted Swinging Door Regional $ Savings vs <1/2 Lite Baseline | ENERGY STAR Pop.-Weighted Swinging Door Regional $ Savings vs >1/2 Lite Northern & North/Central Baseline | ENERGY STAR Pop.-Weighted Swinging Door Regional $ Savings vs >1/2 Lite Southern & South/Central Baseline
1 | 0.35 | 0.47 | South/Central | GA | Atlanta-Hartsfield-Jackson.Intl.AP.722190 | 3 | 4874954 | 43.5891 | 12.3277 | 61.2387 | 43.4862 | 17.7524 | 1141.46 | 0.91825 | -32.6 | 3.579 | -2.6607 | -59.7282 | -0.75324 | -54.18 | 1.8809 | -2.6341 | -80.4012 | 0.073218 | -67.95 | 4.1782 | -4.105 | -109.3405 | 0.91825 | -32.6 | 3.579 | -2.6607 | -59.7282 | 1.0195 | -33.2 | 3.791 | -2.7715 | -61.4073 | 0.064497 | 2.8114 | 0.7951 | 3.9497 | 73.621 | 0.059224 | -0.048582 | 0.0047224 | 0.059224 | 0.065754 | -2.1026 | -3.4945 | -4.3826 | -2.1026 | -2.1413 | -3.8523 | -5.1857 | -7.0522 | -3.8523 | -3.9606 | 0.064497 | 2.8114 | 0.7951 | 3.9497 | 73.621 | 0.059224 | -0.048582 | 0.0047224 | 0.059224 | 0.065754 | -2.1026 | -3.4945 | -4.3826 | -2.1026 | -2.1413 | -3.8523 | -5.1857 | -7.0522 | -3.8523 | -3.9606
2 | 0.35 | 0.42 | South/Central | GA | Atlanta-Hartsfield-Jackson.Intl.AP.722190 | 3 | 4874954 | 44.6038 | 11.6863 | 61.3916 | 44.4986 | 16.893 | 1129.04 | 0.76535 | -20.18 | 2.5666 | -1.8013 | -38.5953 | -0.90614 | -41.76 | 0.86847 | -1.7746 | -59.2683 | -0.079684 | -55.53 | 3.1658 | -3.2455 | -88.2077 | 0.76535 | -20.18 | 2.5666 | -1.8013 | -38.5953 | 0.86659 | -20.78 | 2.7786 | -1.912 | -40.2744 | 0.064497 | 2.8768 | 0.75373 | 3.9596 | 72.8199 | 0.049363 | -0.058444 | -0.0051394 | 0.049363 | 0.055892 | -1.3016 | -2.6934 | -3.5815 | -1.3016 | -1.3403 | -2.4893 | -3.8226 | -5.6891 | -2.4893 | -2.5976 | 0.064497 | 2.8768 | 0.75373 | 3.9596 | 72.8199 | 0.049363 | -0.058444 | -0.0051394 | 0.049363 | 0.055892 | -1.3016 | -2.6934 | -3.5815 | -1.3016 | -1.3403 | -2.4893 | -3.8226 | -5.6891 | -2.4893 | -2.5976
3 | 0.35 | 0.37 | South/Central | GA | Atlanta-Hartsfield-Jackson.Intl.AP.722190 | 3 | 4874954 | 45.6 | 11.1239 | 61.6348 | 45.4925 | 16.1423 | 1119.61 | 0.52217 | -10.75 | 1.5728 | -1.0506 | -21.5417 | -1.1493 | -32.33 | -0.12535 | -1.024 | -42.2147 | -0.32286 | -46.1 | 2.172 | -2.4949 | -71.154 | 0.52217 | -10.75 | 1.5728 | -1.0506 | -21.5417 | 0.62341 | -11.35 | 1.7847 | -1.1613 | -23.2208 | 0.064497 | 2.9411 | 0.71746 | 3.9753 | 72.2117 | 0.033679 | -0.074128 | -0.020824 | 0.033679 | 0.040208 | -0.69334 | -2.0852 | -2.9733 | -0.69334 | -0.73204 | -1.3894 | -2.7227 | -4.5892 | -1.3894 | -1.4977 | 0.064497 | 2.9411 | 0.71746 | 3.9753 | 72.2117 | 0.033679 | -0.074128 | -0.020824 | 0.033679 | 0.040208 | -0.69334 | -2.0852 | -2.9733 | -0.69334 | -0.73204 | -1.3894 | -2.7227 | -4.5892 | -1.3894 | -1.4977
4 | 0.35 | 0.32 | South/Central | GA | Atlanta-Hartsfield-Jackson.Intl.AP.722190 | 3 | 4874954 | 46.7045 | 10.5713 | 61.9864 | 46.5944 | 15.392 | 1111.66 | 0.17056 | -2.8 | 0.47085 | -0.30029 | -5.8846 | -1.5009 | -24.38 | -1.2273 | -0.27365 | -26.5576 | -0.67447 | -38.15 | 1.0701 | -1.7446 | -55.4969 | 0.17056 | -2.8 | 0.47085 | -0.30029 | -5.8846 | 0.2718 | -3.4 | 0.68282 | -0.41102 | -7.5636 | 0.064497 | 3.0123 | 0.68182 | 3.9979 | 71.699 | 0.011001 | -0.096806 | -0.043501 | 0.011001 | 0.01753 | -0.18059 | -1.5724 | -2.4606 | -0.18059 | -0.21929 | -0.37954 | -1.7129 | -3.5794 | -0.37954 | -0.48783 | 0.064497 | 3.0123 | 0.68182 | 3.9979 | 71.699 | 0.011001 | -0.096806 | -0.043501 | 0.011001 | 0.01753 | -0.18059 | -1.5724 | -2.4606 | -0.18059 | -0.21929 | -0.37954 | -1.7129 | -3.5794 | -0.37954 | -0.48783
5 | 0.35 | 0.27 | South/Central | GA | Atlanta-Hartsfield-Jackson.Intl.AP.722190 | 3 | 4874954 | 47.4482 | 10.23 | 62.2474 | 47.3364 | 14.911 | 1107.01 | -0.090444 | 1.85 | -0.27115 | 0.18071 | 3.6973 | -1.7619 | -19.73 | -1.9693 | 0.20735 | -16.9757 | -0.93547 | -33.5 | 0.32809 | -1.2636 | -45.9151 | -0.090444 | 1.85 | -0.27115 | 0.18071 | 3.6973 | 0.010796 | 1.25 | -0.059187 | 0.069983 | 2.0182 | 0.064497 | 3.0603 | 0.6598 | 4.0148 | 71.3991 | -0.0058334 | -0.11364 | -0.060335 | -0.0058334 | 0.00069634 | 0.11932 | -1.2725 | -2.1607 | 0.11932 | 0.080622 | 0.23846 | -1.0949 | -2.9614 | 0.23846 | 0.13017 | 0.064497 | 3.0603 | 0.6598 | 4.0148 | 71.3991 | -0.0058334 | -0.11364 | -0.060335 | -0.0058334 | 0.00069634 | 0.11932 | -1.2725 | -2.1607 | 0.11932 | 0.080622 | 0.23846 | -1.0949 | -2.9614 | 0.23846 | 0.13017
6 | 0.35 | 0.23 | South/Central | GA | Atlanta-Hartsfield-Jackson.Intl.AP.722190 | 3 | 4874954 | 47.8907 | 10.0687 | 62.4287 | 47.7779 | 14.6508 | 1104.99 | -0.27172 | 3.87 | -0.71263 | 0.44091 | 8.3675 | -1.9432 | -17.71 | -2.4108 | 0.46755 | -12.3055 | -1.1168 | -31.48 | -0.11338 | -1.0034 | -41.2449 | -0.27172 | 3.87 | -0.71263 | 0.44091 | 8.3675 | -0.17048 | 3.27 | -0.50066 | 0.33018 | 6.6884 | 0.064497 | 3.0888 | 0.6494 | 4.0265 | 71.2688 | -0.017525 | -0.12533 | -0.072028 | -0.017525 | -0.010996 | 0.2496 | -1.1422 | -2.0304 | 0.2496 | 0.21091 | 0.53968 | -0.79367 | -2.6602 | 0.53968 | 0.43138 | 0.064497 | 3.0888 | 0.6494 | 4.0265 | 71.2688 | -0.017525 | -0.12533 | -0.072028 | -0.017525 | -0.010996 | 0.2496 | -1.1422 | -2.0304 | 0.2496 | 0.21091 | 0.53968 | -0.79367 | -2.6602 | 0.53968 | 0.43138
7 | 0.35 | 0.19 | South/Central | GA | Atlanta-Hartsfield-Jackson.Intl.AP.722190 | 3 | 4874954 | 48.9362 | 9.5866 | 62.8114 | 48.8208 | 13.9905 | 1098.96 | -0.65444 | 9.9 | -1.7556 | 1.1012 | 21.2074 | -2.3259 | -11.68 | -3.4537 | 1.1278 | 0.53435 | -1.4995 | -25.45 | -1.1564 | -0.34311 | -28.405 | -0.65444 | 9.9 | -1.7556 | 1.1012 | 21.2074 | -0.5532 | 9.3 | -1.5436 | 0.99044 | 19.5283 | 0.064497 | 3.1562 | 0.61831 | 4.0512 | 70.8799 | -0.042209 | -0.15002 | -0.096712 | -0.042209 | -0.03568 | 0.63852 | -0.75333 | -1.6415 | 0.63852 | 0.59982 | 1.3678 | 0.034464 | -1.832 | 1.3678 | 1.2595 | 0.064497 | 3.1562 | 0.61831 | 4.0512 | 70.8799 | -0.042209 | -0.15002 | -0.096712 | -0.042209 | -0.03568 | 0.63852 | -0.75333 | -1.6415 | 0.63852 | 0.59982 | 1.3678 | 0.034464 | -1.832 | 1.3678 | 1.2595
8 | 0.35 | 0.17 | South/Central | GA | Atlanta-Hartsfield-Jackson.Intl.AP.722190 | 3 | 4874954 | 49.4891 | 9.3451 | 63.042 | 49.3725 | 13.6695 | 1096.65 | -0.88506 | 12.21 | -2.3072 | 1.4222 | 26.8802 | -2.5565 | -9.37 | -4.0054 | 1.4488 | 6.2072 | -1.7301 | -23.14 | -1.708 | -0.02209 | -22.7321 | -0.88506 | 12.21 | -2.3072 | 1.4222 | 26.8802 | -0.78382 | 11.61 | -2.0953 | 1.3115 | 25.2011 | 0.064497 | 3.1919 | 0.60274 | 4.066 | 70.7309 | -0.057084 | -0.16489 | -0.11159 | -0.057084 | -0.050554 | 0.78751 | -0.60434 | -1.4925 | 0.78751 | 0.74881 | 1.7337 | 0.40035 | -1.4662 | 1.7337 | 1.6254 | 0.064497 | 3.1919 | 0.60274 | 4.066 | 70.7309 | -0.057084 | -0.16489 | -0.11159 | -0.057084 | -0.050554 | 0.78751 | -0.60434 | -1.4925 | 0.78751 | 0.74881 | 1.7337 | 0.40035 | -1.4662 | 1.7337 | 1.6254
9 | 0.33 | 0.47 | South/Central | GA | Atlanta-Hartsfield-Jackson.Intl.AP.722190 | 3 | 4874954 | 42.9376 | 12.358 | 60.6077 | 42.8363 | 17.7713 | 1133.45 | 1.5493 | -24.59 | 4.2289 | -2.6796 | -52.161 | -0.12222 | -46.17 | 2.5308 | -2.653 | -72.834 | 0.70424 | -59.94 | 4.8282 | -4.1239 | -101.7734 | 1.5493 | -24.59 | 4.2289 | -2.6796 | -52.161 | 1.6505 | -25.19 | 4.4409 | -2.7904 | -53.8401 | 0.064497 | 2.7694 | 0.79705 | 3.909 | 73.1044 | 0.099924 | -0.0078827 | 0.045421 | 0.099924 | 0.10645 | -1.586 | -2.9778 | -3.866 | -1.586 | -1.6247 | -3.3642 | -4.6976 | -6.5641 | -3.3642 | -3.4725 | 0.064497 | 2.7694 | 0.79705 | 3.909 | 73.1044 | 0.099924 | -0.0078827 | 0.045421 | 0.099924 | 0.10645 | -1.586 | -2.9778 | -3.866 | -1.586 | -1.6247 | -3.3642 | -4.6976 | -6.5641 | -3.3642 | -3.4725
10 | 0.33 | 0.42 | South/Central | GA | Atlanta-Hartsfield-Jackson.Intl.AP.722190 | 3 | 4874954 | 43.9426 | 11.7161 | 60.751 | 43.839 | 16.912 | 1120.91 | 1.406 | -12.05 | 3.2263 | -1.8203 | -30.9092 | -0.2655 | -33.63 | 1.5282 | -1.7937 | -51.5822 | 0.56096 | -47.4 | 3.8255 | -3.2646 | -80.5215 | 1.406 | -12.05 | 3.2263 | -1.8203 | -30.9092 | 1.5072 | -12.65 | 3.4382 | -1.931 | -32.5883 | 0.064497 | 2.8342 | 0.75566 | 3.9183 | 72.2956 | 0.090682 | -0.017124 | 0.03618 | 0.090682 | 0.097212 | -0.77719 | -2.169 | -3.0572 | -0.77719 | -0.81589 | -1.9936 | -3.3269 | -5.1934 | -1.9936 | -2.1019 | 0.064497 | 2.8342 | 0.75566 | 3.9183 | 72.2956 | 0.090682 | -0.017124 | 0.03618 | 0.090682 | 0.097212 | -0.77719 | -2.169 | -3.0572 | -0.77719 | -0.81589 | -1.9936 | -3.3269 | -5.1934 | -1.9936 | -2.1019
11 | 0.33 | 0.37 | South/Central | GA | Atlanta-Hartsfield-Jackson.Intl.AP.722190 | 3 | 4874954 | 44.938 | 11.1446 | 60.9834 | 44.832 | 16.1514 | 1111.19 | 1.1735 | -2.33 | 2.2332 | -1.0597 | -13.4516 | -0.49799 | -23.91 | 0.53506 | -1.0331 | -34.1246 | 0.32846 | -37.68 | 2.8324 | -2.504 | -63.0639 | 1.1735 | -2.33 | 2.2332 | -1.0597 | -13.4516 | 1.2747 | -2.93 | 2.4452 | -1.1704 | -15.1306 | 0.064497 | 2.8984 | 0.71879 | 3.9333 | 71.6687 | 0.075687 | -0.032119 | 0.021185 | 0.075687 | 0.082217 | -0.15028 | -1.5421 | -2.4303 | -0.15028 | -0.18898 | -0.86759 | -2.2009 | -4.0674 | -0.86759 | -0.97588 | 0.064497 | 2.8984 | 0.71879 | 3.9333 | 71.6687 | 0.075687 | -0.032119 | 0.021185 | 0.075687 | 0.082217 | -0.15028 | -1.5421 | -2.4303 | -0.15028 | -0.18898 | -0.86759 | -2.2009 | -4.0674 | -0.86759 | -0.97588
12 | 0.33 | 0.32 | South/Central | GA | Atlanta-Hartsfield-Jackson.Intl.AP.722190 | 3 | 4874954 | 46.0334 | 10.5919 | 61.3259 | 45.9248 | 15.4011 | 1103.11 | 0.83102 | 5.75 | 1.1404 | -0.30939 | 2.3226 | -0.84046 | -15.83 | -0.55772 | -0.28274 | -18.3504 | -0.014008 | -29.6 | 1.7397 | -1.7537 | -47.2897 | 0.83102 | 5.75 | 1.1404 | -0.30939 | 2.3226 | 0.93226 | 5.15 | 1.3524 | -0.42011 | 0.6435 | 0.064497 | 2.969 | 0.68315 | 3.9554 | 71.1475 | 0.053599 | -0.054208 | -0.00090347 | 0.053599 | 0.060128 | 0.37086 | -1.021 | -1.9091 | 0.37086 | 0.33216 | 0.1498 | -1.1836 | -3.0501 | 0.1498 | 0.041504 | 0.064497 | 2.969 | 0.68315 | 3.9554 | 71.1475 | 0.053599 | -0.054208 | -0.00090347 | 0.053599 | 0.060128 | 0.37086 | -1.021 | -1.9091 | 0.37086 | 0.33216 | 0.1498 | -1.1836 | -3.0501 | 0.1498 | 0.041504
13 | 0.33 | 0.27 | South/Central | GA | Atlanta-Hartsfield-Jackson.Intl.AP.722190 | 3 | 4874954 | 46.7671 | 10.2505 | 61.5768 | 46.6569 | 14.92 | 1098.33 | 0.58012 | 10.53 | 0.40837 | 0.17175 | 12.0371 | -1.0914 | -11.05 | -1.2898 | 0.19839 | -8.6359 | -0.26491 | -24.82 | 1.0076 | -1.2725 | -37.5752 | 0.58012 | 10.53 | 0.40837 | 0.17175 | 12.0371 | 0.68136 | 9.93 | 0.62034 | 0.061018 | 10.358 | 0.064497 | 3.0164 | 0.66113 | 3.9715 | 70.8392 | 0.037416 | -0.07039 | -0.017086 | 0.037416 | 0.043946 | 0.67916 | -0.71269 | -1.6008 | 0.67916 | 0.64046 | 0.77636 | -0.55699 | -2.4235 | 0.77636 | 0.66806 | 0.064497 | 3.0164 | 0.66113 | 3.9715 | 70.8392 | 0.037416 | -0.07039 | -0.017086 | 0.037416 | 0.043946 | 0.67916 | -0.71269 | -1.6008 | 0.67916 | 0.64046 | 0.77636 | -0.55699 | -2.4235 | 0.77636 | 0.66806
14 | 0.33 | 0.23 | South/Central | GA | Atlanta-Hartsfield-Jackson.Intl.AP.722190 | 3 | 4874954 | 47.2099 | 10.0885 | 61.7576 | 47.0985 | 14.659 | 1096.29 | 0.39937 | 12.57 | -0.033305 | 0.43268 | 16.7338 | -1.2721 | -9.01 | -1.7314 | 0.45932 | -3.9392 | -0.44566 | -22.78 | 0.56594 | -1.0116 | -32.8785 | 0.39937 | 12.57 | -0.033305 | 0.43268 | 16.7338 | 0.50061 | 11.97 | 0.17866 | 0.32195 | 15.0548 | 0.064497 | 3.0449 | 0.65068 | 3.9832 | 70.7076 | 0.025758 | -0.082048 | -0.028744 | 0.025758 | 0.032288 | 0.81073 | -0.58112 | -1.4692 | 0.81073 | 0.77203 | 1.0793 | -0.25406 | -2.1206 | 1.0793 | 0.97099 | 0.064497 | 3.0449 | 0.65068 | 3.9832 | 70.7076 | 0.025758 | -0.082048 | -0.028744 | 0.025758 | 0.032288 | 0.81073 | -0.58112 | -1.4692 | 0.81073 | 0.77203 | 1.0793 | -0.25406 | -2.1206 | 1.0793 | 0.97099
15 | 0.33 | 0.19 | South/Central | GA | Atlanta-Hartsfield-Jackson.Intl.AP.722190 | 3 | 4874954 | 48.2554 | 9.5966 | 62.1306 | 48.1416 | 13.989 | 1090 | 0.026329 | 18.86 | -1.0764 | 1.1027 | 29.96 | -1.6452 | -2.72 | -2.7745 | 1.1293 | 9.287 | -0.8187 | -16.49 | -0.47713 | -0.34157 | -19.6523 | 0.026329 | 18.86 | -1.0764 | 1.1027 | 29.96 | 0.12757 | 18.26 | -0.86441 | 0.99198 | 28.2809 | 0.064497 | 3.1123 | 0.61896 | 4.0073 | 70.302 | 0.0016981 | -0.10611 | -0.052804 | 0.0016981 | 0.0082278 | 1.2164 | -0.17543 | -1.0636 | 1.2164 | 1.1777 | 1.9323 | 0.59899 | -1.2675 | 1.9323 | 1.824 | 0.064497 | 3.1123 | 0.61896 | 4.0073 | 70.302 | 0.0016981 | -0.10611 | -0.052804 | 0.0016981 | 0.0082278 | 1.2164 | -0.17543 | -1.0636 | 1.2164 | 1.1777 | 1.9323 | 0.59899 | -1.2675 | 1.9323 | 1.824
16 | 0.33 | 0.17 | South/Central | GA | Atlanta-Hartsfield-Jackson.Intl.AP.722190 | 3 | 4874954 | 48.8083 | 9.3458 | 62.3427 | 48.6933 | 13.6495 | 1087.12 | -0.18579 | 21.74 | -1.628 | 1.4422 | 36.3666 | -1.8573 | 0.16 | -3.3262 | 1.4689 | 15.6936 | -1.0308 | -13.61 | -1.0288 | -0.0020483 | -13.2457 | -0.18579 | 21.74 | -1.628 | 1.4422 | 36.3666 | -0.084553 | 21.14 | -1.4161 | 1.3315 | 34.6876 | 0.064497 | 3.148 | 0.60278 | 4.0209 | 70.1162 | -0.011983 | -0.11979 | -0.066485 | -0.011983 | -0.0054534 | 1.4022 | 0.01032 | -0.87781 | 1.4022 | 1.3635 | 2.3455 | 1.0122 | -0.85431 | 2.3455 | 2.2373 | 0.064497 | 3.148 | 0.60278 | 4.0209 | 70.1162 | -0.011983 | -0.11979 | -0.066485 | -0.011983 | -0.0054534 | 1.4022 | 0.01032 | -0.87781 | 1.4022 | 1.3635 | 2.3455 | 1.0122 | -0.85431 | 2.3455 | 2.2373
17 | 0.3 | 0.47 | South/Central | GA | Atlanta-Hartsfield-Jackson.Intl.AP.722190 | 3 | 4874954 | 41.9357 | 12.4078 | 59.6461 | 41.8367 | 17.8094 | 1121.39 | 2.5108 | -12.53 | 5.2285 | -2.7177 | -40.8795 | 0.83932 | -34.11 | 3.5304 | -2.6911 | -61.5525 | 1.6658 | -47.88 | 5.8277 | -4.162 | -90.4918 | 2.5108 | -12.53 | 5.2285 | -2.7177 | -40.8795 | 2.612 | -13.13 | 5.4405 | -2.8284 | -42.5586 | 0.064497 | 2.7047 | 0.80027 | 3.847 | 72.3265 | 0.16194 | 0.054134 | 0.10744 | 0.16194 | 0.16847 | -0.80815 | -2.2 | -3.0881 | -0.80815 | -0.84685 | -2.6366 | -3.97 | -5.8365 | -2.6366 | -2.7449 | 0.064497 | 2.7047 | 0.80027 | 3.847 | 72.3265 | 0.16194 | 0.054134 | 0.10744 | 0.16194 | 0.16847 | -0.80815 | -2.2 | -3.0881 | -0.80815 | -0.84685 | -2.6366 | -3.97 | -5.8365 | -2.6366 | -2.7449
18 | 0.3 | 0.42 | South/Central | GA | Atlanta-Hartsfield-Jackson.Intl.AP.722190 | 3 | 4874954 | 42.9316 | 11.7564 | 59.7702 | 42.8302 | 16.94 | 1108.43 | 2.3867 | 0.43 | 4.235 | -1.8483 | -19.1109 | 0.71525 | -21.15 | 2.5369 | -1.8216 | -39.7839 | 1.5417 | -34.92 | 4.8343 | -3.2926 | -68.7233 | 2.3867 | 0.43 | 4.235 | -1.8483 | -19.1109 | 2.488 | -0.17 | 4.447 | -1.959 | -20.79 | 0.064497 | 2.769 | 0.75826 | 3.855 | 71.4906 | 0.15394 | 0.046132 | 0.099436 | 0.15394 | 0.16047 | 0.027734 | -1.3641 | -2.2522 | 0.027734 | -0.010965 | -1.2326 | -2.566 | -4.4325 | -1.2326 | -1.3409 | 0.064497 | 2.769 | 0.75826 | 3.855 | 71.4906 | 0.15394 | 0.046132 | 0.099436 | 0.15394 | 0.16047 | 0.027734 | -1.3641 | -2.2522 | 0.027734 | -0.010965 | -1.2326 | -2.566 | -4.4325 | -1.2326 | -1.3409
19 | 0.3 | 0.37 | South/Central | GA | Atlanta-Hartsfield-Jackson.Intl.AP.722190 | 3 | 4874954 | 43.917 | 11.1849 | 59.9927 | 43.8133 | 16.1794 | 1098.58 | 2.1642 | 10.28 | 3.2519 | -1.0877 | -1.5266 | 0.49271 | -11.3 | 1.5538 | -1.0611 | -22.1996 | 1.3192 | -25.07 | 3.8511 | -2.532 | -51.139 | 2.1642 | 10.28 | 3.2519 | -1.0877 | -1.5266 | 2.2654 | 9.68 | 3.4639 | -1.1984 | -3.2057 | 0.064497 | 2.8325 | 0.72139 | 3.8694 | 70.8553 | 0.13958 | 0.031778 | 0.085082 | 0.13958 | 0.14611 | 0.66303 | -0.72882 | -1.6169 | 0.66303 | 0.62433 | -0.098463 | -1.4318 | -3.2983 | -0.098463 | -0.20676 | 0.064497 | 2.8325 | 0.72139 | 3.8694 | 70.8553 | 0.13958 | 0.031778 | 0.085082 | 0.13958 | 0.14611 | 0.66303 | -0.72882 | -1.6169 | 0.66303 | 0.62433 | -0.098463 | -1.4318 | -3.2983 | -0.098463 | -0.20676
20 | 0.3 | 0.32 | South/Central | GA | Atlanta-Hartsfield-Jackson.Intl.AP.722190 | 3 | 4874954 | 45.0123 | 10.6225 | 60.3253 | 44.906 | 15.4192 | 1090.22 | 1.8317 | 18.64 | 2.1592 | -0.32754 | 14.6395 | 0.16019 | -2.94 | 0.46108 | -0.3009 | -6.0335 | 0.98664 | -16.71 | 2.7585 | -1.7718 | -34.9728 | 1.8317 | 18.64 | 2.1592 | -0.32754 | 14.6395 | 1.9329 | 18.04 | 2.3712 | -0.43827 | 12.9604 | 0.064497 | 2.9032 | 0.68512 | 3.8908 | 70.3161 | 0.11814 | 0.010332 | 0.063636 | 0.11814 | 0.12467 | 1.2022 | -0.18962 | -1.0777 | 1.2022 | 1.1635 | 0.94421 | -0.38914 | -2.2556 | 0.94421 | 0.83591 | 0.064497 | 2.9032 | 0.68512 | 3.8908 | 70.3161 | 0.11814 | 0.010332 | 0.063636 | 0.11814 | 0.12467 | 1.2022 | -0.18962 | -1.0777 | 1.2022 | 1.1635 | 0.94421 | -0.38914 | -2.2556 | 0.94421 | 0.83591
21 | 0.3 | 0.27 | South/Central | GA | Atlanta-Hartsfield-Jackson.Intl.AP.722190 | 3 | 4874954 | 45.7356 | 10.2808 | 60.5561 | 45.6277 | 14.9285 | 1085.03 | 1.6008 | 23.83 | 1.4376 | 0.16323 | 24.8695 | -0.070674 | 2.25 | -0.26055 | 0.18988 | 4.1965 | 0.75578 | -11.52 | 2.0368 | -1.281 | -24.7428 | 1.6008 | 23.83 | 1.4376 | 0.16323 | 24.8695 | 1.7021 | 23.23 | 1.6495 | 0.052506 | 23.1904 | 0.064497 | 2.9498 | 0.66308 | 3.9057 | 69.9814 | 0.10325 | -0.0045583 | 0.048746 | 0.10325 | 0.10978 | 1.537 | 0.14512 | -0.74301 | 1.537 | 1.4983 | 1.604 | 0.27066 | -1.5958 | 1.604 | 1.4957 | 0.064497 | 2.9498 | 0.66308 | 3.9057 | 69.9814 | 0.10325 | -0.0045583 | 0.048746 | 0.10325 | 0.10978 | 1.537 | 0.14512 | -0.74301 | 1.537 | 1.4983 | 1.604 | 0.27066 | -1.5958 | 1.604 | 1.4957
22 | 0.3 | 0.23 | South/Central | GA | Atlanta-Hartsfield-Jackson.Intl.AP.722190 | 3 | 4874954 | 46.1783 | 10.109 | 60.7362 | 46.0693 | 14.6669 | 1082.96 | 1.4208 | 25.9 | 0.9959 | 0.42485 | 29.5935 | -0.25073 | 4.32 | -0.70223 | 0.45149 | 8.9205 | 0.57572 | -9.45 | 1.5952 | -1.0194 | -20.0188 | 1.4208 | 25.9 | 0.9959 | 0.42485 | 29.5935 | 1.522 | 25.3 | 1.2079 | 0.31412 | 27.9144 | 0.064497 | 2.9784 | 0.652 | 3.9173 | 69.8479 | 0.091635 | -0.016172 | 0.037133 | 0.091635 | 0.098164 | 1.6705 | 0.27863 | -0.6095 | 1.6705 | 1.6318 | 1.9087 | 0.57535 | -1.2912 | 1.9087 | 1.8004 | 0.064497 | 2.9784 | 0.652 | 3.9173 | 69.8479 | 0.091635 | -0.016172 | 0.037133 | 0.091635 | 0.098164 | 1.6705 | 0.27863 | -0.6095 | 1.6705 | 1.6318 | 1.9087 | 0.57535 | -1.2912 | 1.9087 | 1.8004
23 | 0.3 | 0.19 | South/Central | GA | Atlanta-Hartsfield-Jackson.Intl.AP.722190 | 3 | 4874954 | 47.2237 | 9.6074 | 61.0903 | 47.1123 | 13.978 | 1076.13 | 1.0666 | 32.73 | -0.047068 | 1.1137 | 43.568 | -0.60484 | 11.15 | -1.7452 | 1.1404 | 22.895 | 0.22162 | -2.62 | 0.55218 | -0.33056 | -6.0443 | 1.0666 | 32.73 | -0.047068 | 1.1137 | 43.568 | 1.1679 | 32.13 | 0.1649 | 1.003 | 41.8889 | 0.064497 | 3.0458 | 0.61965 | 3.9402 | 69.4074 | 0.068796 | -0.03901 | 0.014294 | 0.068796 | 0.075326 | 2.111 | 0.71914 | -0.16898 | 2.111 | 2.0723 | 2.81 | 1.4767 | -0.38984 | 2.81 | 2.7017 | 0.064497 | 3.0458 | 0.61965 | 3.9402 | 69.4074 | 0.068796 | -0.03901 | 0.014294 | 0.068796 | 0.075326 | 2.111 | 0.71914 | -0.16898 | 2.111 | 2.0723 | 2.81 | 1.4767 | -0.38984 | 2.81 | 2.7017
24 | 0.3 | 0.17 | South/Central | GA | Atlanta-Hartsfield-Jackson.Intl.AP.722190 | 3 | 4874954 | 47.7772 | 9.3661 | 61.3119 | 47.6645 | 13.6474 | 1073.51 | 0.84503 | 35.35 | -0.59925 | 1.4443 | 49.6123 | -0.82646 | 13.77 | -2.2974 | 1.4709 | 28.9393 | 0 | 0 | 0 | 0 | 0 | 0.84503 | 35.35 | -0.59925 | 1.4443 | 49.6123 | 0.94627 | 34.75 | -0.38728 | 1.3335 | 47.9332 | 0.064497 | 3.0815 | 0.60409 | 3.9544 | 69.2384 | 0.054502 | -0.053304 | 0 | 0.054502 | 0.061032 | 2.28 | 0.88813 | 0 | 2.28 | 2.2413 | 3.1999 | 1.8665 | 0 | 3.1999 | 3.0916 | 0.064497 | 3.0815 | 0.60409 | 3.9544 | 69.2384 | 0.054502 | -0.053304 | 0 | 0.054502 | 0.061032 | 2.28 | 0.88813 | 0 | 2.28 | 2.2413 | 3.1999 | 1.8665 | 0 | 3.1999 | 3.0916
25 | 0.28 | 0.47 | South/Central | GA | Atlanta-Hartsfield-Jackson.Intl.AP.722190 | 3 | 4874954 | 41.4557 | 12.2985 | 59.0169 | 41.3578 | 17.6591 | 1110.56 | 3.14 | -1.7 | 5.7074 | -2.5674 | -28.7894 | 1.4685 | -23.28 | 4.0093 | -2.5407 | -49.4624 | 2.295 | -37.05 | 6.3066 | -4.0116 | -78.4018 | 3.14 | -1.7 | 5.7074 | -2.5674 | -28.7894 | 3.2413 | -2.3 | 5.9194 | -2.6781 | -30.4685 | 0.064497 | 2.6738 | 0.79322 | 3.8064 | 71.628 | 0.20252 | 0.094717 | 0.14802 | 0.20252 | 0.20905 | -0.10965 | -1.5015 | -2.3896 | -0.10965 | -0.14834 | -1.8568 | -3.1902 | -5.0567 | -1.8568 | -1.9651 | 0.064497 | 2.6738 | 0.79322 | 3.8064 | 71.628 | 0.20252 | 0.094717 | 0.14802 | 0.20252 | 0.20905 | -0.10965 | -1.5015 | -2.3896 | -0.10965 | -0.14834 | -1.8568 | -3.1902 | -5.0567 | -1.8568 | -1.9651
26 | 0.28 | 0.42 | South/Central | GA | Atlanta-Hartsfield-Jackson.Intl.AP.722190 | 3 | 4874954 | 42.2913 | 11.7565 | 59.1192 | 42.1914 | 16.9278 | 1099.63 | 3.0377 | 9.23 | 4.8738 | -1.8361 | -10.4532 | 1.3663 | -12.35 | 3.1757 | -1.8094 | -31.1262 | 2.1927 | -26.12 | 5.4731 | -3.2804 | -60.0655 | 3.0377 | 9.23 | 4.8738 | -1.8361 | -10.4532 | 3.139 | 8.63 | 5.0858 | -1.9468 | -12.1323 | 0.064497 | 2.7277 | 0.75826 | 3.813 | 70.9231 | 0.19593 | 0.088119 | 0.14142 | 0.19593 | 0.20246 | 0.59531 | -0.79654 | -1.6847 | 0.59531 | 0.55661 | -0.6742 | -2.0076 | -3.8741 | -0.6742 | -0.7825 | 0.064497 | 2.7277 | 0.75826 | 3.813 | 70.9231 | 0.19593 | 0.088119 | 0.14142 | 0.19593 | 0.20246 | 0.59531 | -0.79654 | -1.6847 | 0.59531 | 0.55661 | -0.6742 | -2.0076 | -3.8741 | -0.6742 | -0.7825
27 | 0.28 | 0.37 | South/Central | GA | Atlanta-Hartsfield-Jackson.Intl.AP.722190 | 3 | 4874954 | 43.1157 | 11.2755 | 59.292 | 43.0139 | 16.2781 | 1091.03 | 2.8649 | 17.83 | 4.0514 | -1.1864 | 4.7876 | 1.1934 | -3.75 | 2.3532 | -1.1598 | -15.8854 | 2.0199 | -17.52 | 4.6506 | -2.6307 | -44.8247 | 2.8649 | 17.83 | 4.0514 | -1.1864 | 4.7876 | 2.9662 | 17.23 | 4.2633 | -1.2972 | 3.1085 | 0.064497 | 2.7808 | 0.72724 | 3.8242 | 70.3684 | 0.18478 | 0.076973 | 0.13028 | 0.18478 | 0.19131 | 1.15 | -0.24186 | -1.13 | 1.15 | 1.1113 | 0.30879 | -1.0246 | -2.8911 | 0.30879 | 0.20049 | 0.064497 | 2.7808 | 0.72724 | 3.8242 | 70.3684 | 0.18478 | 0.076973 | 0.13028 | 0.18478 | 0.19131 | 1.15 | -0.24186 | -1.13 | 1.15 | 1.1113 | 0.30879 | -1.0246 | -2.8911 | 0.30879 | 0.20049
28 | 0.28 | 0.32 | South/Central | GA | Atlanta-Hartsfield-Jackson.Intl.AP.722190 | 3 | 4874954 | 44.0903 | 10.7726 | 59.5734 | 43.9862 | 15.5872 | 1083.13 | 2.5835 | 25.73 | 3.0791 | -0.49553 | 19.7473 | 0.91203 | 4.15 | 1.3809 | -0.46889 | -0.92571 | 1.7385 | -9.62 | 3.6783 | -1.9398 | -29.865 | 2.5835 | 25.73 | 3.0791 | -0.49553 | 19.7473 | 2.6848 | 25.13 | 3.291 | -0.60626 | 18.0682 | 0.064497 | 2.8437 | 0.6948 | 3.8423 | 69.8589 | 0.16663 | 0.058823 | 0.11213 | 0.16663 | 0.17316 | 1.6595 | 0.26766 | -0.62046 | 1.6595 | 1.6208 | 1.2736 | -0.059706 | -1.9262 | 1.2736 | 1.1653 | 0.064497 | 2.8437 | 0.6948 | 3.8423 | 69.8589 | 0.16663 | 0.058823 | 0.11213 | 0.16663 | 0.17316 | 1.6595 | 0.26766 | -0.62046 | 1.6595 | 1.6208 | 1.2736 | -0.059706 | -1.9262 | 1.2736 | 1.1653
29 | 0.28 | 0.27 | South/Central | GA | Atlanta-Hartsfield-Jackson.Intl.AP.722190 | 3 | 4874954 | 44.854 | 10.4106 | 59.8244 | 44.7481 | 15.0762 | 1077.83 | 2.3326 | 31.03 | 2.3171 | 0.015482 | 30.2643 | 0.6611 | 9.45 | 0.61897 | 0.042126 | 9.5913 | 1.4876 | -4.32 | 2.9163 | -1.4288 | -19.3481 | 2.3326 | 31.03 | 2.3171 | 0.015482 | 30.2643 | 2.4338 | 30.43 | 2.5291 | -0.095245 | 28.5852 | 0.064497 | 2.893 | 0.67145 | 3.8585 | 69.517 | 0.15045 | 0.042639 | 0.095943 | 0.15045 | 0.15697 | 2.0013 | 0.6095 | -0.27863 | 2.0013 | 1.9627 | 1.952 | 0.61861 | -1.2479 | 1.952 | 1.8437 | 0.064497 | 2.893 | 0.67145 | 3.8585 | 69.517 | 0.15045 | 0.042639 | 0.095943 | 0.15045 | 0.15697 | 2.0013 | 0.6095 | -0.27863 | 2.0013 | 1.9627 | 1.952 | 0.61861 | -1.2479 | 1.952 | 1.8437
30 | 0.28 | 0.23 | South/Central | GA | Atlanta-Hartsfield-Jackson.Intl.AP.722190 | 3 | 4874954 | 45.4679 | 10.1289 | 60.0359 | 45.3606 | 14.6752 | 1073.87 | 2.1211 | 34.99 | 1.7046 | 0.41647 | 38.33 | 0.44959 | 13.41 | 0.0064755 | 0.44312 | 17.657 | 1.2761 | -0.36 | 2.3039 | -1.0278 | -11.2823 | 2.1211 | 34.99 | 1.7046 | 0.41647 | 38.33 | 2.2223 | 34.39 | 1.9166 | 0.30575 | 36.651 | 0.064497 | 2.9326 | 0.65329 | 3.8721 | 69.2616 | 0.1368 | 0.028998 | 0.082302 | 0.1368 | 0.14333 | 2.2568 | 0.86491 | -0.023219 | 2.2568 | 2.2181 | 2.4722 | 1.1388 | -0.72768 | 2.4722 | 2.3639 | 0.064497 | 2.9326 | 0.65329 | 3.8721 | 69.2616 | 0.1368 | 0.028998 | 0.082302 | 0.1368 | 0.14333 | 2.2568 | 0.86491 | -0.023219 | 2.2568 | 2.2181 | 2.4722 | 1.1388 | -0.72768 | 2.4722 | 2.3639
31 | 0.28 | 0.19 | South/Central | GA | Atlanta-Hartsfield-Jackson.Intl.AP.722190 | 3 | 4874954 | 46.5035 | 9.637 | 60.3989 | 46.3937 | 14.0051 | 1067.45 | 1.7581 | 41.41 | 0.6715 | 1.0866 | 51.6862 | 0.086583 | 19.83 | -1.0266 | 1.1132 | 31.0132 | 0.91304 | 6.06 | 1.2708 | -0.35771 | 2.0739 | 1.7581 | 41.41 | 0.6715 | 1.0866 | 51.6862 | 1.8593 | 40.81 | 0.88347 | 0.97584 | 50.0071 | 0.064497 | 2.9993 | 0.62156 | 3.8956 | 68.8475 | 0.11339 | 0.0055843 | 0.058889 | 0.11339 | 0.11992 | 2.6708 | 1.279 | 0.39085 | 2.6708 | 2.6321 | 3.3336 | 2.0003 | 0.13376 | 3.3336 | 3.2253 | 0.064497 | 2.9993 | 0.62156 | 3.8956 | 68.8475 | 0.11339 | 0.0055843 | 0.058889 | 0.11339 | 0.11992 | 2.6708 | 1.279 | 0.39085 | 2.6708 | 2.6321 | 3.3336 | 2.0003 | 0.13376 | 3.3336 | 3.2253
32 | 0.28 | 0.17 | South/Central | GA | Atlanta-Hartsfield-Jackson.Intl.AP.722190 | 3 | 4874954 | 47.0561 | 9.3867 | 60.6111 | 46.9451 | 13.6661 | 1064.6 | 1.5458 | 44.26 | 0.12016 | 1.4256 | 58.0784 | -0.1257 | 22.68 | -1.578 | 1.4523 | 37.4054 | 0.70076 | 8.91 | 0.71941 | -0.018648 | 8.4661 | 1.5458 | 44.26 | 0.12016 | 1.4256 | 58.0784 | 1.647 | 43.66 | 0.33213 | 1.3149 | 56.3994 | 0.064497 | 3.035 | 0.60542 | 3.9092 | 68.6637 | 0.099699 | -0.0081073 | 0.045197 | 0.099699 | 0.10623 | 2.8546 | 1.4628 | 0.57467 | 2.8546 | 2.8159 | 3.7459 | 2.4125 | 0.54604 | 3.7459 | 3.6376 | 0.064497 | 3.035 | 0.60542 | 3.9092 | 68.6637 | 0.099699 | -0.0081073 | 0.045197 | 0.099699 | 0.10623 | 2.8546 | 1.4628 | 0.57467 | 2.8546 | 2.8159 | 3.7459 | 2.4125 | 0.54604 | 3.7459 | 3.6376
33 | 0.27 | 0.47 | South/Central | GA | Atlanta-Hartsfield-Jackson.Intl.AP.722190 | 3 | 4874954 | 41.156 | 12.2885 | 58.7063 | 41.0587 | 17.6475 | 1106.26 | 3.4507 | 2.6 | 6.0065 | -2.5558 | -24.5048 | 1.7792 | -18.98 | 4.3084 | -2.5292 | -45.1778 | 2.6056 | -32.75 | 6.6057 | -4.0001 | -74.1172 | 3.4507 | 2.6 | 6.0065 | -2.5558 | -24.5048 | 3.5519 | 2 | 6.2185 | -2.6666 | -26.1839 | 0.064497 | 2.6544 | 0.79258 | 3.7864 | 71.3507 | 0.22256 | 0.11475 | 0.16806 | 0.22256 | 0.22909 | 0.16769 | -1.2242 | -2.1123 | 0.16769 | 0.12899 | -1.5805 | -2.9138 | -4.7804 | -1.5805 | -1.6888 | 0.064497 | 2.6544 | 0.79258 | 3.7864 | 71.3507 | 0.22256 | 0.11475 | 0.16806 | 0.22256 | 0.22909 | 0.16769 | -1.2242 | -2.1123 | 0.16769 | 0.12899 | -1.5805 | -2.9138 | -4.7804 | -1.5805 | -1.6888
34 | 0.27 | 0.42 | South/Central | GA | Atlanta-Hartsfield-Jackson.Intl.AP.722190 | 3 | 4874954 | 41.9707 | 11.7574 | 58.7895 | 41.8715 | 16.918 | 1095.12 | 3.3674 | 13.74 | 5.1937 | -1.8263 | -5.9706 | 1.6959 | -7.84 | 3.4956 | -1.7996 | -26.6436 | 2.5224 | -21.61 | 5.7929 | -3.2705 | -55.5829 | 3.3674 | 13.74 | 5.1937 | -1.8263 | -5.9706 | 3.4687 | 13.14 | 5.4057 | -1.937 | -7.6497 | 0.064497 | 2.707 | 0.75832 | 3.7918 | 70.6322 | 0.21719 | 0.10938 | 0.16269 | 0.21719 | 0.22372 | 0.88619 | -0.50566 | -1.3938 | 0.88619 | 0.84749 | -0.38509 | -1.7184 | -3.5849 | -0.38509 | -0.49338 | 0.064497 | 2.707 | 0.75832 | 3.7918 | 70.6322 | 0.21719 | 0.10938 | 0.16269 | 0.21719 | 0.22372 | 0.88619 | -0.50566 | -1.3938 | 0.88619 | 0.84749 | -0.38509 | -1.7184 | -3.5849 | -0.38509 | -0.49338
35 | 0.27 | 0.37 | South/Central | GA | Atlanta-Hartsfield-Jackson.Intl.AP.722190 | 3 | 4874954 | 42.6641 | 11.3658 | 58.9416 | 42.5634 | 16.3783 | 1088.07 | 3.2153 | 20.79 | 4.5019 | -1.2866 | 6.581 | 1.5438 | -0.79 | 2.8037 | -1.2599 | -14.092 | 2.3703 | -14.56 | 5.1011 | -2.7309 | -43.0313 | 3.2153 | 20.79 | 4.5019 | -1.2866 | 6.581 | 3.3165 | 20.19 | 4.7138 | -1.3973 | 4.902 | 0.064497 | 2.7517 | 0.73306 | 3.8016 | 70.1775 | 0.20738 | 0.099572 | 0.15288 | 0.20738 | 0.21391 | 1.3409 | -0.050953 | -0.93908 | 1.3409 | 1.3022 | 0.42446 | -0.90889 | -2.7754 | 0.42446 | 0.31616 | 0.064497 | 2.7517 | 0.73306 | 3.8016 | 70.1775 | 0.20738 | 0.099572 | 0.15288 | 0.20738 | 0.21391 | 1.3409 | -0.050953 | -0.93908 | 1.3409 | 1.3022 | 0.42446 | -0.90889 | -2.7754 | 0.42446 | 0.31616
36 | 0.27 | 0.32 | South/Central | GA | Atlanta-Hartsfield-Jackson.Intl.AP.722190 | 3 | 4874954 | 43.5486 | 10.9037 | 59.1927 | 43.4457 | 15.7469 | 1080.76 | 2.9643 | 28.1 | 3.6195 | -0.65523 | 20.3292 | 1.2928 | 6.52 | 1.9214 | -0.62859 | -0.34382 | 2.1192 | -7.25 | 4.2187 | -2.0995 | -29.2831 | 2.9643 | 28.1 | 3.6195 | -0.65523 | 20.3292 | 3.0655 | 27.5 | 3.8315 | -0.76596 | 18.6501 | 0.064497 | 2.8088 | 0.70326 | 3.8178 | 69.706 | 0.19119 | 0.08338 | 0.13668 | 0.19119 | 0.19772 | 1.8124 | 0.42052 | -0.4676 | 1.8124 | 1.7737 | 1.3112 | -0.022176 | -1.8887 | 1.3112 | 1.2029 | 0.064497 | 2.8088 | 0.70326 | 3.8178 | 69.706 | 0.19119 | 0.08338 | 0.13668 | 0.19119 | 0.19772 | 1.8124 | 0.42052 | -0.4676 | 1.8124 | 1.7737 | 1.3112 | -0.022176 | -1.8887 | 1.3112 | 1.2029
37 | 0.27 | 0.27 | South/Central | GA | Atlanta-Hartsfield-Jackson.Intl.AP.722190 | 3 | 4874954 | 44.3836 | 10.4911 | 59.4537 | 44.2788 | 15.1749 | 1074.58 | 2.7032 | 34.28 | 2.7864 | -0.083176 | 32.357 | 1.0318 | 12.7 | 1.0883 | -0.056533 | 11.684 | 1.8582 | -1.07 | 3.3857 | -1.5275 | -17.2553 | 2.7032 | 34.28 | 2.7864 | -0.083176 | 32.357 | 2.8045 | 33.68 | 2.9984 | -0.1939 | 30.6779 | 0.064497 | 2.8626 | 0.67665 | 3.8346 | 69.3074 | 0.17435 | 0.066546 | 0.11985 | 0.17435 | 0.18088 | 2.211 | 0.81911 | -0.069012 | 2.211 | 2.1723 | 2.0869 | 0.75359 | -1.1129 | 2.0869 | 1.9786 | 0.064497 | 2.8626 | 0.67665 | 3.8346 | 69.3074 | 0.17435 | 0.066546 | 0.11985 | 0.17435 | 0.18088 | 2.211 | 0.81911 | -0.069012 | 2.211 | 2.1723 | 2.0869 | 0.75359 | -1.1129 | 2.0869 | 1.9786
38 | 0.27 | 0.23 | South/Central | GA | Atlanta-Hartsfield-Jackson.Intl.AP.722190 | 3 | 4874954 | 45.1172 | 10.1394 | 59.6858 | 45.0106 | 14.6752 | 1069.26 | 2.4711 | 39.6 | 2.0546 | 0.41653 | 42.8108 | 0.79963 | 18.02 | 0.35646 | 0.44317 | 22.1378 | 1.6261 | 4.25 | 2.6538 | -1.0277 | -6.8016 | 2.4711 | 39.6 | 2.0546 | 0.41653 | 42.8108 | 2.5724 | 39 | 2.2666 | 0.3058 | 41.1317 | 0.064497 | 2.9099 | 0.65397 | 3.8496 | 68.9643 | 0.15938 | 0.051574 | 0.10488 | 0.15938 | 0.16591 | 2.5541 | 1.1622 | 0.27411 | 2.5541 | 2.5154 | 2.7612 | 1.4278 | -0.43868 | 2.7612 | 2.6529 | 0.064497 | 2.9099 | 0.65397 | 3.8496 | 68.9643 | 0.15938 | 0.051574 | 0.10488 | 0.15938 | 0.16591 | 2.5541 | 1.1622 | 0.27411 | 2.5541 | 2.5154 | 2.7612 | 1.4278 | -0.43868 | 2.7612 | 2.6529
39 | 0.27 | 0.19 | South/Central | GA | Atlanta-Hartsfield-Jackson.Intl.AP.722190 | 3 | 4874954 | 46.1429 | 9.6476 | 60.0392 | 46.034 | 14.0052 | 1062.71 | 2.1178 | 46.15 | 1.0313 | 1.0865 | 56.2878 | 0.44629 | 24.57 | -0.66687 | 1.1132 | 35.6148 | 1.2727 | 10.8 | 1.6305 | -0.35776 | 6.6755 | 2.1178 | 46.15 | 1.0313 | 1.0865 | 56.2878 | 2.219 | 45.55 | 1.2432 | 0.97579 | 54.6088 | 0.064497 | 2.9761 | 0.62224 | 3.8724 | 68.5418 | 0.13659 | 0.028784 | 0.082089 | 0.13659 | 0.14312 | 2.9765 | 1.5847 | 0.69657 | 2.9765 | 2.9378 | 3.6304 | 2.2971 | 0.43055 | 3.6304 | 3.5221 | 0.064497 | 2.9761 | 0.62224 | 3.8724 | 68.5418 | 0.13659 | 0.028784 | 0.082089 | 0.13659 | 0.14312 | 2.9765 | 1.5847 | 0.69657 | 2.9765 | 2.9378 | 3.6304 | 2.2971 | 0.43055 | 3.6304 | 3.5221
40 | 0.27 | 0.17 | South/Central | GA | Atlanta-Hartsfield-Jackson.Intl.AP.722190 | 3 | 4874954 | 46.695 | 9.3967 | 60.2503 | 46.5848 | 13.6656 | 1059.85 | 1.9066 | 49.01 | 0.48044 | 1.4261 | 62.7092 | 0.2351 | 27.43 | -1.2177 | 1.4528 | 42.0362 | 1.0616 | 13.66 | 1.0797 | -0.018132 | 13.0969 | 1.9066 | 49.01 | 0.48044 | 1.4261 | 62.7092 | 2.0078 | 48.41 | 0.69241 | 1.3154 | 61.0301 | 0.064497 | 3.0117 | 0.60606 | 3.886 | 68.3574 | 0.12297 | 0.015163 | 0.068468 | 0.12297 | 0.1295 | 3.161 | 1.7692 | 0.88103 | 3.161 | 3.1223 | 4.0446 | 2.7112 | 0.84471 | 4.0446 | 3.9363 | 0.064497 | 3.0117 | 0.60606 | 3.886 | 68.3574 | 0.12297 | 0.015163 | 0.068468 | 0.12297 | 0.1295 | 3.161 | 1.7692 | 0.88103 | 3.161 | 3.1223 | 4.0446 | 2.7112 | 0.84471 | 4.0446 | 3.9363
41 | 0.26 | 0.47 | South/Central | GA | Atlanta-Hartsfield-Jackson.Intl.AP.722190 | 3 | 4874954 | 40.8648 | 12.2785 | 58.3953 | 40.7682 | 17.6271 | 1101.81 | 3.7616 | 7.05 | 6.297 | -2.5354 | -19.9759 | 2.0901 | -14.53 | 4.5989 | -2.5087 | -40.6489 | 2.9166 | -28.3 | 6.8962 | -3.9797 | -69.5882 | 3.7616 | 7.05 | 6.297 | -2.5354 | -19.9759 | 3.8629 | 6.45 | 6.509 | -2.6461 | -21.6549 | 0.064497 | 2.6357 | 0.79193 | 3.7663 | 71.0637 | 0.24261 | 0.13481 | 0.18811 | 0.24261 | 0.24914 | 0.45471 | -0.93714 | -1.8253 | 0.45471 | 0.41601 | -1.2884 | -2.6217 | -4.4882 | -1.2884 | -1.3967 | 0.064497 | 2.6357 | 0.79193 | 3.7663 | 71.0637 | 0.24261 | 0.13481 | 0.18811 | 0.24261 | 0.24914 | 0.45471 | -0.93714 | -1.8253 | 0.45471 | 0.41601 | -1.2884 | -2.6217 | -4.4882 | -1.2884 | -1.3967
42 | 0.26 | 0.42 | South/Central | GA | Atlanta-Hartsfield-Jackson.Intl.AP.722190 | 3 | 4874954 | 41.6493 | 11.7574 | 58.4582 | 41.5509 | 16.9072 | 1090.57 | 3.6988 | 18.29 | 5.5143 | -1.8155 | -1.4426 | 2.0273 | -3.29 | 3.8162 | -1.7889 | -22.1156 | 2.8537 | -17.06 | 6.1136 | -3.2598 | -51.055 | 3.6988 | 18.29 | 5.5143 | -1.8155 | -1.4426 | 3.8 | 17.69 | 5.7263 | -1.9263 | -3.1217 | 0.064497 | 2.6863 | 0.75832 | 3.7704 | 70.3387 | 0.23856 | 0.13075 | 0.18406 | 0.23856 | 0.24509 | 1.1797 | -0.2122 | -1.1003 | 1.1797 | 1.141 | -0.093046 | -1.4264 | -3.2929 | -0.093046 | -0.20134 | 0.064497 | 2.6863 | 0.75832 | 3.7704 | 70.3387 | 0.23856 | 0.13075 | 0.18406 | 0.23856 | 0.24509 | 1.1797 | -0.2122 | -1.1003 | 1.1797 | 1.141 | -0.093046 | -1.4264 | -3.2929 | -0.093046 | -0.20134
43 | 0.26 | 0.37 | South/Central | GA | Atlanta-Hartsfield-Jackson.Intl.AP.722190 | 3 | 4874954 | 42.2032 | 11.4658 | 58.6005 | 42.1035 | 16.497 | 1085.54 | 3.5564 | 23.32 | 4.9617 | -1.4053 | 7.7572 | 1.885 | 1.74 | 3.2636 | -1.3786 | -12.9158 | 2.7114 | -12.03 | 5.561 | -2.8496 | -41.8551 | 3.5564 | 23.32 | 4.9617 | -1.4053 | 7.7572 | 3.6577 | 22.72 | 5.1737 | -1.516 | 6.0781 | 0.064497 | 2.722 | 0.73951 | 3.7796 | 70.0143 | 0.22938 | 0.12157 | 0.17488 | 0.22938 | 0.23591 | 1.5041 | 0.11223 | -0.7759 | 1.5041 | 1.4654 | 0.50032 | -0.83303 | -2.6995 | 0.50032 | 0.39202 | 0.064497 | 2.722 | 0.73951 | 3.7796 | 70.0143 | 0.22938 | 0.12157 | 0.17488 | 0.22938 | 0.23591 | 1.5041 | 0.11223 | -0.7759 | 1.5041 | 1.4654 | 0.50032 | -0.83303 | -2.6995 | 0.50032 | 0.39202
44 | 0.26 | 0.32 | South/Central | GA | Atlanta-Hartsfield-Jackson.Intl.AP.722190 | 3 | 4874954 | 42.9669 | 11.0738 | 58.821 | 42.8654 | 15.9556 | 1079.33 | 3.3359 | 29.53 | 4.1998 | -0.86392 | 19.4786 | 1.6644 | 7.95 | 2.5017 | -0.83728 | -1.1944 | 2.4909 | -5.82 | 4.7991 | -2.3082 | -30.1337 | 3.3359 | 29.53 | 4.1998 | -0.86392 | 19.4786 | 3.4371 | 28.93 | 4.4118 | -0.97465 | 17.7995 | 0.064497 | 2.7712 | 0.71423 | 3.7938 | 69.6138 | 0.21516 | 0.10735 | 0.16065 | 0.21516 | 0.22169 | 1.9046 | 0.51275 | -0.37537 | 1.9046 | 1.8659 | 1.2563 | -0.077037 | -1.9435 | 1.2563 | 1.148 | 0.064497 | 2.7712 | 0.71423 | 3.7938 | 69.6138 | 0.21516 | 0.10735 | 0.16065 | 0.21516 | 0.22169 | 1.9046 | 0.51275 | -0.37537 | 1.9046 | 1.8659 | 1.2563 | -0.077037 | -1.9435 | 1.2563 | 1.148
45 | 0.26 | 0.27 | South/Central | GA | Atlanta-Hartsfield-Jackson.Intl.AP.722190 | 3 | 4874954 | 43.9227 | 10.571 | 59.0832 | 43.819 | 15.2642 | 1071.18 | 3.0737 | 37.68 | 3.2463 | -0.17253 | 34.6977 | 1.4023 | 16.1 | 1.5481 | -0.14588 | 14.0247 | 2.2287 | 2.33 | 3.8455 | -1.6168 | -14.9146 | 3.0737 | 37.68 | 3.2463 | -0.17253 | 34.6977 | 3.175 | 37.08 | 3.4582 | -0.28325 | 33.0186 | 0.064497 | 2.8329 | 0.6818 | 3.8107 | 69.0881 | 0.19825 | 0.090442 | 0.14375 | 0.19825 | 0.20478 | 2.4303 | 1.0384 | 0.15028 | 2.4303 | 2.3916 | 2.2379 | 0.90455 | -0.96195 | 2.2379 | 2.1296 | 0.064497 | 2.8329 | 0.6818 | 3.8107 | 69.0881 | 0.19825 | 0.090442 | 0.14375 | 0.19825 | 0.20478 | 2.4303 | 1.0384 | 0.15028 | 2.4303 | 2.3916 | 2.2379 | 0.90455 | -0.96195 | 2.2379 | 2.1296
46 | 0.26 | 0.23 | South/Central | GA | Atlanta-Hartsfield-Jackson.Intl.AP.722190 | 3 | 4874954 | 44.7569 | 10.1494 | 59.3353 | 44.6512 | 14.6841 | 1064.78 | 2.8216 | 44.08 | 2.414 | 0.40757 | 47.0551 | 1.1501 | 22.5 | 0.71591 | 0.43422 | 26.3821 | 1.9766 | 8.73 | 3.0133 | -1.0367 | -2.5572 | 2.8216 | 44.08 | 2.414 | 0.40757 | 47.0551 | 2.9229 | 43.48 | 2.626 | 0.29684 | 45.376 | 0.064497 | 2.8867 | 0.65461 | 3.827 | 68.6753 | 0.18199 | 0.07418 | 0.12748 | 0.18199 | 0.18852 | 2.843 | 1.4512 | 0.56306 | 2.843 | 2.8043 | 3.0349 | 1.7016 | -0.16493 | 3.0349 | 2.9266 | 0.064497 | 2.8867 | 0.65461 | 3.827 | 68.6753 | 0.18199 | 0.07418 | 0.12748 | 0.18199 | 0.18852 | 2.843 | 1.4512 | 0.56306 | 2.843 | 2.8043 | 3.0349 | 1.7016 | -0.16493 | 3.0349 | 2.9266
47 | 0.26 | 0.19 | South/Central | GA | Atlanta-Hartsfield-Jackson.Intl.AP.722190 | 3 | 4874954 | 45.7823 | 9.6577 | 59.6883 | 45.6742 | 14.0141 | 1058.24 | 2.4686 | 50.62 | 1.391 | 1.0776 | 60.5371 | 0.79711 | 29.04 | -0.30712 | 1.1042 | 39.8641 | 1.6236 | 15.27 | 1.9903 | -0.36669 | 10.9248 | 2.4686 | 50.62 | 1.391 | 1.0776 | 60.5371 | 2.5698 | 50.02 | 1.603 | 0.96686 | 58.8581 | 0.064497 | 2.9528 | 0.62289 | 3.8497 | 68.2535 | 0.15922 | 0.051411 | 0.10472 | 0.15922 | 0.16575 | 3.2648 | 1.873 | 0.98487 | 3.2648 | 3.2262 | 3.9045 | 2.5711 | 0.70462 | 3.9045 | 3.7962 | 0.064497 | 2.9528 | 0.62289 | 3.8497 | 68.2535 | 0.15922 | 0.051411 | 0.10472 | 0.15922 | 0.16575 | 3.2648 | 1.873 | 0.98487 | 3.2648 | 3.2262 | 3.9045 | 2.5711 | 0.70462 | 3.9045 | 3.7962
48 | 0.26 | 0.17 | South/Central | GA | Atlanta-Hartsfield-Jackson.Intl.AP.722190 | 3 | 4874954 | 46.3253 | 9.4073 | 59.8909 | 46.2159 | 13.675 | 1055.27 | 2.266 | 53.59 | 0.84933 | 1.4167 | 67.0542 | 0.59453 | 32.01 | -0.8488 | 1.4433 | 46.3812 | 1.421 | 18.24 | 1.4486 | -0.027597 | 17.4419 | 2.266 | 53.59 | 0.84933 | 1.4167 | 67.0542 | 2.3673 | 52.99 | 1.0613 | 1.306 | 65.3752 | 0.064497 | 2.9879 | 0.60674 | 3.8628 | 68.062 | 0.14615 | 0.038345 | 0.09165 | 0.14615 | 0.15268 | 3.4564 | 2.0646 | 1.1764 | 3.4564 | 3.4177 | 4.3248 | 2.9915 | 1.125 | 4.3248 | 4.2165 | 0.064497 | 2.9879 | 0.60674 | 3.8628 | 68.062 | 0.14615 | 0.038345 | 0.09165 | 0.14615 | 0.15268 | 3.4564 | 2.0646 | 1.1764 | 3.4564 | 3.4177 | 4.3248 | 2.9915 | 1.125 | 4.3248 | 4.2165
49 | 0.25 | 0.47 | South/Central | GA | Atlanta-Hartsfield-Jackson.Intl.AP.722190 | 3 | 4874954 | 40.5748 | 12.2683 | 58.0851 | 40.4789 | 17.6062 | 1097.36 | 4.0718 | 11.5 | 6.5863 | -2.5145 | -15.4449 | 2.4004 | -10.08 | 4.8882 | -2.4878 | -36.1179 | 3.2268 | -23.85 | 7.1856 | -3.9588 | -65.0572 | 4.0718 | 11.5 | 6.5863 | -2.5145 | -15.4449 | 4.1731 | 10.9 | 6.7983 | -2.6252 | -17.124 | 0.064497 | 2.617 | 0.79127 | 3.7463 | 70.7767 | 0.26262 | 0.15482 | 0.20812 | 0.26262 | 0.26915 | 0.74172 | -0.65013 | -1.5383 | 0.74172 | 0.70302 | -0.99615 | -2.3295 | -4.196 | -0.99615 | -1.1044 | 0.064497 | 2.617 | 0.79127 | 3.7463 | 70.7767 | 0.26262 | 0.15482 | 0.20812 | 0.26262 | 0.26915 | 0.74172 | -0.65013 | -1.5383 | 0.74172 | 0.70302 | -0.99615 | -2.3295 | -4.196 | -0.99615 | -1.1044
50 | 0.25 | 0.42 | South/Central | GA | Atlanta-Hartsfield-Jackson.Intl.AP.722190 | 3 | 4874954 | 41.3287 | 11.7579 | 58.1281 | 41.2311 | 16.897 | 1086.04 | 4.0289 | 22.82 | 5.8342 | -1.8053 | 3.0558 | 2.3574 | 1.24 | 4.136 | -1.7787 | -17.6172 | 3.1838 | -12.53 | 6.4334 | -3.2496 | -46.5565 | 4.0289 | 22.82 | 5.8342 | -1.8053 | 3.0558 | 4.1301 | 22.22 | 6.0461 | -1.9161 | 1.3768 | 0.064497 | 2.6656 | 0.75835 | 3.7491 | 70.0465 | 0.25985 | 0.15204 | 0.20535 | 0.25985 | 0.26638 | 1.4718 | 0.079977 | -0.80815 | 1.4718 | 1.4331 | 0.19709 | -1.1363 | -3.0028 | 0.19709 | 0.088797 | 0.064497 | 2.6656 | 0.75835 | 3.7491 | 70.0465 | 0.25985 | 0.15204 | 0.20535 | 0.25985 | 0.26638 | 1.4718 | 0.079977 | -0.80815 | 1.4718 | 1.4331 | 0.19709 | -1.1363 | -3.0028 | 0.19709 | 0.088797
51 | 0.25 | 0.37 | South/Central | GA | Atlanta-Hartsfield-Jackson.Intl.AP.722190 | 3 | 4874954 | 41.7518 | 11.5661 | 58.2687 | 41.6531 | 16.6156 | 1083.14 | 3.8882 | 25.72 | 5.4121 | -1.5239 | 8.8155 | 2.2167 | 4.14 | 3.714 | -1.4973 | -11.8575 | 3.0432 | -9.63 | 6.0114 | -2.9682 | -40.7969 | 3.8882 | 25.72 | 5.4121 | -1.5239 | 8.8155 | 3.9895 | 25.12 | 5.6241 | -1.6347 | 7.1364 | 0.064497 | 2.6929 | 0.74598 | 3.7582 | 69.8595 | 0.25078 | 0.14297 | 0.19628 | 0.25078 | 0.25731 | 1.6589 | 0.26702 | -0.62111 | 1.6589 | 1.6202 | 0.56857 | -0.76478 | -2.6313 | 0.56857 | 0.46028 | 0.064497 | 2.6929 | 0.74598 | 3.7582 | 69.8595 | 0.25078 | 0.14297 | 0.19628 | 0.25078 | 0.25731 | 1.6589 | 0.26702 | -0.62111 | 1.6589 | 1.6202 | 0.56857 | -0.76478 | -2.6313 | 0.56857 | 0.46028
52 | 0.25 | 0.32 | South/Central | GA | Atlanta-Hartsfield-Jackson.Intl.AP.722190 | 3 | 4874954 | 42.3757 | 11.2539 | 58.4497 | 42.2756 | 16.1742 | 1078.06 | 3.7072 | 30.8 | 4.7897 | -1.0825 | 18.3589 | 2.0357 | 9.22 | 3.0915 | -1.0558 | -2.3141 | 2.8622 | -4.55 | 5.3889 | -2.5267 | -31.2534 | 3.7072 | 30.8 | 4.7897 | -1.0825 | 18.3589 | 3.8085 | 30.2 | 5.0016 | -1.1932 | 16.6799 | 0.064497 | 2.7331 | 0.72585 | 3.7698 | 69.5319 | 0.2391 | 0.1313 | 0.1846 | 0.2391 | 0.24563 | 1.9865 | 0.59466 | -0.29346 | 1.9865 | 1.9478 | 1.1841 | -0.14925 | -2.0158 | 1.1841 | 1.0758 | 0.064497 | 2.7331 | 0.72585 | 3.7698 | 69.5319 | 0.2391 | 0.1313 | 0.1846 | 0.2391 | 0.24563 | 1.9865 | 0.59466 | -0.29346 | 1.9865 | 1.9478 | 1.1841 | -0.14925 | -2.0158 | 1.1841 | 1.0758
53 | 0.25 | 0.27 | South/Central | GA | Atlanta-Hartsfield-Jackson.Intl.AP.722190 | 3 | 4874954 | 43.452 | 10.6515 | 58.7032 | 43.3493 | 15.3539 | 1067.66 | 3.4537 | 41.2 | 3.7159 | -0.26218 | 37.1516 | 1.7822 | 19.62 | 2.0178 | -0.23553 | 16.4786 | 2.6087 | 5.85 | 4.3151 | -1.7065 | -12.4607 | 3.4537 | 41.2 | 3.7159 | -0.26218 | 37.1516 | 3.555 | 40.6 | 3.9279 | -0.3729 | 35.4725 | 0.064497 | 2.8025 | 0.68699 | 3.7862 | 68.8611 | 0.22276 | 0.11495 | 0.16825 | 0.22276 | 0.22929 | 2.6573 | 1.2654 | 0.37731 | 2.6573 | 2.6186 | 2.3962 | 1.0628 | -0.80368 | 2.3962 | 2.2879 | 0.064497 | 2.8025 | 0.68699 | 3.7862 | 68.8611 | 0.22276 | 0.11495 | 0.16825 | 0.22276 | 0.22929 | 2.6573 | 1.2654 | 0.37731 | 2.6573 | 2.6186 | 2.3962 | 1.0628 | -0.80368 | 2.3962 | 2.2879
54 | 0.25 | 0.23 | South/Central | GA | Atlanta-Hartsfield-Jackson.Intl.AP.722190 | 3 | 4874954 | 44.3964 | 10.1595 | 58.9752 | 44.2915 | 14.6836 | 1060.02 | 3.1818 | 48.84 | 2.7737 | 0.40809 | 51.6777 | 1.5103 | 27.26 | 1.0756 | 0.43473 | 31.0047 | 2.3368 | 13.49 | 3.3729 | -1.0362 | 2.0654 | 3.1818 | 48.84 | 2.7737 | 0.40809 | 51.6777 | 3.283 | 48.24 | 2.9857 | 0.29736 | 49.9986 | 0.064497 | 2.8634 | 0.65526 | 3.8037 | 68.3683 | 0.20522 | 0.09741 | 0.15071 | 0.20522 | 0.21175 | 3.15 | 1.7582 | 0.87007 | 3.15 | 3.1113 | 3.3331 | 1.9997 | 0.13321 | 3.3331 | 3.2248 | 0.064497 | 2.8634 | 0.65526 | 3.8037 | 68.3683 | 0.20522 | 0.09741 | 0.15071 | 0.20522 | 0.21175 | 3.15 | 1.7582 | 0.87007 | 3.15 | 3.1113 | 3.3331 | 1.9997 | 0.13321 | 3.3331 | 3.2248
55 | 0.25 | 0.19 | South/Central | GA | Atlanta-Hartsfield-Jackson.Intl.AP.722190 | 3 | 4874954 | 45.4212 | 9.6682 | 59.3286 | 45.3139 | 14.0147 | 1053.52 | 2.8283 | 55.34 | 1.7513 | 1.077 | 65.1256 | 1.1568 | 33.76 | 0.053165 | 1.1037 | 44.4526 | 1.9833 | 19.99 | 2.3505 | -0.36724 | 15.5133 | 2.8283 | 55.34 | 1.7513 | 1.077 | 65.1256 | 2.9296 | 54.74 | 1.9633 | 0.96631 | 63.4465 | 0.064497 | 2.9295 | 0.62357 | 3.8265 | 67.9491 | 0.18242 | 0.074613 | 0.12792 | 0.18242 | 0.18895 | 3.5693 | 2.1774 | 1.2893 | 3.5693 | 3.5306 | 4.2004 | 2.8671 | 1.0006 | 4.2004 | 4.0921 | 0.064497 | 2.9295 | 0.62357 | 3.8265 | 67.9491 | 0.18242 | 0.074613 | 0.12792 | 0.18242 | 0.18895 | 3.5693 | 2.1774 | 1.2893 | 3.5693 | 3.5306 | 4.2004 | 2.8671 | 1.0006 | 4.2004 | 4.0921
56 | 0.25 | 0.17 | South/Central | GA | Atlanta-Hartsfield-Jackson.Intl.AP.722190 | 3 | 4874954 | 45.9548 | 9.4264 | 59.5299 | 45.8463 | 13.6836 | 1050.64 | 2.627 | 58.22 | 1.219 | 1.4081 | 71.4421 | 0.95553 | 36.64 | -0.47917 | 1.4347 | 50.7691 | 1.782 | 22.87 | 1.8182 | -0.036219 | 21.8297 | 2.627 | 58.22 | 1.219 | 1.4081 | 71.4421 | 2.7283 | 57.62 | 1.4309 | 1.2973 | 69.763 | 0.064497 | 2.964 | 0.60798 | 3.8395 | 67.7633 | 0.16944 | 0.061629 | 0.11493 | 0.16944 | 0.17596 | 3.755 | 2.3632 | 1.4751 | 3.755 | 3.7163 | 4.6078 | 3.2745 | 1.408 | 4.6078 | 4.4995 | 0.064497 | 2.964 | 0.60798 | 3.8395 | 67.7633 | 0.16944 | 0.061629 | 0.11493 | 0.16944 | 0.17596 | 3.755 | 2.3632 | 1.4751 | 3.755 | 3.7163 | 4.6078 | 3.2745 | 1.408 | 4.6078 | 4.4995
57 | 0.24 | 0.47 | South/Central | GA | Atlanta-Hartsfield-Jackson.Intl.AP.722190 | 3 | 4874954 | 40.2242 | 12.2792 | 57.736 | 40.1291 | 17.6069 | 1092.75 | 4.4209 | 16.11 | 6.9361 | -2.5152 | -10.9972 | 2.7494 | -5.47 | 5.238 | -2.4885 | -31.6702 | 3.5759 | -19.24 | 7.5354 | -3.9595 | -60.6095 | 4.4209 | 16.11 | 6.9361 | -2.5152 | -10.9972 | 4.5222 | 15.51 | 7.1481 | -2.6259 | -12.6762 | 0.064497 | 2.5943 | 0.79197 | 3.7238 | 70.4793 | 0.28514 | 0.17733 | 0.23063 | 0.28514 | 0.29167 | 1.0391 | -0.3528 | -1.2409 | 1.0391 | 1.0004 | -0.70929 | -2.0426 | -3.9091 | -0.70929 | -0.81758 | 0.064497 | 2.5943 | 0.79197 | 3.7238 | 70.4793 | 0.28514 | 0.17733 | 0.23063 | 0.28514 | 0.29167 | 1.0391 | -0.3528 | -1.2409 | 1.0391 | 1.0004 | -0.70929 | -2.0426 | -3.9091 | -0.70929 | -0.81758
58 | 0.24 | 0.42 | South/Central | GA | Atlanta-Hartsfield-Jackson.Intl.AP.722190 | 3 | 4874954 | 40.9781 | 11.7776 | 57.7971 | 40.8813 | 16.9158 | 1081.98 | 4.3598 | 26.88 | 6.184 | -1.8241 | 6.7857 | 2.6883 | 5.3 | 4.4858 | -1.7975 | -13.8873 | 3.5148 | -8.47 | 6.7832 | -3.2684 | -42.8266 | 4.3598 | 26.88 | 6.184 | -1.8241 | 6.7857 | 4.4611 | 26.28 | 6.3959 | -1.9349 | 5.1066 | 0.064497 | 2.643 | 0.75962 | 3.7278 | 69.7847 | 0.2812 | 0.17339 | 0.22669 | 0.2812 | 0.28773 | 1.7337 | 0.34184 | -0.54629 | 1.7337 | 1.695 | 0.43766 | -0.89569 | -2.7622 | 0.43766 | 0.32936 | 0.064497 | 2.643 | 0.75962 | 3.7278 | 69.7847 | 0.2812 | 0.17339 | 0.22669 | 0.2812 | 0.28773 | 1.7337 | 0.34184 | -0.54629 | 1.7337 | 1.695 | 0.43766 | -0.89569 | -2.7622 | 0.43766 | 0.32936
59 | 0.24 | 0.37 | South/Central | GA | Atlanta-Hartsfield-Jackson.Intl.AP.722190 | 3 | 4874954 | 41.4012 | 11.5861 | 57.9381 | 41.3033 | 16.6348 | 1079.09 | 4.2188 | 29.77 | 5.7619 | -1.5431 | 12.5315 | 2.5473 | 8.19 | 4.0638 | -1.5164 | -8.1415 | 3.3738 | -5.58 | 6.3612 | -2.9874 | -37.0808 | 4.2188 | 29.77 | 5.7619 | -1.5431 | 12.5315 | 4.3201 | 29.17 | 5.9739 | -1.6538 | 10.8525 | 0.064497 | 2.6703 | 0.74727 | 3.7368 | 69.5983 | 0.2721 | 0.1643 | 0.2176 | 0.2721 | 0.27863 | 1.9201 | 0.52823 | -0.35989 | 1.9201 | 1.8814 | 0.80825 | -0.5251 | -2.3916 | 0.80825 | 0.69995 | 0.064497 | 2.6703 | 0.74727 | 3.7368 | 69.5983 | 0.2721 | 0.1643 | 0.2176 | 0.2721 | 0.27863 | 1.9201 | 0.52823 | -0.35989 | 1.9201 | 1.8814 | 0.80825 | -0.5251 | -2.3916 | 0.80825 | 0.69995
60 | 0.24 | 0.32 | South/Central | GA | Atlanta-Hartsfield-Jackson.Intl.AP.722190 | 3 | 4874954 | 42.0251 | 11.2648 | 58.1007 | 41.9258 | 16.175 | 1073.47 | 4.0562 | 35.39 | 5.1395 | -1.0833 | 22.8029 | 2.3847 | 13.81 | 3.4413 | -1.0566 | 2.1299 | 3.2112 | 0.04 | 5.7387 | -2.5275 | -26.8094 | 4.0562 | 35.39 | 5.1395 | -1.0833 | 22.8029 | 4.1574 | 34.79 | 5.3514 | -1.194 | 21.1239 | 0.064497 | 2.7105 | 0.72655 | 3.7473 | 69.2358 | 0.26161 | 0.15381 | 0.20711 | 0.26161 | 0.26814 | 2.2826 | 0.89071 | 0.0025799 | 2.2826 | 2.2439 | 1.4707 | 0.13737 | -1.7291 | 1.4707 | 1.3624 | 0.064497 | 2.7105 | 0.72655 | 3.7473 | 69.2358 | 0.26161 | 0.15381 | 0.20711 | 0.26161 | 0.26814 | 2.2826 | 0.89071 | 0.0025799 | 2.2826 | 2.2439 | 1.4707 | 0.13737 | -1.7291 | 1.4707 | 1.3624
61 | 0.24 | 0.27 | South/Central | GA | Atlanta-Hartsfield-Jackson.Intl.AP.722190 | 3 | 4874954 | 43.0915 | 10.6615 | 58.3525 | 42.9897 | 15.3628 | 1063.18 | 3.8044 | 45.68 | 4.0756 | -0.27113 | 41.3985 | 2.1329 | 24.1 | 2.3774 | -0.24449 | 20.7255 | 2.9594 | 10.33 | 4.6748 | -1.7154 | -8.2138 | 3.8044 | 45.68 | 4.0756 | -0.27113 | 41.3985 | 3.9057 | 45.08 | 4.2875 | -0.38186 | 39.7195 | 0.064497 | 2.7793 | 0.68764 | 3.7636 | 68.5721 | 0.24537 | 0.13757 | 0.19087 | 0.24537 | 0.2519 | 2.9462 | 1.5544 | 0.66626 | 2.9462 | 2.9075 | 2.6701 | 1.3367 | -0.52977 | 2.6701 | 2.5618 | 0.064497 | 2.7793 | 0.68764 | 3.7636 | 68.5721 | 0.24537 | 0.13757 | 0.19087 | 0.24537 | 0.2519 | 2.9462 | 1.5544 | 0.66626 | 2.9462 | 2.9075 | 2.6701 | 1.3367 | -0.52977 | 2.6701 | 2.5618
62 | 0.24 | 0.23 | South/Central | GA | Atlanta-Hartsfield-Jackson.Intl.AP.722190 | 3 | 4874954 | 44.0358 | 10.1701 | 58.6249 | 43.9318 | 14.6931 | 1055.56 | 3.532 | 53.3 | 3.1334 | 0.3986 | 55.9048 | 1.8606 | 31.72 | 1.4353 | 0.42524 | 35.2318 | 2.687 | 17.95 | 3.7327 | -1.0457 | 6.2925 | 3.532 | 53.3 | 3.1334 | 0.3986 | 55.9048 | 3.6333 | 52.7 | 3.3454 | 0.28787 | 54.2258 | 0.064497 | 2.8402 | 0.65594 | 3.7811 | 68.0807 | 0.22781 | 0.12 | 0.1733 | 0.22781 | 0.23434 | 3.4377 | 2.0459 | 1.1577 | 3.4377 | 3.399 | 3.6057 | 2.2724 | 0.40585 | 3.6057 | 3.4974 | 0.064497 | 2.8402 | 0.65594 | 3.7811 | 68.0807 | 0.22781 | 0.12 | 0.1733 | 0.22781 | 0.23434 | 3.4377 | 2.0459 | 1.1577 | 3.4377 | 3.399 | 3.6057 | 2.2724 | 0.40585 | 3.6057 | 3.4974
63 | 0.24 | 0.19 | South/Central | GA | Atlanta-Hartsfield-Jackson.Intl.AP.722190 | 3 | 4874954 | 45.0607 | 9.678 | 58.9771 | 44.9543 | 14.0228 | 1049.01 | 3.1799 | 59.85 | 2.1109 | 1.0689 | 69.4055 | 1.5084 | 38.27 | 0.41282 | 1.0956 | 48.7325 | 2.3348 | 24.5 | 2.7102 | -0.37537 | 19.7932 | 3.1799 | 59.85 | 2.1109 | 1.0689 | 69.4055 | 3.2811 | 59.25 | 2.3229 | 0.95818 | 67.7264 | 0.064497 | 2.9063 | 0.6242 | 3.8039 | 67.6582 | 0.20509 | 0.097286 | 0.15059 | 0.20509 | 0.21162 | 3.8602 | 2.4683 | 1.5802 | 3.8602 | 3.8215 | 4.4765 | 3.1431 | 1.2766 | 4.4765 | 4.3682 | 0.064497 | 2.9063 | 0.6242 | 3.8039 | 67.6582 | 0.20509 | 0.097286 | 0.15059 | 0.20509 | 0.21162 | 3.8602 | 2.4683 | 1.5802 | 3.8602 | 3.8215 | 4.4765 | 3.1431 | 1.2766 | 4.4765 | 4.3682
64 | 0.24 | 0.17 | South/Central | GA | Atlanta-Hartsfield-Jackson.Intl.AP.722190 | 3 | 4874954 | 45.5942 | 9.4271 | 59.1697 | 45.4865 | 13.6831 | 1045.88 | 2.9873 | 62.98 | 1.5787 | 1.4086 | 76.0656 | 1.3158 | 41.4 | -0.11942 | 1.4352 | 55.3926 | 2.1422 | 27.63 | 2.178 | -0.035713 | 26.4533 | 2.9873 | 62.98 | 1.5787 | 1.4086 | 76.0656 | 3.0885 | 62.38 | 1.7907 | 1.2978 | 74.3866 | 0.064497 | 2.9407 | 0.60802 | 3.8163 | 67.4563 | 0.19267 | 0.084865 | 0.13817 | 0.19267 | 0.1992 | 4.062 | 2.6702 | 1.7821 | 4.062 | 4.0233 | 4.906 | 3.5727 | 1.7062 | 4.906 | 4.7977 | 0.064497 | 2.9407 | 0.60802 | 3.8163 | 67.4563 | 0.19267 | 0.084865 | 0.13817 | 0.19267 | 0.1992 | 4.062 | 2.6702 | 1.7821 | 4.062 | 4.0233 | 4.906 | 3.5727 | 1.7062 | 4.906 | 4.7977
65 | 0.22 | 0.47 | South/Central | GA | Atlanta-Hartsfield-Jackson.Intl.AP.722190 | 3 | 4874954 | 39.5231 | 12.3194 | 57.0746 | 39.4297 | 17.6449 | 1084.63 | 5.0824 | 24.23 | 7.6356 | -2.5532 | -3.5543 | 3.4109 | 2.65 | 5.9374 | -2.5266 | -24.2273 | 4.2373 | -11.12 | 8.2348 | -3.9975 | -53.1666 | 5.0824 | 24.23 | 7.6356 | -2.5532 | -3.5543 | 5.1836 | 23.63 | 7.8475 | -2.6639 | -5.2334 | 0.064497 | 2.5491 | 0.79457 | 3.6812 | 69.9556 | 0.3278 | 0.21999 | 0.2733 | 0.3278 | 0.33433 | 1.5628 | 0.17092 | -0.71721 | 1.5628 | 1.5241 | -0.22924 | -1.5626 | -3.4291 | -0.22924 | -0.33754 | 0.064497 | 2.5491 | 0.79457 | 3.6812 | 69.9556 | 0.3278 | 0.21999 | 0.2733 | 0.3278 | 0.33433 | 1.5628 | 0.17092 | -0.71721 | 1.5628 | 1.5241 | -0.22924 | -1.5626 | -3.4291 | -0.22924 | -0.33754
66 | 0.22 | 0.42 | South/Central | GA | Atlanta-Hartsfield-Jackson.Intl.AP.722190 | 3 | 4874954 | 40.2677 | 11.8082 | 57.1074 | 40.1725 | 16.9349 | 1073.17 | 5.0495 | 35.69 | 6.8928 | -1.8432 | 15.099 | 3.3781 | 14.11 | 5.1946 | -1.8166 | -5.574 | 4.2045 | 0.34 | 7.492 | -3.2875 | -34.5133 | 5.0495 | 35.69 | 6.8928 | -1.8432 | 15.099 | 5.1508 | 35.09 | 7.1047 | -1.9539 | 13.4199 | 0.064497 | 2.5972 | 0.7616 | 3.6833 | 69.2165 | 0.32568 | 0.21788 | 0.27118 | 0.32568 | 0.33221 | 2.3019 | 0.91006 | 0.021929 | 2.3019 | 2.2632 | 0.97384 | -0.35951 | -2.226 | 0.97384 | 0.86555 | 0.064497 | 2.5972 | 0.7616 | 3.6833 | 69.2165 | 0.32568 | 0.21788 | 0.27118 | 0.32568 | 0.33221 | 2.3019 | 0.91006 | 0.021929 | 2.3019 | 2.2632 | 0.97384 | -0.35951 | -2.226 | 0.97384 | 0.86555
67 | 0.22 | 0.37 | South/Central | GA | Atlanta-Hartsfield-Jackson.Intl.AP.722190 | 3 | 4874954 | 40.6998 | 11.6167 | 57.258 | 40.6035 | 16.6544 | 1070.42 | 4.899 | 38.44 | 6.4617 | -1.5627 | 20.707 | 3.2275 | 16.86 | 4.7636 | -1.5361 | 0.033999 | 4.0539 | 3.09 | 7.0609 | -3.007 | -28.9053 | 4.899 | 38.44 | 6.4617 | -1.5627 | 20.707 | 5.0002 | 37.84 | 6.6737 | -1.6735 | 19.0279 | 0.064497 | 2.625 | 0.74925 | 3.693 | 69.0391 | 0.31597 | 0.20816 | 0.26147 | 0.31597 | 0.3225 | 2.4793 | 1.0874 | 0.1993 | 2.4793 | 2.4406 | 1.3355 | 0.0021929 | -1.8643 | 1.3355 | 1.2272 | 0.064497 | 2.625 | 0.74925 | 3.693 | 69.0391 | 0.31597 | 0.20816 | 0.26147 | 0.31597 | 0.3225 | 2.4793 | 1.0874 | 0.1993 | 2.4793 | 2.4406 | 1.3355 | 0.0021929 | -1.8643 | 1.3355 | 1.2272
68 | 0.22 | 0.32 | South/Central | GA | Atlanta-Hartsfield-Jackson.Intl.AP.722190 | 3 | 4874954 | 41.304 | 11.2951 | 57.4001 | 41.2064 | 16.1938 | 1064.53 | 4.7568 | 44.33 | 5.8589 | -1.1021 | 31.2638 | 3.0853 | 22.75 | 4.1607 | -1.0754 | 10.5908 | 3.9118 | 8.98 | 6.4581 | -2.5463 | -18.3485 | 4.7568 | 44.33 | 5.8589 | -1.1021 | 31.2638 | 4.8581 | 43.73 | 6.0708 | -1.2128 | 29.5848 | 0.064497 | 2.664 | 0.7285 | 3.7021 | 68.6592 | 0.3068 | 0.199 | 0.2523 | 0.3068 | 0.31333 | 2.8592 | 1.4673 | 0.57918 | 2.8592 | 2.8205 | 2.0164 | 0.68308 | -1.1834 | 2.0164 | 1.9081 | 0.064497 | 2.664 | 0.7285 | 3.7021 | 68.6592 | 0.3068 | 0.199 | 0.2523 | 0.3068 | 0.31333 | 2.8592 | 1.4673 | 0.57918 | 2.8592 | 2.8205 | 2.0164 | 0.68308 | -1.1834 | 2.0164 | 1.9081
69 | 0.22 | 0.27 | South/Central | GA | Atlanta-Hartsfield-Jackson.Intl.AP.722190 | 3 | 4874954 | 42.3703 | 10.6827 | 57.6426 | 42.2702 | 15.3724 | 1053.96 | 4.5144 | 54.9 | 4.7951 | -0.28067 | 50.2272 | 2.8429 | 33.32 | 3.0969 | -0.25403 | 29.5542 | 3.6694 | 19.55 | 5.3943 | -1.7249 | 0.61487 | 4.5144 | 54.9 | 4.7951 | -0.28067 | 50.2272 | 4.6156 | 54.3 | 5.007 | -0.3914 | 48.5481 | 0.064497 | 2.7328 | 0.689 | 3.7178 | 67.9775 | 0.29117 | 0.18336 | 0.23666 | 0.29117 | 0.29769 | 3.5409 | 2.149 | 1.2609 | 3.5409 | 3.5022 | 3.2395 | 1.9062 | 0.039657 | 3.2395 | 3.1312 | 0.064497 | 2.7328 | 0.689 | 3.7178 | 67.9775 | 0.29117 | 0.18336 | 0.23666 | 0.29117 | 0.29769 | 3.5409 | 2.149 | 1.2609 | 3.5409 | 3.5022 | 3.2395 | 1.9062 | 0.039657 | 3.2395 | 3.1312
70 | 0.22 | 0.23 | South/Central | GA | Atlanta-Hartsfield-Jackson.Intl.AP.722190 | 3 | 4874954 | 43.3148 | 10.1906 | 57.9144 | 43.2124 | 14.702 | 1046.33 | 4.2426 | 62.53 | 3.8529 | 0.38972 | 64.7584 | 2.5711 | 40.95 | 2.1547 | 0.41636 | 44.0854 | 3.3975 | 27.18 | 4.4521 | -1.0546 | 15.1461 | 4.2426 | 62.53 | 3.8529 | 0.38972 | 64.7584 | 4.3438 | 61.93 | 4.0648 | 0.27899 | 63.0793 | 0.064497 | 2.7937 | 0.65727 | 3.7353 | 67.4854 | 0.27363 | 0.16583 | 0.21913 | 0.27363 | 0.28016 | 4.033 | 2.6412 | 1.753 | 4.033 | 3.9943 | 4.1767 | 2.8434 | 0.97688 | 4.1767 | 4.0684 | 0.064497 | 2.7937 | 0.65727 | 3.7353 | 67.4854 | 0.27363 | 0.16583 | 0.21913 | 0.27363 | 0.28016 | 4.033 | 2.6412 | 1.753 | 4.033 | 3.9943 | 4.1767 | 2.8434 | 0.97688 | 4.1767 | 4.0684
71 | 0.22 | 0.19 | South/Central | GA | Atlanta-Hartsfield-Jackson.Intl.AP.722190 | 3 | 4874954 | 44.3396 | 9.6979 | 58.2658 | 44.2348 | 14.031 | 1039.77 | 3.8911 | 69.09 | 2.8305 | 1.0607 | 78.2856 | 2.2196 | 47.51 | 1.1323 | 1.0873 | 57.6126 | 3.0461 | 33.74 | 3.4297 | -0.38361 | 28.6733 | 3.8911 | 69.09 | 2.8305 | 1.0607 | 78.2856 | 3.9924 | 68.49 | 3.0424 | 0.94994 | 76.6065 | 0.064497 | 2.8598 | 0.62549 | 3.758 | 67.0623 | 0.25097 | 0.14316 | 0.19646 | 0.25097 | 0.2575 | 4.4561 | 3.0643 | 2.1761 | 4.4561 | 4.4174 | 5.0492 | 3.7159 | 1.8493 | 5.0492 | 4.9409 | 0.064497 | 2.8598 | 0.62549 | 3.758 | 67.0623 | 0.25097 | 0.14316 | 0.19646 | 0.25097 | 0.2575 | 4.4561 | 3.0643 | 2.1761 | 4.4561 | 4.4174 | 5.0492 | 3.7159 | 1.8493 | 5.0492 | 4.9409
72 | 0.22 | 0.17 | South/Central | GA | Atlanta-Hartsfield-Jackson.Intl.AP.722190 | 3 | 4874954 | 44.8731 | 9.447 | 58.4586 | 44.7671 | 13.6915 | 1036.65 | 3.6984 | 72.21 | 2.2981 | 1.4002 | 84.9415 | 2.0269 | 50.63 | 0.59998 | 1.4269 | 64.2685 | 2.8533 | 36.86 | 2.8974 | -0.044028 | 35.3292 | 3.6984 | 72.21 | 2.2981 | 1.4002 | 84.9415 | 3.7996 | 71.61 | 2.5101 | 1.2895 | 83.2625 | 0.064497 | 2.8942 | 0.60931 | 3.7704 | 66.861 | 0.23853 | 0.13073 | 0.18403 | 0.23853 | 0.24506 | 4.6573 | 3.2655 | 2.3774 | 4.6573 | 4.6186 | 5.4785 | 4.1451 | 2.2786 | 5.4785 | 5.3702 | 0.064497 | 2.8942 | 0.60931 | 3.7704 | 66.861 | 0.23853 | 0.13073 | 0.18403 | 0.23853 | 0.24506 | 4.6573 | 3.2655 | 2.3774 | 4.6573 | 4.6186 | 5.4785 | 4.1451 | 2.2786 | 5.4785 | 5.3702
73 | 0.2 | 0.47 | South/Central | GA | Atlanta-Hartsfield-Jackson.Intl.AP.722190 | 3 | 4874954 | 38.8219 | 12.3501 | 56.3946 | 38.73 | 17.6646 | 1075.95 | 5.7624 | 32.91 | 8.3352 | -2.5729 | 4.6188 | 4.0909 | 11.33 | 6.6371 | -2.5462 | -16.0542 | 4.9173 | -2.44 | 8.9345 | -4.0172 | -44.9935 | 5.7624 | 32.91 | 8.3352 | -2.5729 | 4.6188 | 5.8636 | 32.31 | 8.5472 | -2.6836 | 2.9397 | 0.064497 | 2.5039 | 0.79655 | 3.6373 | 69.3958 | 0.37166 | 0.26385 | 0.31715 | 0.37166 | 0.37819 | 2.1226 | 0.73075 | -0.15737 | 2.1226 | 2.0839 | 0.2979 | -1.0355 | -2.902 | 0.2979 | 0.1896 | 0.064497 | 2.5039 | 0.79655 | 3.6373 | 69.3958 | 0.37166 | 0.26385 | 0.31715 | 0.37166 | 0.37819 | 2.1226 | 0.73075 | -0.15737 | 2.1226 | 2.0839 | 0.2979 | -1.0355 | -2.902 | 0.2979 | 0.1896
74 | 0.2 | 0.42 | South/Central | GA | Atlanta-Hartsfield-Jackson.Intl.AP.722190 | 3 | 4874954 | 39.5566 | 11.848 | 56.4267 | 39.463 | 16.9637 | 1064.63 | 5.7303 | 44.23 | 7.6022 | -1.8719 | 23.0376 | 4.0588 | 22.65 | 5.9041 | -1.8453 | 2.3646 | 4.8852 | 8.88 | 8.2014 | -3.3162 | -26.5747 | 5.7303 | 44.23 | 7.6022 | -1.8719 | 23.0376 | 5.8315 | 43.63 | 7.8142 | -1.9827 | 21.3585 | 0.064497 | 2.5513 | 0.76416 | 3.6394 | 68.6657 | 0.36959 | 0.26178 | 0.31508 | 0.36959 | 0.37611 | 2.8527 | 1.4609 | 0.57274 | 2.8527 | 2.814 | 1.4859 | 0.15251 | -1.714 | 1.4859 | 1.3776 | 0.064497 | 2.5513 | 0.76416 | 3.6394 | 68.6657 | 0.36959 | 0.26178 | 0.31508 | 0.36959 | 0.37611 | 2.8527 | 1.4609 | 0.57274 | 2.8527 | 2.814 | 1.4859 | 0.15251 | -1.714 | 1.4859 | 1.3776
75 | 0.2 | 0.37 | South/Central | GA | Atlanta-Hartsfield-Jackson.Intl.AP.722190 | 3 | 4874954 | 39.9788 | 11.6571 | 56.5674 | 39.8842 | 16.6832 | 1061.76 | 5.5895 | 47.1 | 7.181 | -1.5915 | 28.7721 | 3.9181 | 25.52 | 5.4829 | -1.5648 | 8.099 | 4.7445 | 11.75 | 7.7802 | -3.0357 | -20.8403 | 5.5895 | 47.1 | 7.181 | -1.5915 | 28.7721 | 5.6908 | 46.5 | 7.393 | -1.7022 | 27.093 | 0.064497 | 2.5785 | 0.75185 | 3.6484 | 68.4806 | 0.36051 | 0.2527 | 0.30601 | 0.36051 | 0.36704 | 3.0378 | 1.646 | 0.75784 | 3.0378 | 2.9991 | 1.8557 | 0.52237 | -1.3441 | 1.8557 | 1.7474 | 0.064497 | 2.5785 | 0.75185 | 3.6484 | 68.4806 | 0.36051 | 0.2527 | 0.30601 | 0.36051 | 0.36704 | 3.0378 | 1.646 | 0.75784 | 3.0378 | 2.9991 | 1.8557 | 0.52237 | -1.3441 | 1.8557 | 1.7474
76 | 0.2 | 0.32 | South/Central | GA | Atlanta-Hartsfield-Jackson.Intl.AP.722190 | 3 | 4874954 | 40.5827 | 11.3349 | 56.7176 | 40.4867 | 16.231 | 1056.12 | 5.4393 | 52.74 | 6.5786 | -1.1393 | 38.9971 | 3.7678 | 31.16 | 4.8804 | -1.1126 | 18.3241 | 4.5943 | 17.39 | 7.1778 | -2.5836 | -10.6153 | 5.4393 | 52.74 | 6.5786 | -1.1393 | 38.9971 | 5.5405 | 52.14 | 6.7905 | -1.25 | 37.318 | 0.064497 | 2.6175 | 0.73107 | 3.6581 | 68.1168 | 0.35082 | 0.24301 | 0.29632 | 0.35082 | 0.35735 | 3.4016 | 2.0097 | 1.1216 | 3.4016 | 3.3629 | 2.5152 | 1.1819 | -0.68465 | 2.5152 | 2.4069 | 0.064497 | 2.6175 | 0.73107 | 3.6581 | 68.1168 | 0.35082 | 0.24301 | 0.29632 | 0.35082 | 0.35735 | 3.4016 | 2.0097 | 1.1216 | 3.4016 | 3.3629 | 2.5152 | 1.1819 | -0.68465 | 2.5152 | 2.4069
77 | 0.2 | 0.27 | South/Central | GA | Atlanta-Hartsfield-Jackson.Intl.AP.722190 | 3 | 4874954 | 41.6484 | 10.7125 | 56.9404 | 41.5499 | 15.3905 | 1044.99 | 5.2165 | 63.87 | 5.5153 | -0.29879 | 58.7252 | 3.545 | 42.29 | 3.8172 | -0.27214 | 38.0521 | 4.3715 | 28.52 | 6.1145 | -1.7431 | 9.1128 | 5.2165 | 63.87 | 5.5153 | -0.29879 | 58.7252 | 5.3177 | 63.27 | 5.7273 | -0.40951 | 57.0461 | 0.064497 | 2.6862 | 0.69092 | 3.6725 | 67.3989 | 0.33645 | 0.22864 | 0.28195 | 0.33645 | 0.34298 | 4.1194 | 2.7276 | 1.8395 | 4.1194 | 4.0807 | 3.7876 | 2.4543 | 0.58775 | 3.7876 | 3.6793 | 0.064497 | 2.6862 | 0.69092 | 3.6725 | 67.3989 | 0.33645 | 0.22864 | 0.28195 | 0.33645 | 0.34298 | 4.1194 | 2.7276 | 1.8395 | 4.1194 | 4.0807 | 3.7876 | 2.4543 | 0.58775 | 3.7876 | 3.6793
78 | 0.2 | 0.23 | South/Central | GA | Atlanta-Hartsfield-Jackson.Intl.AP.722190 | 3 | 4874954 | 42.5837 | 10.2111 | 57.1938 | 42.483 | 14.7108 | 1036.97 | 4.9631 | 71.89 | 4.5822 | 0.38087 | 73.7408 | 3.2916 | 50.31 | 2.8841 | 0.40751 | 53.0678 | 4.1181 | 36.54 | 5.1815 | -1.0634 | 24.1284 | 4.9631 | 71.89 | 4.5822 | 0.38087 | 73.7408 | 5.0643 | 71.29 | 4.7942 | 0.27014 | 72.0617 | 0.064497 | 2.7465 | 0.65859 | 3.6888 | 66.8817 | 0.32011 | 0.2123 | 0.2656 | 0.32011 | 0.32664 | 4.6367 | 3.2449 | 2.3567 | 4.6367 | 4.598 | 4.7561 | 3.4227 | 1.5562 | 4.7561 | 4.6478 | 0.064497 | 2.7465 | 0.65859 | 3.6888 | 66.8817 | 0.32011 | 0.2123 | 0.2656 | 0.32011 | 0.32664 | 4.6367 | 3.2449 | 2.3567 | 4.6367 | 4.598 | 4.7561 | 3.4227 | 1.5562 | 4.7561 | 4.6478
79 | 0.2 | 0.19 | South/Central | GA | Atlanta-Hartsfield-Jackson.Intl.AP.722190 | 3 | 4874954 | 43.6085 | 9.7086 | 57.5355 | 43.5054 | 14.0301 | 1030.12 | 4.6214 | 78.74 | 3.5598 | 1.0616 | 87.6566 | 2.95 | 57.16 | 1.8617 | 1.0883 | 66.9836 | 3.7764 | 43.39 | 4.1591 | -0.38266 | 38.0443 | 4.6214 | 78.74 | 3.5598 | 1.0616 | 87.6566 | 4.7227 | 78.14 | 3.7718 | 0.95089 | 85.9775 | 0.064497 | 2.8126 | 0.62618 | 3.7109 | 66.4399 | 0.29807 | 0.19026 | 0.24357 | 0.29807 | 0.3046 | 5.0785 | 3.6867 | 2.7985 | 5.0785 | 5.0398 | 5.6536 | 4.3203 | 2.4537 | 5.6536 | 5.5453 | 0.064497 | 2.8126 | 0.62618 | 3.7109 | 66.4399 | 0.29807 | 0.19026 | 0.24357 | 0.29807 | 0.3046 | 5.0785 | 3.6867 | 2.7985 | 5.0785 | 5.0398 | 5.6536 | 4.3203 | 2.4537 | 5.6536 | 5.5453
80 | 0.2 | 0.17 | South/Central | GA | Atlanta-Hartsfield-Jackson.Intl.AP.722190 | 3 | 4874954 | 44.1421 | 9.4577 | 57.7282 | 44.0377 | 13.6904 | 1027 | 4.4288 | 81.86 | 3.0275 | 1.4013 | 94.3154 | 2.7573 | 60.28 | 1.3294 | 1.4279 | 73.6424 | 3.5837 | 46.51 | 3.6267 | -0.043003 | 44.7031 | 4.4288 | 81.86 | 3.0275 | 1.4013 | 94.3154 | 4.53 | 81.26 | 3.2395 | 1.2905 | 92.6364 | 0.064497 | 2.847 | 0.60999 | 3.7233 | 66.2386 | 0.28564 | 0.17784 | 0.23114 | 0.28564 | 0.29217 | 5.2797 | 3.8879 | 2.9998 | 5.2797 | 5.241 | 6.0831 | 4.7497 | 2.8832 | 6.0831 | 5.9748 | 0.064497 | 2.847 | 0.60999 | 3.7233 | 66.2386 | 0.28564 | 0.17784 | 0.23114 | 0.28564 | 0.29217 | 5.2797 | 3.8879 | 2.9998 | 5.2797 | 5.241 | 6.0831 | 4.7497 | 2.8832 | 6.0831 | 5.9748
81 | 0.35 | 0.2 | South/Central | GA | Atlanta-Hartsfield-Jackson.Intl.AP.722190 | 3 | 4874954 | 48.6653 | 9.7067 | 62.7106 | 48.5506 | 14.16 | 1100.48 | -0.55366 | 8.38 | -1.4854 | 0.93172 | 17.9451 | -2.2251 | -13.2 | -3.1835 | 0.95837 | -2.7279 | -1.3987 | -26.97 | -0.88613 | -0.51255 | -31.6672 | -0.55366 | 8.38 | -1.4854 | 0.93172 | 17.9451 | -0.45242 | 7.78 | -1.2734 | 0.821 | 16.266 | 0.064497 | 3.1388 | 0.62606 | 4.0447 | 70.9779 | -0.035709 | -0.14352 | -0.090211 | -0.035709 | -0.02918 | 0.54049 | -0.85136 | -1.7395 | 0.54049 | 0.50179 | 1.1574 | -0.17594 | -2.0424 | 1.1574 | 1.0491 | 0.064497 | 3.1388 | 0.62606 | 4.0447 | 70.9779 | -0.035709 | -0.14352 | -0.090211 | -0.035709 | -0.02918 | 0.54049 | -0.85136 | -1.7395 | 0.54049 | 0.50179 | 1.1574 | -0.17594 | -2.0424 | 1.1574 | 1.0491
82 | 0.35 | 0.25 | South/Central | GA | Atlanta-Hartsfield-Jackson.Intl.AP.722190 | 3 | 4874954 | 47.3889 | 10.3095 | 62.2582 | 47.2772 | 14.981 | 1108.26 | -0.10124 | 0.6 | -0.21197 | 0.11073 | 1.6791 | -1.7727 | -20.98 | -1.9101 | 0.13737 | -18.9939 | -0.94627 | -34.75 | 0.38728 | -1.3335 | -47.9332 | -0.10124 | 0.6 | -0.21197 | 0.11073 | 1.6791 | 0 | 0 | 0 | 0 | 0 | 0.064497 | 3.0565 | 0.66494 | 4.0155 | 71.4797 | -0.0065297 | -0.11434 | -0.061032 | -0.0065297 | 0 | 0.038698 | -1.3532 | -2.2413 | 0.038698 | 0 | 0.1083 | -1.2251 | -3.0916 | 0.1083 | 0 | 0.064497 | 3.0565 | 0.66494 | 4.0155 | 71.4797 | -0.0065297 | -0.11434 | -0.061032 | -0.0065297 | 0 | 0.038698 | -1.3532 | -2.2413 | 0.038698 | 0 | 0.1083 | -1.2251 | -3.0916 | 0.1083 | 0
83 | 0.35 | 0.3 | South/Central | GA | Atlanta-Hartsfield-Jackson.Intl.AP.722190 | 3 | 4874954 | 47.1764 | 10.3505 | 62.1569 | 47.0652 | 15.0917 | 1108.86 | 0 | 0 | 0 | 0 | 0 | -1.6715 | -21.58 | -1.6981 | 0.026644 | -20.673 | -0.84503 | -35.35 | 0.59925 | -1.4443 | -49.6123 | 0 | 0 | 0 | 0 | 0 | 0.10124 | -0.6 | 0.21197 | -0.11073 | -1.6791 | 0.064497 | 3.0427 | 0.66758 | 4.0089 | 71.5184 | 0 | -0.10781 | -0.054502 | 0 | 0.0065297 | 0 | -1.3918 | -2.28 | 0 | -0.038698 | 0 | -1.3334 | -3.1999 | 0 | -0.1083 | 0.064497 | 3.0427 | 0.66758 | 4.0089 | 71.5184 | 0 | -0.10781 | -0.054502 | 0 | 0.0065297 | 0 | -1.3918 | -2.28 | 0 | -0.038698 | 0 | -1.3334 | -3.1999 | 0 | -0.1083
84 | 0.35 | 0.35 | South/Central | GA | Atlanta-Hartsfield-Jackson.Intl.AP.722190 | 3 | 4874954 | 46.0313 | 10.9029 | 61.7646 | 45.9228 | 15.8418 | 1116.28 | 0.39239 | -7.42 | 1.1424 | -0.75005 | -15.1283 | -1.2791 | -29 | -0.55569 | -0.72341 | -35.8014 | -0.45264 | -42.77 | 1.7417 | -2.1943 | -64.7407 | 0.39239 | -7.42 | 1.1424 | -0.75005 | -15.1283 | 0.49363 | -8.02 | 1.3544 | -0.86078 | -16.8074 | 0.064497 | 2.9689 | 0.70321 | 3.9836 | 71.9969 | 0.025308 | -0.082498 | -0.029194 | 0.025308 | 0.031838 | -0.47857 | -1.8704 | -2.7585 | -0.47857 | -0.51727 | -0.97574 | -2.3091 | -4.1756 | -0.97574 | -1.084 | 0.064497 | 2.9689 | 0.70321 | 3.9836 | 71.9969 | 0.025308 | -0.082498 | -0.029194 | 0.025308 | 0.031838 | -0.47857 | -1.8704 | -2.7585 | -0.47857 | -0.51727 | -0.97574 | -2.3091 | -4.1756 | -0.97574 | -1.084
85 | 0.35 | 0.4 | South/Central | GA | Atlanta-Hartsfield-Jackson.Intl.AP.722190 | 3 | 4874954 | 44.996 | 11.4554 | 61.4731 | 44.8899 | 16.5832 | 1124.89 | 0.68383 | -16.03 | 2.1753 | -1.4915 | -31.3165 | -0.98765 | -37.61 | 0.47717 | -1.4648 | -51.9895 | -0.1612 | -51.38 | 2.7746 | -2.9357 | -80.9288 | 0.68383 | -16.03 | 2.1753 | -1.4915 | -31.3165 | 0.78507 | -16.63 | 2.3873 | -1.6022 | -32.9956 | 0.064497 | 2.9021 | 0.73884 | 3.9648 | 72.5523 | 0.044105 | -0.063701 | -0.010397 | 0.044105 | 0.050635 | -1.0339 | -2.4257 | -3.3139 | -1.0339 | -1.0726 | -2.0198 | -3.3532 | -5.2197 | -2.0198 | -2.1281 | 0.064497 | 2.9021 | 0.73884 | 3.9648 | 72.5523 | 0.044105 | -0.063701 | -0.010397 | 0.044105 | 0.050635 | -1.0339 | -2.4257 | -3.3139 | -1.0339 | -1.0726 | -2.0198 | -3.3532 | -5.2197 | -2.0198 | -2.1281
86 | 0.33 | 0.2 | South/Central | GA | Atlanta-Hartsfield-Jackson.Intl.AP.722190 | 3 | 4874954 | 47.9843 | 9.7172 | 62.0299 | 47.8712 | 14.1587 | 1091.51 | 0.127 | 17.35 | -0.80595 | 0.93295 | 26.6881 | -1.5445 | -4.23 | -2.5041 | 0.9596 | 6.0151 | -0.71803 | -18 | -0.20671 | -0.51132 | -22.9243 | 0.127 | 17.35 | -0.80595 | 0.93295 | 26.6881 | 0.22824 | 16.75 | -0.59399 | 0.82223 | 25.009 | 0.064497 | 3.0949 | 0.62673 | 4.0008 | 70.3993 | 0.0081911 | -0.099615 | -0.046311 | 0.0081911 | 0.014721 | 1.119 | -0.27282 | -1.1609 | 1.119 | 1.0803 | 1.7213 | 0.38795 | -1.4786 | 1.7213 | 1.613 | 0.064497 | 3.0949 | 0.62673 | 4.0008 | 70.3993 | 0.0081911 | -0.099615 | -0.046311 | 0.0081911 | 0.014721 | 1.119 | -0.27282 | -1.1609 | 1.119 | 1.0803 | 1.7213 | 0.38795 | -1.4786 | 1.7213 | 1.613
87 | 0.33 | 0.25 | South/Central | GA | Atlanta-Hartsfield-Jackson.Intl.AP.722190 | 3 | 4874954 | 46.717 | 10.3295 | 61.5962 | 46.6068 | 14.9894 | 1099.7 | 0.56069 | 9.16 | 0.45842 | 0.10227 | 9.9221 | -1.1108 | -12.42 | -1.2397 | 0.12891 | -10.7509 | -0.28434 | -26.19 | 1.0577 | -1.342 | -39.6902 | 0.56069 | 9.16 | 0.45842 | 0.10227 | 9.9221 | 0.66193 | 8.56 | 0.67039 | -0.0084572 | 8.243 | 0.064497 | 3.0131 | 0.66623 | 3.9728 | 70.9276 | 0.036163 | -0.071643 | -0.018339 | 0.036163 | 0.042693 | 0.59079 | -0.80106 | -1.6892 | 0.59079 | 0.5521 | 0.63995 | -0.6934 | -2.5599 | 0.63995 | 0.53165 | 0.064497 | 3.0131 | 0.66623 | 3.9728 | 70.9276 | 0.036163 | -0.071643 | -0.018339 | 0.036163 | 0.042693 | 0.59079 | -0.80106 | -1.6892 | 0.59079 | 0.5521 | 0.63995 | -0.6934 | -2.5599 | 0.63995 | 0.53165
88 | 0.33 | 0.3 | South/Central | GA | Atlanta-Hartsfield-Jackson.Intl.AP.722190 | 3 | 4874954 | 46.5052 | 10.3708 | 61.4961 | 46.3956 | 15.1005 | 1100.31 | 0.66086 | 8.55 | 0.66965 | -0.0087936 | 8.2203 | -1.0106 | -13.03 | -1.0285 | 0.01785 | -12.4527 | -0.18417 | -26.8 | 1.2689 | -1.4531 | -41.392 | 0.66086 | 8.55 | 0.66965 | -0.0087936 | 8.2203 | 0.7621 | 7.95 | 0.88162 | -0.11952 | 6.5412 | 0.064497 | 2.9995 | 0.66889 | 3.9663 | 70.9669 | 0.042624 | -0.065183 | -0.011878 | 0.042624 | 0.049153 | 0.55145 | -0.8404 | -1.7285 | 0.55145 | 0.51275 | 0.53019 | -0.80316 | -2.6697 | 0.53019 | 0.42189 | 0.064497 | 2.9995 | 0.66889 | 3.9663 | 70.9669 | 0.042624 | -0.065183 | -0.011878 | 0.042624 | 0.049153 | 0.55145 | -0.8404 | -1.7285 | 0.55145 | 0.51275 | 0.53019 | -0.80316 | -2.6697 | 0.53019 | 0.42189
89 | 0.33 | 0.35 | South/Central | GA | Atlanta-Hartsfield-Jackson.Intl.AP.722190 | 3 | 4874954 | 45.3603 | 10.9235 | 61.1048 | 45.2532 | 15.8516 | 1107.75 | 1.0521 | 1.11 | 1.812 | -0.7599 | -6.9513 | -0.6194 | -20.47 | 0.11386 | -0.73326 | -27.6244 | 0.20706 | -34.24 | 2.4112 | -2.2042 | -56.5637 | 1.0521 | 1.11 | 1.812 | -0.7599 | -6.9513 | 1.1533 | 0.51 | 2.024 | -0.87063 | -8.6304 | 0.064497 | 2.9256 | 0.70454 | 3.9411 | 71.4468 | 0.067857 | -0.03995 | 0.013355 | 0.067857 | 0.074386 | 0.071592 | -1.3203 | -2.2084 | 0.071592 | 0.032894 | -0.44834 | -1.7817 | -3.6482 | -0.44834 | -0.55664 | 0.064497 | 2.9256 | 0.70454 | 3.9411 | 71.4468 | 0.067857 | -0.03995 | 0.013355 | 0.067857 | 0.074386 | 0.071592 | -1.3203 | -2.2084 | 0.071592 | 0.032894 | -0.44834 | -1.7817 | -3.6482 | -0.44834 | -0.55664
90 | 0.33 | 0.4 | South/Central | GA | Atlanta-Hartsfield-Jackson.Intl.AP.722190 | 3 | 4874954 | 44.3255 | 11.4852 | 60.8315 | 44.2209 | 16.6106 | 1116.9 | 1.3255 | -8.04 | 2.8443 | -1.5189 | -23.8421 | -0.34603 | -29.62 | 1.1462 | -1.4922 | -44.5151 | 0.48043 | -43.39 | 3.4436 | -2.9631 | -73.4544 | 1.3255 | -8.04 | 2.8443 | -1.5189 | -23.8421 | 1.4267 | -8.64 | 3.0563 | -1.6296 | -25.5212 | 0.064497 | 2.8589 | 0.74076 | 3.9235 | 72.0369 | 0.085488 | -0.022318 | 0.030986 | 0.085488 | 0.092018 | -0.51856 | -1.9104 | -2.7985 | -0.51856 | -0.55726 | -1.5378 | -2.8711 | -4.7376 | -1.5378 | -1.646 | 0.064497 | 2.8589 | 0.74076 | 3.9235 | 72.0369 | 0.085488 | -0.022318 | 0.030986 | 0.085488 | 0.092018 | -0.51856 | -1.9104 | -2.7985 | -0.51856 | -0.55726 | -1.5378 | -2.8711 | -4.7376 | -1.5378 | -1.646
91 | 0.3 | 0.2 | South/Central | GA | Atlanta-Hartsfield-Jackson.Intl.AP.722190 | 3 | 4874954 | 46.9526 | 9.7376 | 60.9993 | 46.8419 | 14.1574 | 1077.91 | 1.1576 | 30.95 | 0.22335 | 0.93427 | 39.9114 | -0.51387 | 9.37 | -1.4748 | 0.96091 | 19.2384 | 0.31259 | -4.4 | 0.8226 | -0.51001 | -9.7009 | 1.1576 | 30.95 | 0.22335 | 0.93427 | 39.9114 | 1.2589 | 30.35 | 0.43532 | 0.82354 | 38.2323 | 0.064497 | 3.0283 | 0.62805 | 3.9343 | 69.5222 | 0.074663 | -0.033143 | 0.020161 | 0.074663 | 0.081193 | 1.9962 | 0.60434 | -0.28379 | 1.9962 | 1.9575 | 2.5742 | 1.2408 | -0.62568 | 2.5742 | 2.4659 | 0.064497 | 3.0283 | 0.62805 | 3.9343 | 69.5222 | 0.074663 | -0.033143 | 0.020161 | 0.074663 | 0.081193 | 1.9962 | 0.60434 | -0.28379 | 1.9962 | 1.9575 | 2.5742 | 1.2408 | -0.62568 | 2.5742 | 2.4659
92 | 0.3 | 0.25 | South/Central | GA | Atlanta-Hartsfield-Jackson.Intl.AP.722190 | 3 | 4874954 | 45.686 | 10.3501 | 60.5751 | 45.5782 | 14.9968 | 1086.37 | 1.5819 | 22.49 | 1.487 | 0.094879 | 22.7909 | -0.089612 | 0.91 | -0.21113 | 0.12152 | 2.1179 | 0.73685 | -12.86 | 2.0862 | -1.3494 | -26.8214 | 1.5819 | 22.49 | 1.487 | 0.094879 | 22.7909 | 1.6831 | 21.89 | 1.699 | -0.015848 | 21.1118 | 0.064497 | 2.9466 | 0.66755 | 3.9069 | 70.0678 | 0.10203 | -0.0057797 | 0.047524 | 0.10203 | 0.10856 | 1.4505 | 0.058692 | -0.82943 | 1.4505 | 1.4118 | 1.47 | 0.1366 | -1.7299 | 1.47 | 1.3617 | 0.064497 | 2.9466 | 0.66755 | 3.9069 | 70.0678 | 0.10203 | -0.0057797 | 0.047524 | 0.10203 | 0.10856 | 1.4505 | 0.058692 | -0.82943 | 1.4505 | 1.4118 | 1.47 | 0.1366 | -1.7299 | 1.47 | 1.3617
93 | 0.3 | 0.3 | South/Central | GA | Atlanta-Hartsfield-Jackson.Intl.AP.722190 | 3 | 4874954 | 45.4744 | 10.4013 | 60.4854 | 45.3671 | 15.1183 | 1087.28 | 1.6715 | 21.58 | 1.6981 | -0.026644 | 20.673 | 0 | 0 | 0 | 0 | 0 | 0.82646 | -13.77 | 2.2974 | -1.4709 | -28.9393 | 1.6715 | 21.58 | 1.6981 | -0.026644 | 20.673 | 1.7727 | 20.98 | 1.9101 | -0.13737 | 18.9939 | 0.064497 | 2.933 | 0.67086 | 3.9011 | 70.1265 | 0.10781 | 0 | 0.053304 | 0.10781 | 0.11434 | 1.3918 | 0 | -0.88813 | 1.3918 | 1.3532 | 1.3334 | 0 | -1.8665 | 1.3334 | 1.2251 | 0.064497 | 2.933 | 0.67086 | 3.9011 | 70.1265 | 0.10781 | 0 | 0.053304 | 0.10781 | 0.11434 | 1.3918 | 0 | -0.88813 | 1.3918 | 1.3532 | 1.3334 | 0 | -1.8665 | 1.3334 | 1.2251
94 | 0.3 | 0.35 | South/Central | GA | Atlanta-Hartsfield-Jackson.Intl.AP.722190 | 3 | 4874954 | 44.3392 | 10.9637 | 60.1134 | 44.2345 | 15.8789 | 1095.14 | 2.0435 | 13.72 | 2.8307 | -0.7872 | 5.0018 | 0.37201 | -7.86 | 1.1326 | -0.76055 | -15.6712 | 1.1985 | -21.63 | 3.4299 | -2.2315 | -44.6105 | 2.0435 | 13.72 | 2.8307 | -0.7872 | 5.0018 | 2.1447 | 13.12 | 3.0427 | -0.89792 | 3.3228 | 0.064497 | 2.8598 | 0.70713 | 3.8771 | 70.6335 | 0.1318 | 0.023994 | 0.077298 | 0.1318 | 0.13833 | 0.8849 | -0.50695 | -1.3951 | 0.8849 | 0.8462 | 0.3226 | -1.0107 | -2.8773 | 0.3226 | 0.21431 | 0.064497 | 2.8598 | 0.70713 | 3.8771 | 70.6335 | 0.1318 | 0.023994 | 0.077298 | 0.1318 | 0.13833 | 0.8849 | -0.50695 | -1.3951 | 0.8849 | 0.8462 | 0.3226 | -1.0107 | -2.8773 | 0.3226 | 0.21431
95 | 0.3 | 0.4 | South/Central | GA | Atlanta-Hartsfield-Jackson.Intl.AP.722190 | 3 | 4874954 | 43.3138 | 11.5258 | 59.8504 | 43.2115 | 16.6389 | 1104.43 | 2.3065 | 4.43 | 3.8537 | -1.5472 | -12.0486 | 0.63503 | -17.15 | 2.1556 | -1.5205 | -32.7216 | 1.4615 | -30.92 | 4.4529 | -2.9915 | -61.6609 | 2.3065 | 4.43 | 3.8537 | -1.5472 | -12.0486 | 2.4078 | 3.83 | 4.0657 | -1.6579 | -13.7276 | 0.064497 | 2.7936 | 0.74338 | 3.8602 | 71.2327 | 0.14876 | 0.040958 | 0.094262 | 0.14876 | 0.15529 | 0.28572 | -1.1061 | -1.9943 | 0.28572 | 0.24702 | -0.7771 | -2.1104 | -3.977 | -0.7771 | -0.88539 | 0.064497 | 2.7936 | 0.74338 | 3.8602 | 71.2327 | 0.14876 | 0.040958 | 0.094262 | 0.14876 | 0.15529 | 0.28572 | -1.1061 | -1.9943 | 0.28572 | 0.24702 | -0.7771 | -2.1104 | -3.977 | -0.7771 | -0.88539
96 | 0.28 | 0.2 | South/Central | GA | Atlanta-Hartsfield-Jackson.Intl.AP.722190 | 3 | 4874954 | 46.2418 | 9.7582 | 60.2992 | 46.1326 | 14.1666 | 1068.85 | 1.8577 | 40.01 | 0.93259 | 0.92514 | 48.6248 | 0.18624 | 18.43 | -0.76554 | 0.95178 | 27.9518 | 1.0127 | 4.66 | 1.5318 | -0.51914 | -0.98755 | 1.8577 | 40.01 | 0.93259 | 0.92514 | 48.6248 | 1.959 | 39.41 | 1.1446 | 0.81441 | 46.9457 | 0.064497 | 2.9825 | 0.62938 | 3.8891 | 68.9378 | 0.11982 | 0.012012 | 0.065316 | 0.11982 | 0.12635 | 2.5805 | 1.1887 | 0.30056 | 2.5805 | 2.5418 | 3.1362 | 1.8028 | -0.063694 | 3.1362 | 3.0279 | 0.064497 | 2.9825 | 0.62938 | 3.8891 | 68.9378 | 0.11982 | 0.012012 | 0.065316 | 0.11982 | 0.12635 | 2.5805 | 1.1887 | 0.30056 | 2.5805 | 2.5418 | 3.1362 | 1.8028 | -0.063694 | 3.1362 | 3.0279
97 | 0.28 | 0.25 | South/Central | GA | Atlanta-Hartsfield-Jackson.Intl.AP.722190 | 3 | 4874954 | 44.9851 | 10.3701 | 59.8841 | 44.8789 | 15.0052 | 1077.4 | 2.2728 | 31.46 | 2.1864 | 0.086476 | 31.4069 | 0.60135 | 9.88 | 0.48823 | 0.11312 | 10.7339 | 1.4278 | -3.89 | 2.7856 | -1.3578 | -18.2054 | 2.2728 | 31.46 | 2.1864 | 0.086476 | 31.4069 | 2.3741 | 30.86 | 2.3983 | -0.024251 | 29.7278 | 0.064497 | 2.9014 | 0.66884 | 3.8624 | 69.4893 | 0.14659 | 0.038785 | 0.09209 | 0.14659 | 0.15312 | 2.0291 | 0.63723 | -0.25089 | 2.0291 | 1.9904 | 2.0257 | 0.69231 | -1.1742 | 2.0257 | 1.9174 | 0.064497 | 2.9014 | 0.66884 | 3.8624 | 69.4893 | 0.14659 | 0.038785 | 0.09209 | 0.14659 | 0.15312 | 2.0291 | 0.63723 | -0.25089 | 2.0291 | 1.9904 | 2.0257 | 0.69231 | -1.1742 | 2.0257 | 1.9174
98 | 0.28 | 0.3 | South/Central | GA | Atlanta-Hartsfield-Jackson.Intl.AP.722190 | 3 | 4874954 | 44.5323 | 10.5516 | 59.7144 | 44.4271 | 15.2873 | 1079.96 | 2.4425 | 28.9 | 2.6381 | -0.19561 | 25.9997 | 0.77101 | 7.32 | 0.93998 | -0.16897 | 5.3267 | 1.5975 | -6.45 | 3.2374 | -1.6399 | -23.6126 | 2.4425 | 28.9 | 2.6381 | -0.19561 | 25.9997 | 2.5437 | 28.3 | 2.8501 | -0.30634 | 24.3207 | 0.064497 | 2.8722 | 0.68055 | 3.8514 | 69.6544 | 0.15753 | 0.049728 | 0.10303 | 0.15753 | 0.16406 | 1.864 | 0.47212 | -0.41601 | 1.864 | 1.8253 | 1.6769 | 0.34356 | -1.5229 | 1.6769 | 1.5686 | 0.064497 | 2.8722 | 0.68055 | 3.8514 | 69.6544 | 0.15753 | 0.049728 | 0.10303 | 0.15753 | 0.16406 | 1.864 | 0.47212 | -0.41601 | 1.864 | 1.8253 | 1.6769 | 0.34356 | -1.5229 | 1.6769 | 1.5686
99 | 0.28 | 0.35 | South/Central | GA | Atlanta-Hartsfield-Jackson.Intl.AP.722190 | 3 | 4874954 | 43.4269 | 11.1244 | 59.3916 | 43.3244 | 16.0672 | 1088.78 | 2.7653 | 20.08 | 3.7409 | -0.97552 | 9.1798 | 1.0939 | -1.5 | 2.0427 | -0.94887 | -11.4932 | 1.9203 | -15.27 | 4.3401 | -2.4198 | -40.4325 | 2.7653 | 20.08 | 3.7409 | -0.97552 | 9.1798 | 2.8666 | 19.48 | 3.9528 | -1.0862 | 7.5007 | 0.064497 | 2.8009 | 0.71749 | 3.8306 | 70.2233 | 0.17836 | 0.070551 | 0.12386 | 0.17836 | 0.18489 | 1.2951 | -0.096746 | -0.98487 | 1.2951 | 1.2564 | 0.59207 | -0.74128 | -2.6078 | 0.59207 | 0.48377 | 0.064497 | 2.8009 | 0.71749 | 3.8306 | 70.2233 | 0.17836 | 0.070551 | 0.12386 | 0.17836 | 0.18489 | 1.2951 | -0.096746 | -0.98487 | 1.2951 | 1.2564 | 0.59207 | -0.74128 | -2.6078 | 0.59207 | 0.48377
100 | 0.28 | 0.4 | South/Central | GA | Atlanta-Hartsfield-Jackson.Intl.AP.722190 | 3 | 4874954 | 42.6132 | 11.5564 | 59.1711 | 42.5126 | 16.6584 | 1095.8 | 2.9859 | 13.06 | 4.5526 | -1.5667 | -3.8809 | 1.3144 | -8.52 | 2.8545 | -1.5401 | -24.5539 | 2.1409 | -22.29 | 5.1519 | -3.011 | -53.4933 | 2.9859 | 13.06 | 4.5526 | -1.5667 | -3.8809 | 3.0871 | 12.46 | 4.7646 | -1.6775 | -5.56 | 0.064497 | 2.7484 | 0.74536 | 3.8164 | 70.676 | 0.19258 | 0.084775 | 0.13808 | 0.19258 | 0.19911 | 0.84233 | -0.54952 | -1.4376 | 0.84233 | 0.80364 | -0.25031 | -1.5837 | -3.4502 | -0.25031 | -0.3586 | 0.064497 | 2.7484 | 0.74536 | 3.8164 | 70.676 | 0.19258 | 0.084775 | 0.13808 | 0.19258 | 0.19911 | 0.84233 | -0.54952 | -1.4376 | 0.84233 | 0.80364 | -0.25031 | -1.5837 | -3.4502 | -0.25031 | -0.3586
101 | 0.27 | 0.2 | South/Central | GA | Atlanta-Hartsfield-Jackson.Intl.AP.722190 | 3 | 4874954 | 45.8812 | 9.7682 | 59.9478 | 45.7729 | 14.1749 | 1064.36 | 2.2092 | 44.5 | 1.2923 | 0.91684 | 52.8992 | 0.53769 | 22.92 | -0.40579 | 0.94348 | 32.2262 | 1.3642 | 9.15 | 1.8916 | -0.52744 | 3.2869 | 2.2092 | 44.5 | 1.2923 | 0.91684 | 52.8992 | 2.3104 | 43.9 | 1.5043 | 0.80611 | 51.2201 | 0.064497 | 2.9592 | 0.63002 | 3.8665 | 68.6482 | 0.14249 | 0.03468 | 0.087984 | 0.14249 | 0.14902 | 2.8701 | 1.4783 | 0.59015 | 2.8701 | 2.8314 | 3.4119 | 2.0785 | 0.212 | 3.4119 | 3.3036 | 0.064497 | 2.9592 | 0.63002 | 3.8665 | 68.6482 | 0.14249 | 0.03468 | 0.087984 | 0.14249 | 0.14902 | 2.8701 | 1.4783 | 0.59015 | 2.8701 | 2.8314 | 3.4119 | 2.0785 | 0.212 | 3.4119 | 3.3036
102 | 0.27 | 0.25 | South/Central | GA | Atlanta-Hartsfield-Jackson.Intl.AP.722190 | 3 | 4874954 | 44.6253 | 10.3806 | 59.5257 | 44.52 | 15.0057 | 1072.67 | 2.6313 | 36.19 | 2.5453 | 0.085998 | 35.9807 | 0.95979 | 14.61 | 0.84715 | 0.11264 | 15.3077 | 1.7862 | 0.84 | 3.1445 | -1.3583 | -13.6316 | 2.6313 | 36.19 | 2.5453 | 0.085998 | 35.9807 | 2.7325 | 35.59 | 2.7572 | -0.024729 | 34.3017 | 0.064497 | 2.8782 | 0.66952 | 3.8392 | 69.1842 | 0.16971 | 0.061904 | 0.11521 | 0.16971 | 0.17624 | 2.3342 | 0.9423 | 0.054178 | 2.3342 | 2.2955 | 2.3207 | 0.98731 | -0.8792 | 2.3207 | 2.2124 | 0.064497 | 2.8782 | 0.66952 | 3.8392 | 69.1842 | 0.16971 | 0.061904 | 0.11521 | 0.16971 | 0.17624 | 2.3342 | 0.9423 | 0.054178 | 2.3342 | 2.2955 | 2.3207 | 0.98731 | -0.8792 | 2.3207 | 2.2124
103 | 0.27 | 0.3 | South/Central | GA | Atlanta-Hartsfield-Jackson.Intl.AP.722190 | 3 | 4874954 | 44.0016 | 10.662 | 59.3233 | 43.8977 | 15.4257 | 1077.09 | 2.8336 | 31.77 | 3.1675 | -0.33395 | 27.2881 | 1.1621 | 10.19 | 1.4694 | -0.30731 | 6.6151 | 1.9886 | -3.58 | 3.7668 | -1.7782 | -22.3243 | 2.8336 | 31.77 | 3.1675 | -0.33395 | 27.2881 | 2.9348 | 31.17 | 3.3795 | -0.44468 | 25.609 | 0.064497 | 2.838 | 0.68767 | 3.8262 | 69.4693 | 0.18276 | 0.074953 | 0.12826 | 0.18276 | 0.18929 | 2.0491 | 0.65723 | -0.2309 | 2.0491 | 2.0104 | 1.76 | 0.42665 | -1.4399 | 1.76 | 1.6517 | 0.064497 | 2.838 | 0.68767 | 3.8262 | 69.4693 | 0.18276 | 0.074953 | 0.12826 | 0.18276 | 0.18929 | 2.0491 | 0.65723 | -0.2309 | 2.0491 | 2.0104 | 1.76 | 0.42665 | -1.4399 | 1.76 | 1.6517
104 | 0.27 | 0.35 | South/Central | GA | Atlanta-Hartsfield-Jackson.Intl.AP.722190 | 3 | 4874954 | 42.8853 | 11.2748 | 59.031 | 42.784 | 16.2469 | 1087.02 | 3.126 | 21.84 | 4.2812 | -1.1552 | 8.9661 | 1.4545 | 0.26 | 2.5831 | -1.1286 | -11.7069 | 2.2809 | -13.51 | 4.8805 | -2.5995 | -40.6462 | 3.126 | 21.84 | 4.2812 | -1.1552 | 8.9661 | 3.2272 | 21.24 | 4.4932 | -1.266 | 7.2871 | 0.064497 | 2.766 | 0.72719 | 3.8073 | 70.1098 | 0.20162 | 0.09381 | 0.14711 | 0.20162 | 0.20815 | 1.4086 | 0.016769 | -0.87136 | 1.4086 | 1.3699 | 0.57829 | -0.75506 | -2.6216 | 0.57829 | 0.47 | 0.064497 | 2.766 | 0.72719 | 3.8073 | 70.1098 | 0.20162 | 0.09381 | 0.14711 | 0.20162 | 0.20815 | 1.4086 | 0.016769 | -0.87136 | 1.4086 | 1.3699 | 0.57829 | -0.75506 | -2.6216 | 0.57829 | 0.47
105 | 0.27 | 0.4 | South/Central | GA | Atlanta-Hartsfield-Jackson.Intl.AP.722190 | 3 | 4874954 | 42.262 | 11.5761 | 58.8297 | 42.1622 | 16.6675 | 1091.45 | 3.3273 | 17.41 | 4.903 | -1.5758 | 0.24559 | 1.6558 | -4.17 | 3.2049 | -1.5491 | -20.4274 | 2.4823 | -17.94 | 5.5023 | -3.02 | -49.3667 | 3.3273 | 17.41 | 4.903 | -1.5758 | 0.24559 | 3.4285 | 16.81 | 5.115 | -1.6865 | -1.4335 | 0.064497 | 2.7258 | 0.74663 | 3.7943 | 70.3955 | 0.2146 | 0.10679 | 0.1601 | 0.2146 | 0.22113 | 1.1229 | -0.26895 | -1.1571 | 1.1229 | 1.0842 | 0.01584 | -1.3175 | -3.184 | 0.01584 | -0.092456 | 0.064497 | 2.7258 | 0.74663 | 3.7943 | 70.3955 | 0.2146 | 0.10679 | 0.1601 | 0.2146 | 0.22113 | 1.1229 | -0.26895 | -1.1571 | 1.1229 | 1.0842 | 0.01584 | -1.3175 | -3.184 | 0.01584 | -0.092456
106 | 0.26 | 0.2 | South/Central | GA | Atlanta-Hartsfield-Jackson.Intl.AP.722190 | 3 | 4874954 | 45.5206 | 9.7787 | 59.5977 | 45.4131 | 14.1846 | 1059.89 | 2.5592 | 48.97 | 1.6521 | 0.90712 | 57.1173 | 0.88773 | 27.39 | -0.046036 | 0.93377 | 36.4443 | 1.7142 | 13.62 | 2.2513 | -0.53716 | 7.505 | 2.5592 | 48.97 | 1.6521 | 0.90712 | 57.1173 | 2.6605 | 48.37 | 1.8641 | 0.79639 | 55.4382 | 0.064497 | 2.936 | 0.6307 | 3.8439 | 68.3599 | 0.16506 | 0.057256 | 0.11056 | 0.16506 | 0.17159 | 3.1584 | 1.7666 | 0.87845 | 3.1584 | 3.1197 | 3.6839 | 2.3506 | 0.48405 | 3.6839 | 3.5756 | 0.064497 | 2.936 | 0.6307 | 3.8439 | 68.3599 | 0.16506 | 0.057256 | 0.11056 | 0.16506 | 0.17159 | 3.1584 | 1.7666 | 0.87845 | 3.1584 | 3.1197 | 3.6839 | 2.3506 | 0.48405 | 3.6839 | 3.5756
107 | 0.26 | 0.25 | South/Central | GA | Atlanta-Hartsfield-Jackson.Intl.AP.722190 | 3 | 4874954 | 44.2739 | 10.3907 | 59.1836 | 44.1693 | 15.0142 | 1068.31 | 2.9734 | 40.55 | 2.8959 | 0.077473 | 40.1292 | 1.3019 | 18.97 | 1.1978 | 0.10412 | 19.4562 | 2.1283 | 5.2 | 3.4951 | -1.3668 | -9.4831 | 2.9734 | 40.55 | 2.8959 | 0.077473 | 40.1292 | 3.0746 | 39.95 | 3.1079 | -0.033254 | 38.4501 | 0.064497 | 2.8555 | 0.67017 | 3.8172 | 68.903 | 0.19177 | 0.083968 | 0.13727 | 0.19177 | 0.1983 | 2.6154 | 1.2235 | 0.33539 | 2.6154 | 2.5767 | 2.5882 | 1.2549 | -0.61163 | 2.5882 | 2.4799 | 0.064497 | 2.8555 | 0.67017 | 3.8172 | 68.903 | 0.19177 | 0.083968 | 0.13727 | 0.19177 | 0.1983 | 2.6154 | 1.2235 | 0.33539 | 2.6154 | 2.5767 | 2.5882 | 1.2549 | -0.61163 | 2.5882 | 2.4799
108 | 0.26 | 0.3 | South/Central | GA | Atlanta-Hartsfield-Jackson.Intl.AP.722190 | 3 | 4874954 | 43.3997 | 10.8327 | 58.9228 | 43.2972 | 15.6256 | 1075.13 | 3.2342 | 33.73 | 3.768 | -0.53386 | 27.0434 | 1.5627 | 12.15 | 2.0699 | -0.50722 | 6.3704 | 2.3891 | -1.62 | 4.3673 | -1.9781 | -22.5689 | 3.2342 | 33.73 | 3.768 | -0.53386 | 27.0434 | 3.3354 | 33.13 | 3.98 | -0.64459 | 25.3643 | 0.064497 | 2.7992 | 0.69868 | 3.8004 | 69.3429 | 0.20859 | 0.10079 | 0.15409 | 0.20859 | 0.21512 | 2.1755 | 0.78364 | -0.10449 | 2.1755 | 2.1368 | 1.7442 | 0.41087 | -1.4556 | 1.7442 | 1.6359 | 0.064497 | 2.7992 | 0.69868 | 3.8004 | 69.3429 | 0.20859 | 0.10079 | 0.15409 | 0.20859 | 0.21512 | 2.1755 | 0.78364 | -0.10449 | 2.1755 | 2.1368 | 1.7442 | 0.41087 | -1.4556 | 1.7442 | 1.6359
109 | 0.26 | 0.35 | South/Central | GA | Atlanta-Hartsfield-Jackson.Intl.AP.722190 | 3 | 4874954 | 42.3436 | 11.4444 | 58.6989 | 42.2436 | 16.4553 | 1086.1 | 3.4581 | 22.76 | 4.8217 | -1.3636 | 7.6187 | 1.7866 | 1.18 | 3.1235 | -1.3369 | -13.0543 | 2.613 | -12.59 | 5.4209 | -2.8079 | -41.9936 | 3.4581 | 22.76 | 4.8217 | -1.3636 | 7.6187 | 3.5593 | 22.16 | 5.0336 | -1.4743 | 5.9396 | 0.064497 | 2.731 | 0.73813 | 3.7859 | 70.0504 | 0.22304 | 0.11523 | 0.16853 | 0.22304 | 0.22957 | 1.468 | 0.076107 | -0.81202 | 1.468 | 1.4293 | 0.49139 | -0.84197 | -2.7085 | 0.49139 | 0.38309 | 0.064497 | 2.731 | 0.73813 | 3.7859 | 70.0504 | 0.22304 | 0.11523 | 0.16853 | 0.22304 | 0.22957 | 1.468 | 0.076107 | -0.81202 | 1.468 | 1.4293 | 0.49139 | -0.84197 | -2.7085 | 0.49139 | 0.38309
110 | 0.26 | 0.4 | South/Central | GA | Atlanta-Hartsfield-Jackson.Intl.AP.722190 | 3 | 4874954 | 41.9114 | 11.5964 | 58.4992 | 41.8124 | 16.6868 | 1087.42 | 3.6577 | 21.44 | 5.2528 | -1.5951 | 3.9535 | 1.9862 | -0.14 | 3.5547 | -1.5685 | -16.7195 | 2.8127 | -13.91 | 5.8521 | -3.0394 | -45.6588 | 3.6577 | 21.44 | 5.2528 | -1.5951 | 3.9535 | 3.7589 | 20.84 | 5.4648 | -1.7058 | 2.2744 | 0.064497 | 2.7032 | 0.74794 | 3.773 | 70.1356 | 0.23591 | 0.12811 | 0.18141 | 0.23591 | 0.24244 | 1.3828 | -0.0090296 | -0.89716 | 1.3828 | 1.3441 | 0.25499 | -1.0784 | -2.9449 | 0.25499 | 0.14669 | 0.064497 | 2.7032 | 0.74794 | 3.773 | 70.1356 | 0.23591 | 0.12811 | 0.18141 | 0.23591 | 0.24244 | 1.3828 | -0.0090296 | -0.89716 | 1.3828 | 1.3441 | 0.25499 | -1.0784 | -2.9449 | 0.25499 | 0.14669
111 | 0.25 | 0.2 | South/Central | GA | Atlanta-Hartsfield-Jackson.Intl.AP.722190 | 3 | 4874954 | 45.1508 | 9.7979 | 59.2372 | 45.0442 | 14.1931 | 1055.28 | 2.9197 | 53.58 | 2.0211 | 0.89862 | 61.502 | 1.2482 | 32 | 0.32295 | 0.92527 | 40.829 | 2.0747 | 18.23 | 2.6203 | -0.54565 | 11.8897 | 2.9197 | 53.58 | 2.0211 | 0.89862 | 61.502 | 3.0209 | 52.98 | 2.2331 | 0.7879 | 59.8229 | 0.064497 | 2.9121 | 0.63194 | 3.8206 | 68.0626 | 0.18831 | 0.080507 | 0.13381 | 0.18831 | 0.19484 | 3.4558 | 2.0639 | 1.1758 | 3.4558 | 3.4171 | 3.9667 | 2.6334 | 0.76685 | 3.9667 | 3.8584 | 0.064497 | 2.9121 | 0.63194 | 3.8206 | 68.0626 | 0.18831 | 0.080507 | 0.13381 | 0.18831 | 0.19484 | 3.4558 | 2.0639 | 1.1758 | 3.4558 | 3.4171 | 3.9667 | 2.6334 | 0.76685 | 3.9667 | 3.8584
112 | 0.25 | 0.25 | South/Central | GA | Atlanta-Hartsfield-Jackson.Intl.AP.722190 | 3 | 4874954 | 43.9142 | 10.4012 | 58.8251 | 43.8104 | 15.0147 | 1063.58 | 3.3318 | 45.28 | 3.2548 | 0.077019 | 44.704 | 1.6603 | 23.7 | 1.5567 | 0.10366 | 24.031 | 2.4868 | 9.93 | 3.8541 | -1.3673 | -4.9083 | 3.3318 | 45.28 | 3.2548 | 0.077019 | 44.704 | 3.4331 | 44.68 | 3.4668 | -0.033708 | 43.025 | 0.064497 | 2.8323 | 0.67085 | 3.7941 | 68.5979 | 0.21489 | 0.10709 | 0.16039 | 0.21489 | 0.22142 | 2.9204 | 1.5286 | 0.64046 | 2.9204 | 2.8817 | 2.8833 | 1.5499 | -0.31657 | 2.8833 | 2.775 | 0.064497 | 2.8323 | 0.67085 | 3.7941 | 68.5979 | 0.21489 | 0.10709 | 0.16039 | 0.21489 | 0.22142 | 2.9204 | 1.5286 | 0.64046 | 2.9204 | 2.8817 | 2.8833 | 1.5499 | -0.31657 | 2.8833 | 2.775
113 | 0.25 | 0.3 | South/Central | GA | Atlanta-Hartsfield-Jackson.Intl.AP.722190 | 3 | 4874954 | 42.7979 | 11.013 | 58.5412 | 42.6968 | 15.8444 | 1073.75 | 3.6158 | 35.11 | 4.3685 | -0.75272 | 26.047 | 1.9443 | 13.53 | 2.6703 | -0.72608 | 5.374 | 2.7707 | -0.24 | 4.9677 | -2.197 | -23.5654 | 3.6158 | 35.11 | 4.3685 | -0.75272 | 26.047 | 3.717 | 34.51 | 4.5804 | -0.86345 | 24.3679 | 0.064497 | 2.7603 | 0.71031 | 3.7757 | 69.2539 | 0.23321 | 0.1254 | 0.1787 | 0.23321 | 0.23974 | 2.2645 | 0.87265 | -0.015479 | 2.2645 | 2.2258 | 1.68 | 0.34661 | -1.5199 | 1.68 | 1.5717 | 0.064497 | 2.7603 | 0.71031 | 3.7757 | 69.2539 | 0.23321 | 0.1254 | 0.1787 | 0.23321 | 0.23974 | 2.2645 | 0.87265 | -0.015479 | 2.2645 | 2.2258 | 1.68 | 0.34661 | -1.5199 | 1.68 | 1.5717
114 | 0.25 | 0.35 | South/Central | GA | Atlanta-Hartsfield-Jackson.Intl.AP.722190 | 3 | 4874954 | 41.7523 | 11.6551 | 58.3682 | 41.6536 | 16.7145 | 1086.05 | 3.7888 | 22.81 | 5.4116 | -1.6228 | 4.8861 | 2.1173 | 1.23 | 3.7135 | -1.5962 | -15.7869 | 2.9437 | -12.54 | 6.0109 | -3.0671 | -44.7262 | 3.7888 | 22.81 | 5.4116 | -1.6228 | 4.8861 | 3.89 | 22.21 | 5.6236 | -1.7336 | 3.207 | 0.064497 | 2.6929 | 0.75172 | 3.7646 | 70.0472 | 0.24437 | 0.13656 | 0.18986 | 0.24437 | 0.2509 | 1.4712 | 0.079332 | -0.80879 | 1.4712 | 1.4325 | 0.31514 | -1.0182 | -2.8847 | 0.31514 | 0.20684 | 0.064497 | 2.6929 | 0.75172 | 3.7646 | 70.0472 | 0.24437 | 0.13656 | 0.18986 | 0.24437 | 0.2509 | 1.4712 | 0.079332 | -0.80879 | 1.4712 | 1.4325 | 0.31514 | -1.0182 | -2.8847 | 0.31514 | 0.20684
115 | 0.25 | 0.4 | South/Central | GA | Atlanta-Hartsfield-Jackson.Intl.AP.722190 | 3 | 4874954 | 41.5606 | 11.6073 | 58.1494 | 41.4624 | 16.687 | 1082.8 | 4.0075 | 26.06 | 5.6028 | -1.5953 | 8.4261 | 2.3361 | 4.48 | 3.9047 | -1.5686 | -12.247 | 3.1625 | -9.29 | 6.2021 | -3.0395 | -41.1863 | 4.0075 | 26.06 | 5.6028 | -1.5953 | 8.4261 | 4.1088 | 25.46 | 5.8148 | -1.706 | 6.747 | 0.064497 | 2.6805 | 0.74864 | 3.7505 | 69.8376 | 0.25847 | 0.15067 | 0.20397 | 0.25847 | 0.265 | 1.6808 | 0.28895 | -0.59918 | 1.6808 | 1.6421 | 0.54346 | -0.78989 | -2.6564 | 0.54346 | 0.43516 | 0.064497 | 2.6805 | 0.74864 | 3.7505 | 69.8376 | 0.25847 | 0.15067 | 0.20397 | 0.25847 | 0.265 | 1.6808 | 0.28895 | -0.59918 | 1.6808 | 1.6421 | 0.54346 | -0.78989 | -2.6564 | 0.54346 | 0.43516
116 | 0.24 | 0.2 | South/Central | GA | Atlanta-Hartsfield-Jackson.Intl.AP.722190 | 3 | 4874954 | 44.7995 | 9.7988 | 58.8868 | 44.6937 | 14.193 | 1050.67 | 3.2702 | 58.19 | 2.3715 | 0.89868 | 65.9882 | 1.5987 | 36.61 | 0.67337 | 0.92532 | 45.3152 | 2.4251 | 22.84 | 2.9707 | -0.5456 | 16.3759 | 3.2702 | 58.19 | 2.3715 | 0.89868 | 65.9882 | 3.3714 | 57.59 | 2.5835 | 0.78795 | 64.3091 | 0.064497 | 2.8894 | 0.632 | 3.798 | 67.7653 | 0.21092 | 0.10311 | 0.15642 | 0.21092 | 0.21745 | 3.7531 | 2.3612 | 1.4731 | 3.7531 | 3.7144 | 4.2561 | 2.9227 | 1.0562 | 4.2561 | 4.1478 | 0.064497 | 2.8894 | 0.632 | 3.798 | 67.7653 | 0.21092 | 0.10311 | 0.15642 | 0.21092 | 0.21745 | 3.7531 | 2.3612 | 1.4731 | 3.7531 | 3.7144 | 4.2561 | 2.9227 | 1.0562 | 4.2561 | 4.1478
117 | 0.24 | 0.25 | South/Central | GA | Atlanta-Hartsfield-Jackson.Intl.AP.722190 | 3 | 4874954 | 43.5537 | 10.4204 | 58.483 | 43.4508 | 15.0322 | 1059.36 | 3.6739 | 49.5 | 3.6145 | 0.059459 | 48.6098 | 2.0024 | 27.92 | 1.9163 | 0.086102 | 27.9368 | 2.8289 | 14.15 | 4.2137 | -1.3848 | -1.0025 | 3.6739 | 49.5 | 3.6145 | 0.059459 | 48.6098 | 3.7752 | 48.9 | 3.8264 | -0.051268 | 46.9307 | 0.064497 | 2.8091 | 0.67208 | 3.772 | 68.3258 | 0.23696 | 0.12915 | 0.18246 | 0.23696 | 0.24349 | 3.1926 | 1.8008 | 0.91264 | 3.1926 | 3.1539 | 3.1352 | 1.8018 | -0.064661 | 3.1352 | 3.0269 | 0.064497 | 2.8091 | 0.67208 | 3.772 | 68.3258 | 0.23696 | 0.12915 | 0.18246 | 0.23696 | 0.24349 | 3.1926 | 1.8008 | 0.91264 | 3.1926 | 3.1539 | 3.1352 | 1.8018 | -0.064661 | 3.1352 | 3.0269
118 | 0.24 | 0.3 | South/Central | GA | Atlanta-Hartsfield-Jackson.Intl.AP.722190 | 3 | 4874954 | 42.4374 | 11.0322 | 58.1997 | 42.3371 | 15.8625 | 1069.53 | 3.9573 | 39.33 | 4.7281 | -0.77084 | 29.9304 | 2.2858 | 17.75 | 3.03 | -0.7442 | 9.2574 | 3.1123 | 3.98 | 5.3274 | -2.2151 | -19.6819 | 3.9573 | 39.33 | 4.7281 | -0.77084 | 29.9304 | 4.0585 | 38.73 | 4.9401 | -0.88157 | 28.2514 | 0.064497 | 2.7371 | 0.71155 | 3.7537 | 68.9817 | 0.25523 | 0.14743 | 0.20073 | 0.25523 | 0.26176 | 2.5367 | 1.1448 | 0.2567 | 2.5367 | 2.498 | 1.9304 | 0.59708 | -1.2694 | 1.9304 | 1.8221 | 0.064497 | 2.7371 | 0.71155 | 3.7537 | 68.9817 | 0.25523 | 0.14743 | 0.20073 | 0.25523 | 0.26176 | 2.5367 | 1.1448 | 0.2567 | 2.5367 | 2.498 | 1.9304 | 0.59708 | -1.2694 | 1.9304 | 1.8221
119 | 0.24 | 0.35 | South/Central | GA | Atlanta-Hartsfield-Jackson.Intl.AP.722190 | 3 | 4874954 | 41.4009 | 11.6659 | 58.0275 | 41.3031 | 16.7244 | 1081.71 | 4.1294 | 27.15 | 5.7621 | -1.6327 | 8.9809 | 2.458 | 5.57 | 4.064 | -1.606 | -11.6921 | 3.2844 | -8.2 | 6.3614 | -3.077 | -40.6314 | 4.1294 | 27.15 | 5.7621 | -1.6327 | 8.9809 | 4.2307 | 26.55 | 5.9741 | -1.7434 | 7.3018 | 0.064497 | 2.6702 | 0.75242 | 3.7426 | 69.7673 | 0.26634 | 0.15853 | 0.21184 | 0.26634 | 0.27287 | 1.7511 | 0.35925 | -0.52888 | 1.7511 | 1.7124 | 0.57924 | -0.75411 | -2.6206 | 0.57924 | 0.47095 | 0.064497 | 2.6702 | 0.75242 | 3.7426 | 69.7673 | 0.26634 | 0.15853 | 0.21184 | 0.26634 | 0.27287 | 1.7511 | 0.35925 | -0.52888 | 1.7511 | 1.7124 | 0.57924 | -0.75411 | -2.6206 | 0.57924 | 0.47095
120 | 0.24 | 0.4 | South/Central | GA | Atlanta-Hartsfield-Jackson.Intl.AP.722190 | 3 | 4874954 | 41.2101 | 11.6271 | 57.8186 | 41.1126 | 16.706 | 1078.75 | 4.3383 | 30.11 | 5.9526 | -1.6143 | 12.148 | 2.6668 | 8.53 | 4.2545 | -1.5876 | -8.525 | 3.4933 | -5.24 | 6.5518 | -3.0586 | -37.4643 | 4.3383 | 30.11 | 5.9526 | -1.6143 | 12.148 | 4.4395 | 29.51 | 6.1646 | -1.725 | 10.4689 | 0.064497 | 2.6579 | 0.74991 | 3.7291 | 69.5764 | 0.27981 | 0.172 | 0.22531 | 0.27981 | 0.28634 | 1.942 | 0.55016 | -0.33797 | 1.942 | 1.9033 | 0.78351 | -0.54984 | -2.4163 | 0.78351 | 0.67522 | 0.064497 | 2.6579 | 0.74991 | 3.7291 | 69.5764 | 0.27981 | 0.172 | 0.22531 | 0.27981 | 0.28634 | 1.942 | 0.55016 | -0.33797 | 1.942 | 1.9033 | 0.78351 | -0.54984 | -2.4163 | 0.78351 | 0.67522
121 | 0.22 | 0.2 | South/Central | GA | Atlanta-Hartsfield-Jackson.Intl.AP.722190 | 3 | 4874954 | 44.0693 | 9.8186 | 58.1572 | 43.9652 | 14.192 | 1041.02 | 3.9997 | 67.84 | 3.1 | 0.8997 | 75.3513 | 2.3283 | 46.26 | 1.4019 | 0.92634 | 54.6783 | 3.1547 | 32.49 | 3.6993 | -0.54458 | 25.739 | 3.9997 | 67.84 | 3.1 | 0.8997 | 75.3513 | 4.101 | 67.24 | 3.312 | 0.78897 | 73.6722 | 0.064497 | 2.8424 | 0.63327 | 3.751 | 67.1429 | 0.25797 | 0.15017 | 0.20347 | 0.25797 | 0.2645 | 4.3755 | 2.9836 | 2.0955 | 4.3755 | 4.3368 | 4.8599 | 3.5266 | 1.6601 | 4.8599 | 4.7517 | 0.064497 | 2.8424 | 0.63327 | 3.751 | 67.1429 | 0.25797 | 0.15017 | 0.20347 | 0.25797 | 0.2645 | 4.3755 | 2.9836 | 2.0955 | 4.3755 | 4.3368 | 4.8599 | 3.5266 | 1.6601 | 4.8599 | 4.7517
122 | 0.22 | 0.25 | South/Central | GA | Atlanta-Hartsfield-Jackson.Intl.AP.722190 | 3 | 4874954 | 42.8326 | 10.4409 | 57.773 | 42.7314 | 15.0417 | 1050.15 | 4.3839 | 58.71 | 4.3339 | 0.050048 | 57.4423 | 2.7124 | 37.13 | 2.6357 | 0.076691 | 36.7692 | 3.5389 | 23.36 | 4.9331 | -1.3942 | 7.8299 | 4.3839 | 58.71 | 4.3339 | 0.050048 | 57.4423 | 4.4852 | 58.11 | 4.5458 | -0.060679 | 55.7632 | 0.064497 | 2.7626 | 0.67341 | 3.7262 | 67.7317 | 0.28275 | 0.17494 | 0.22825 | 0.28275 | 0.28928 | 3.7866 | 2.3948 | 1.5067 | 3.7866 | 3.7479 | 3.7049 | 2.3715 | 0.50501 | 3.7049 | 3.5966 | 0.064497 | 2.7626 | 0.67341 | 3.7262 | 67.7317 | 0.28275 | 0.17494 | 0.22825 | 0.28275 | 0.28928 | 3.7866 | 2.3948 | 1.5067 | 3.7866 | 3.7479 | 3.7049 | 2.3715 | 0.50501 | 3.7049 | 3.5966
123 | 0.22 | 0.3 | South/Central | GA | Atlanta-Hartsfield-Jackson.Intl.AP.722190 | 3 | 4874954 | 41.7168 | 11.0536 | 57.4905 | 41.6181 | 15.8724 | 1060.33 | 4.6664 | 48.53 | 5.4471 | -0.78068 | 38.7404 | 2.9949 | 26.95 | 3.749 | -0.75404 | 18.0674 | 3.8214 | 13.18 | 6.0463 | -2.225 | -10.8719 | 4.6664 | 48.53 | 5.4471 | -0.78068 | 38.7404 | 4.7677 | 47.93 | 5.6591 | -0.89141 | 37.0613 | 0.064497 | 2.6906 | 0.71293 | 3.708 | 68.3883 | 0.30097 | 0.19316 | 0.24647 | 0.30097 | 0.3075 | 3.13 | 1.7382 | 0.85007 | 3.13 | 3.0914 | 2.4986 | 1.1653 | -0.70121 | 2.4986 | 2.3904 | 0.064497 | 2.6906 | 0.71293 | 3.708 | 68.3883 | 0.30097 | 0.19316 | 0.24647 | 0.30097 | 0.3075 | 3.13 | 1.7382 | 0.85007 | 3.13 | 3.0914 | 2.4986 | 1.1653 | -0.70121 | 2.4986 | 2.3904
124 | 0.22 | 0.35 | South/Central | GA | Atlanta-Hartsfield-Jackson.Intl.AP.722190 | 3 | 4874954 | 40.6806 | 11.7057 | 57.337 | 40.5844 | 16.7525 | 1073.04 | 4.82 | 35.82 | 6.4808 | -1.6608 | 17.0611 | 3.1485 | 14.24 | 4.7827 | -1.6342 | -3.6119 | 3.9749 | 0.47 | 7.08 | -3.1051 | -32.5513 | 4.82 | 35.82 | 6.4808 | -1.6608 | 17.0611 | 4.9212 | 35.22 | 6.6928 | -1.7716 | 15.382 | 0.064497 | 2.6238 | 0.75498 | 3.6981 | 69.2081 | 0.31087 | 0.20307 | 0.25637 | 0.31087 | 0.3174 | 2.3103 | 0.91844 | 0.030314 | 2.3103 | 2.2716 | 1.1004 | -0.23296 | -2.0995 | 1.1004 | 0.9921 | 0.064497 | 2.6238 | 0.75498 | 3.6981 | 69.2081 | 0.31087 | 0.20307 | 0.25637 | 0.31087 | 0.3174 | 2.3103 | 0.91844 | 0.030314 | 2.3103 | 2.2716 | 1.1004 | -0.23296 | -2.0995 | 1.1004 | 0.9921
125 | 0.22 | 0.4 | South/Central | GA | Atlanta-Hartsfield-Jackson.Intl.AP.722190 | 3 | 4874954 | 40.5088 | 11.6669 | 57.1477 | 40.413 | 16.7347 | 1070.35 | 5.0093 | 38.51 | 6.6523 | -1.643 | 19.9627 | 3.3378 | 16.93 | 4.9541 | -1.6163 | -0.71036 | 4.1642 | 3.16 | 7.2515 | -3.0873 | -29.6497 | 5.0093 | 38.51 | 6.6523 | -1.643 | 19.9627 | 5.1105 | 37.91 | 6.8642 | -1.7537 | 18.2836 | 0.064497 | 2.6127 | 0.75248 | 3.6859 | 69.0346 | 0.32308 | 0.21528 | 0.26858 | 0.32308 | 0.32961 | 2.4838 | 1.0919 | 0.20381 | 2.4838 | 2.4451 | 1.2875 | -0.045816 | -1.9123 | 1.2875 | 1.1792 | 0.064497 | 2.6127 | 0.75248 | 3.6859 | 69.0346 | 0.32308 | 0.21528 | 0.26858 | 0.32308 | 0.32961 | 2.4838 | 1.0919 | 0.20381 | 2.4838 | 2.4451 | 1.2875 | -0.045816 | -1.9123 | 1.2875 | 1.1792
126 | 0.2 | 0.2 | South/Central | GA | Atlanta-Hartsfield-Jackson.Intl.AP.722190 | 3 | 4874954 | 43.3378 | 9.8389 | 57.4359 | 43.2353 | 14.2006 | 1031.64 | 4.721 | 77.22 | 3.83 | 0.89108 | 84.3495 | 3.0495 | 55.64 | 2.1318 | 0.91772 | 63.6765 | 3.876 | 41.87 | 4.4292 | -0.5532 | 34.7372 | 4.721 | 77.22 | 3.83 | 0.89108 | 84.3495 | 4.8223 | 76.62 | 4.0419 | 0.78035 | 82.6704 | 0.064497 | 2.7952 | 0.63458 | 3.7045 | 66.5379 | 0.30449 | 0.19669 | 0.24999 | 0.30449 | 0.31102 | 4.9805 | 3.5886 | 2.7005 | 4.9805 | 4.9418 | 5.4403 | 4.107 | 2.2405 | 5.4403 | 5.332 | 0.064497 | 2.7952 | 0.63458 | 3.7045 | 66.5379 | 0.30449 | 0.19669 | 0.24999 | 0.30449 | 0.31102 | 4.9805 | 3.5886 | 2.7005 | 4.9805 | 4.9418 | 5.4403 | 4.107 | 2.2405 | 5.4403 | 5.332
127 | 0.2 | 0.25 | South/Central | GA | Atlanta-Hartsfield-Jackson.Intl.AP.722190 | 3 | 4874954 | 42.1015 | 10.4616 | 57.0525 | 42.0019 | 15.0507 | 1040.78 | 5.1044 | 68.08 | 5.0633 | 0.041043 | 66.4197 | 3.4329 | 46.5 | 3.3652 | 0.067687 | 45.7467 | 4.2594 | 32.73 | 5.6626 | -1.4032 | 16.8073 | 5.1044 | 68.08 | 5.0633 | 0.041043 | 66.4197 | 5.2056 | 67.48 | 5.2753 | -0.069684 | 64.7406 | 0.064497 | 2.7154 | 0.67474 | 3.6797 | 67.1274 | 0.32922 | 0.22141 | 0.27472 | 0.32922 | 0.33575 | 4.391 | 2.9991 | 2.111 | 4.391 | 4.3523 | 4.2839 | 2.9505 | 1.084 | 4.2839 | 4.1756 | 0.064497 | 2.7154 | 0.67474 | 3.6797 | 67.1274 | 0.32922 | 0.22141 | 0.27472 | 0.32922 | 0.33575 | 4.391 | 2.9991 | 2.111 | 4.391 | 4.3523 | 4.2839 | 2.9505 | 1.084 | 4.2839 | 4.1756
128 | 0.2 | 0.3 | South/Central | GA | Atlanta-Hartsfield-Jackson.Intl.AP.722190 | 3 | 4874954 | 40.995 | 11.0839 | 56.789 | 40.898 | 15.891 | 1051.37 | 5.3679 | 57.49 | 6.1672 | -0.79933 | 47.2159 | 3.6964 | 35.91 | 4.4691 | -0.77269 | 26.5429 | 4.5229 | 22.14 | 6.7665 | -2.2436 | -2.3965 | 5.3679 | 57.49 | 6.1672 | -0.79933 | 47.2159 | 5.4691 | 56.89 | 6.3792 | -0.91006 | 45.5368 | 0.064497 | 2.6441 | 0.71488 | 3.6627 | 67.8104 | 0.34622 | 0.23841 | 0.29171 | 0.34622 | 0.35274 | 3.7079 | 2.3161 | 1.428 | 3.7079 | 3.6692 | 3.0453 | 1.7119 | -0.15456 | 3.0453 | 2.937 | 0.064497 | 2.6441 | 0.71488 | 3.6627 | 67.8104 | 0.34622 | 0.23841 | 0.29171 | 0.34622 | 0.35274 | 3.7079 | 2.3161 | 1.428 | 3.7079 | 3.6692 | 3.0453 | 1.7119 | -0.15456 | 3.0453 | 2.937
129 | 0.2 | 0.35 | South/Central | GA | Atlanta-Hartsfield-Jackson.Intl.AP.722190 | 3 | 4874954 | 39.9594 | 11.7358 | 56.6364 | 39.8648 | 16.7716 | 1064.09 | 5.5205 | 44.77 | 7.2004 | -1.6799 | 25.5128 | 3.849 | 23.19 | 5.5023 | -1.6533 | 4.8398 | 4.6755 | 9.42 | 7.7997 | -3.1242 | -24.0995 | 5.5205 | 44.77 | 7.2004 | -1.6799 | 25.5128 | 5.6217 | 44.17 | 7.4124 | -1.7906 | 23.8337 | 0.064497 | 2.5773 | 0.75693 | 3.6529 | 68.6308 | 0.35606 | 0.24825 | 0.30155 | 0.35606 | 0.36259 | 2.8875 | 1.4957 | 0.60756 | 2.8875 | 2.8488 | 1.6455 | 0.31215 | -1.5544 | 1.6455 | 1.5372 | 0.064497 | 2.5773 | 0.75693 | 3.6529 | 68.6308 | 0.35606 | 0.24825 | 0.30155 | 0.35606 | 0.36259 | 2.8875 | 1.4957 | 0.60756 | 2.8875 | 2.8488 | 1.6455 | 0.31215 | -1.5544 | 1.6455 | 1.5372
130 | 0.2 | 0.4 | South/Central | GA | Atlanta-Hartsfield-Jackson.Intl.AP.722190 | 3 | 4874954 | 39.7976 | 11.6975 | 56.4666 | 39.7034 | 16.7631 | 1061.82 | 5.6904 | 47.04 | 7.3618 | -1.6714 | 27.914 | 4.0189 | 25.46 | 5.6637 | -1.6448 | 7.241 | 4.8453 | 11.69 | 7.961 | -3.1157 | -21.6983 | 5.6904 | 47.04 | 7.3618 | -1.6714 | 27.914 | 5.7916 | 46.44 | 7.5738 | -1.7822 | 26.2349 | 0.064497 | 2.5668 | 0.75446 | 3.6419 | 68.4844 | 0.36701 | 0.25921 | 0.31251 | 0.36701 | 0.37354 | 3.0339 | 1.6421 | 0.75397 | 3.0339 | 2.9953 | 1.8004 | 0.46702 | -1.3995 | 1.8004 | 1.6921 | 0.064497 | 2.5668 | 0.75446 | 3.6419 | 68.4844 | 0.36701 | 0.25921 | 0.31251 | 0.36701 | 0.37354 | 3.0339 | 1.6421 | 0.75397 | 3.0339 | 2.9953 | 1.8004 | 0.46702 | -1.3995 | 1.8004 | 1.6921
133 | 0.32 | 0.2 | South/Central | GA | Atlanta-Hartsfield-Jackson.Intl.AP.722190 | 3 | 4874954 | 47.6437 | 9.7269 | 61.6898 | 47.5314 | 14.1584 | 1087.03 | 0.46716 | 21.83 | -0.46614 | 0.9333 | 31.0502 | -1.2043 | 0.25 | -2.1643 | 0.95995 | 10.3772 | -0.37787 | -13.52 | 0.1331 | -0.51097 | -18.5621 | 0.46716 | 21.83 | -0.46614 | 0.9333 | 31.0502 | 0.5684 | 21.23 | -0.25418 | 0.82258 | 29.3711 | 0.064497 | 3.0729 | 0.62736 | 3.9788 | 70.1104 | 0.030131 | -0.077676 | -0.024371 | 0.030131 | 0.03666 | 1.408 | 0.016124 | -0.872 | 1.408 | 1.3693 | 2.0027 | 0.6693 | -1.1972 | 2.0027 | 1.8944 | 0.064497 | 3.0729 | 0.62736 | 3.9788 | 70.1104 | 0.030131 | -0.077676 | -0.024371 | 0.030131 | 0.03666 | 1.408 | 0.016124 | -0.872 | 1.408 | 1.3693 | 2.0027 | 0.6693 | -1.1972 | 2.0027 | 1.8944
134 | 0.32 | 0.23 | South/Central | GA | Atlanta-Hartsfield-Jackson.Intl.AP.722190 | 3 | 4874954 | 46.8692 | 10.0893 | 61.4174 | 46.7586 | 14.6588 | 1091.8 | 0.73953 | 17.06 | 0.30661 | 0.43292 | 21.0933 | -0.93195 | -4.52 | -1.3915 | 0.45957 | 0.42034 | -0.1055 | -18.29 | 0.90585 | -1.0114 | -28.519 | 0.73953 | 17.06 | 0.30661 | 0.43292 | 21.0933 | 0.84077 | 16.46 | 0.51857 | 0.3222 | 19.4143 | 0.064497 | 3.0229 | 0.65073 | 3.9613 | 70.4181 | 0.047698 | -0.060108 | -0.0068043 | 0.047698 | 0.054227 | 1.1003 | -0.29153 | -1.1797 | 1.1003 | 1.0616 | 1.3605 | 0.027111 | -1.8394 | 1.3605 | 1.2522 | 0.064497 | 3.0229 | 0.65073 | 3.9613 | 70.4181 | 0.047698 | -0.060108 | -0.0068043 | 0.047698 | 0.054227 | 1.1003 | -0.29153 | -1.1797 | 1.1003 | 1.0616 | 1.3605 | 0.027111 | -1.8394 | 1.3605 | 1.2522
135 | 0.32 | 0.25 | South/Central | GA | Atlanta-Hartsfield-Jackson.Intl.AP.722190 | 3 | 4874954 | 46.3764 | 10.3394 | 61.2648 | 46.267 | 14.9978 | 1095.48 | 0.89215 | 13.38 | 0.79823 | 0.093917 | 13.9392 | -0.77934 | -8.2 | -0.8999 | 0.12056 | -6.7338 | 0.047121 | -21.97 | 1.3975 | -1.3504 | -35.6732 | 0.89215 | 13.38 | 0.79823 | 0.093917 | 13.9392 | 0.99339 | 12.78 | 1.0102 | -0.01681 | 12.2601 | 0.064497 | 2.9911 | 0.66686 | 3.9514 | 70.6554 | 0.057541 | -0.050265 | 0.0030391 | 0.057541 | 0.064071 | 0.86297 | -0.52888 | -1.417 | 0.86297 | 0.82427 | 0.89904 | -0.43431 | -2.3008 | 0.89904 | 0.79074 | 0.064497 | 2.9911 | 0.66686 | 3.9514 | 70.6554 | 0.057541 | -0.050265 | 0.0030391 | 0.057541 | 0.064071 | 0.86297 | -0.52888 | -1.417 | 0.86297 | 0.82427 | 0.89904 | -0.43431 | -2.3008 | 0.89904 | 0.79074
136 | 0.32 | 0.3 | South/Central | GA | Atlanta-Hartsfield-Jackson.Intl.AP.722190 | 3 | 4874954 | 46.1649 | 10.3808 | 61.1654 | 46.0561 | 15.1094 | 1096.1 | 0.99149 | 12.76 | 1.0092 | -0.017681 | 12.2123 | -0.68 | -8.82 | -0.68896 | 0.0089627 | -8.4607 | 0.14646 | -22.59 | 1.6084 | -1.462 | -37.4 | 0.99149 | 12.76 | 1.0092 | -0.017681 | 12.2123 | 1.0927 | 12.16 | 1.2211 | -0.12841 | 10.5333 | 0.064497 | 2.9775 | 0.66953 | 3.945 | 70.6954 | 0.063948 | -0.043858 | 0.0094461 | 0.063948 | 0.070478 | 0.82298 | -0.56887 | -1.457 | 0.82298 | 0.78429 | 0.78766 | -0.54569 | -2.4122 | 0.78766 | 0.67937 | 0.064497 | 2.9775 | 0.66953 | 3.945 | 70.6954 | 0.063948 | -0.043858 | 0.0094461 | 0.063948 | 0.070478 | 0.82298 | -0.56887 | -1.457 | 0.82298 | 0.78429 | 0.78766 | -0.54569 | -2.4122 | 0.78766 | 0.67937
137 | 0.32 | 0.35 | South/Central | GA | Atlanta-Hartsfield-Jackson.Intl.AP.722190 | 3 | 4874954 | 45.0203 | 10.9334 | 60.774 | 44.9141 | 15.86 | 1103.53 | 1.3829 | 5.33 | 2.1512 | -0.76826 | -2.9425 | -0.28858 | -16.25 | 0.45304 | -0.74162 | -23.6155 | 0.53788 | -30.02 | 2.7504 | -2.2125 | -52.5548 | 1.3829 | 5.33 | 2.1512 | -0.76826 | -2.9425 | 1.4842 | 4.73 | 2.3631 | -0.87899 | -4.6216 | 0.064497 | 2.9037 | 0.70517 | 3.9198 | 71.1746 | 0.089194 | -0.018612 | 0.034692 | 0.089194 | 0.095724 | 0.34377 | -1.0481 | -1.9362 | 0.34377 | 0.30507 | -0.18978 | -1.5231 | -3.3896 | -0.18978 | -0.29808 | 0.064497 | 2.9037 | 0.70517 | 3.9198 | 71.1746 | 0.089194 | -0.018612 | 0.034692 | 0.089194 | 0.095724 | 0.34377 | -1.0481 | -1.9362 | 0.34377 | 0.30507 | -0.18978 | -1.5231 | -3.3896 | -0.18978 | -0.29808
138 | 0.32 | 0.4 | South/Central | GA | Atlanta-Hartsfield-Jackson.Intl.AP.722190 | 3 | 4874954 | 43.9943 | 11.496 | 60.502 | 43.8905 | 16.6115 | 1112.58 | 1.6549 | -3.72 | 3.1747 | -1.5198 | -19.6506 | -0.016563 | -25.3 | 1.4766 | -1.4931 | -40.3236 | 0.80989 | -39.07 | 3.7739 | -2.9641 | -69.2629 | 1.6549 | -3.72 | 3.1747 | -1.5198 | -19.6506 | 1.7562 | -4.32 | 3.3867 | -1.6305 | -21.3297 | 0.064497 | 2.8375 | 0.74146 | 3.9022 | 71.7583 | 0.10674 | -0.0010683 | 0.052236 | 0.10674 | 0.11327 | -0.23993 | -1.6318 | -2.5199 | -0.23993 | -0.27863 | -1.2674 | -2.6008 | -4.4673 | -1.2674 | -1.3757 | 0.064497 | 2.8375 | 0.74146 | 3.9022 | 71.7583 | 0.10674 | -0.0010683 | 0.052236 | 0.10674 | 0.11327 | -0.23993 | -1.6318 | -2.5199 | -0.23993 | -0.27863 | -1.2674 | -2.6008 | -4.4673 | -1.2674 | -1.3757
140 | 0.2 | 0.45 | South/Central | GA | Atlanta-Hartsfield-Jackson.Intl.AP.722190 | 3 | 4874954 | 39.1941 | 12.0992 | 56.4253 | 39.1014 | 17.3239 | 1070.65 | 5.7317 | 38.21 | 7.9639 | -2.2322 | 13.3778 | 4.0602 | 16.63 | 6.2658 | -2.2056 | -7.2952 | 4.8866 | 2.86 | 8.5631 | -3.6765 | -36.2345 | 5.7317 | 38.21 | 7.9639 | -2.2322 | 13.3778 | 5.8329 | 37.61 | 8.1758 | -2.3429 | 11.6987 | 0.064497 | 2.5279 | 0.78036 | 3.6393 | 69.0539 | 0.36968 | 0.26187 | 0.31517 | 0.36968 | 0.37621 | 2.4644 | 1.0726 | 0.18446 | 2.4644 | 2.4257 | 0.86283 | -0.47052 | -2.337 | 0.86283 | 0.75453 | 0.064497 | 2.5279 | 0.78036 | 3.6393 | 69.0539 | 0.36968 | 0.26187 | 0.31517 | 0.36968 | 0.37621 | 2.4644 | 1.0726 | 0.18446 | 2.4644 | 2.4257 | 0.86283 | -0.47052 | -2.337 | 0.86283 | 0.75453
141 | 0.22 | 0.45 | South/Central | GA | Atlanta-Hartsfield-Jackson.Intl.AP.722190 | 3 | 4874954 | 39.8955 | 12.0686 | 57.1061 | 39.8011 | 17.305 | 1079.34 | 5.0508 | 29.52 | 7.2641 | -2.2133 | 5.1745 | 3.3794 | 7.94 | 5.566 | -2.1866 | -15.4985 | 4.2058 | -5.83 | 7.8634 | -3.6575 | -44.4379 | 5.0508 | 29.52 | 7.2641 | -2.2133 | 5.1745 | 5.1521 | 28.92 | 7.4761 | -2.324 | 3.4954 | 0.064497 | 2.5731 | 0.77839 | 3.6832 | 69.6144 | 0.32577 | 0.21796 | 0.27126 | 0.32577 | 0.3323 | 1.904 | 0.51211 | -0.37602 | 1.904 | 1.8653 | 0.33374 | -0.99961 | -2.8661 | 0.33374 | 0.22544 | 0.064497 | 2.5731 | 0.77839 | 3.6832 | 69.6144 | 0.32577 | 0.21796 | 0.27126 | 0.32577 | 0.3323 | 1.904 | 0.51211 | -0.37602 | 1.904 | 1.8653 | 0.33374 | -0.99961 | -2.8661 | 0.33374 | 0.22544
142 | 0.24 | 0.45 | South/Central | GA | Atlanta-Hartsfield-Jackson.Intl.AP.722190 | 3 | 4874954 | 40.5968 | 12.0289 | 57.7677 | 40.5008 | 17.267 | 1087.47 | 4.3892 | 21.39 | 6.5645 | -2.1753 | -2.271 | 2.7177 | -0.19 | 4.8663 | -2.1486 | -22.944 | 3.5442 | -13.96 | 7.1637 | -3.6195 | -51.8834 | 4.3892 | 21.39 | 6.5645 | -2.1753 | -2.271 | 4.4904 | 20.79 | 6.7764 | -2.286 | -3.9501 | 0.064497 | 2.6184 | 0.77583 | 3.7259 | 70.1388 | 0.28309 | 0.17528 | 0.22859 | 0.28309 | 0.28962 | 1.3796 | -0.012254 | -0.90038 | 1.3796 | 1.3409 | -0.14647 | -1.4798 | -3.3463 | -0.14647 | -0.25477 | 0.064497 | 2.6184 | 0.77583 | 3.7259 | 70.1388 | 0.28309 | 0.17528 | 0.22859 | 0.28309 | 0.28962 | 1.3796 | -0.012254 | -0.90038 | 1.3796 | 1.3409 | -0.14647 | -1.4798 | -3.3463 | -0.14647 | -0.25477
143 | 0.25 | 0.45 | South/Central | GA | Atlanta-Hartsfield-Jackson.Intl.AP.722190 | 3 | 4874954 | 40.9472 | 12.0181 | 58.1168 | 40.8505 | 17.2664 | 1092.07 | 4.0401 | 16.79 | 6.2148 | -2.1746 | -6.7215 | 2.3686 | -4.79 | 4.5166 | -2.148 | -27.3945 | 3.1951 | -18.56 | 6.814 | -3.6189 | -56.3338 | 4.0401 | 16.79 | 6.2148 | -2.1746 | -6.7215 | 4.1414 | 16.19 | 6.4267 | -2.2854 | -8.4006 | 0.064497 | 2.641 | 0.77514 | 3.7484 | 70.4355 | 0.26058 | 0.15277 | 0.20607 | 0.26058 | 0.26711 | 1.0829 | -0.30894 | -1.1971 | 1.0829 | 1.0442 | -0.43352 | -1.7669 | -3.6334 | -0.43352 | -0.54181 | 0.064497 | 2.641 | 0.77514 | 3.7484 | 70.4355 | 0.26058 | 0.15277 | 0.20607 | 0.26058 | 0.26711 | 1.0829 | -0.30894 | -1.1971 | 1.0829 | 1.0442 | -0.43352 | -1.7669 | -3.6334 | -0.43352 | -0.54181
144 | 0.26 | 0.45 | South/Central | GA | Atlanta-Hartsfield-Jackson.Intl.AP.722190 | 3 | 4874954 | 41.2371 | 12.0283 | 58.4272 | 41.1397 | 17.2876 | 1096.53 | 3.7297 | 12.33 | 5.9255 | -2.1959 | -11.2634 | 2.0582 | -9.25 | 4.2274 | -2.1692 | -31.9364 | 2.8847 | -23.02 | 6.5248 | -3.6401 | -60.8758 | 3.7297 | 12.33 | 5.9255 | -2.1959 | -11.2634 | 3.8309 | 11.73 | 6.1375 | -2.3066 | -12.9425 | 0.064497 | 2.6597 | 0.77579 | 3.7684 | 70.7231 | 0.24055 | 0.13275 | 0.18605 | 0.24055 | 0.24708 | 0.79525 | -0.5966 | -1.4847 | 0.79525 | 0.75655 | -0.72646 | -2.0598 | -3.9263 | -0.72646 | -0.83476 | 0.064497 | 2.6597 | 0.77579 | 3.7684 | 70.7231 | 0.24055 | 0.13275 | 0.18605 | 0.24055 | 0.24708 | 0.79525 | -0.5966 | -1.4847 | 0.79525 | 0.75655 | -0.72646 | -2.0598 | -3.9263 | -0.72646 | -0.83476
145 | 0.27 | 0.45 | South/Central | GA | Atlanta-Hartsfield-Jackson.Intl.AP.722190 | 3 | 4874954 | 41.5277 | 12.0482 | 58.738 | 41.4296 | 17.3084 | 1100.99 | 3.4189 | 7.87 | 5.6357 | -2.2167 | -15.8011 | 1.7474 | -13.71 | 3.9375 | -2.1901 | -36.4741 | 2.5739 | -27.48 | 6.2349 | -3.661 | -65.4134 | 3.4189 | 7.87 | 5.6357 | -2.2167 | -15.8011 | 3.5202 | 7.27 | 5.8476 | -2.3275 | -17.4802 | 0.064497 | 2.6784 | 0.77708 | 3.7884 | 71.0108 | 0.22051 | 0.11271 | 0.16601 | 0.22051 | 0.22704 | 0.50759 | -0.88426 | -1.7724 | 0.50759 | 0.46889 | -1.0191 | -2.3525 | -4.219 | -1.0191 | -1.1274 | 0.064497 | 2.6784 | 0.77708 | 3.7884 | 71.0108 | 0.22051 | 0.11271 | 0.16601 | 0.22051 | 0.22704 | 0.50759 | -0.88426 | -1.7724 | 0.50759 | 0.46889 | -1.0191 | -2.3525 | -4.219 | -1.0191 | -1.1274
146 | 0.28 | 0.45 | South/Central | GA | Atlanta-Hartsfield-Jackson.Intl.AP.722190 | 3 | 4874954 | 41.818 | 12.0675 | 59.0667 | 41.7192 | 17.3475 | 1105.99 | 3.0902 | 2.87 | 5.346 | -2.2558 | -21.0561 | 1.4187 | -18.71 | 3.6479 | -2.2291 | -41.7291 | 2.2452 | -32.48 | 5.9453 | -3.7001 | -70.6684 | 3.0902 | 2.87 | 5.346 | -2.2558 | -21.0561 | 3.1915 | 2.27 | 5.558 | -2.3665 | -22.7352 | 0.064497 | 2.6971 | 0.77832 | 3.8096 | 71.3333 | 0.19931 | 0.091505 | 0.14481 | 0.19931 | 0.20584 | 0.18511 | -1.2067 | -2.0949 | 0.18511 | 0.14641 | -1.3581 | -2.6914 | -4.5579 | -1.3581 | -1.4664 | 0.064497 | 2.6971 | 0.77832 | 3.8096 | 71.3333 | 0.19931 | 0.091505 | 0.14481 | 0.19931 | 0.20584 | 0.18511 | -1.2067 | -2.0949 | 0.18511 | 0.14641 | -1.3581 | -2.6914 | -4.5579 | -1.3581 | -1.4664
147 | 0.3 | 0.45 | South/Central | GA | Atlanta-Hartsfield-Jackson.Intl.AP.722190 | 3 | 4874954 | 42.3188 | 12.1473 | 59.6788 | 42.2189 | 17.4599 | 1115.95 | 2.4781 | -7.09 | 4.8463 | -2.3682 | -31.9085 | 0.80666 | -28.67 | 3.1482 | -2.3416 | -52.5815 | 1.6331 | -42.44 | 5.4456 | -3.8125 | -81.5208 | 2.4781 | -7.09 | 4.8463 | -2.3682 | -31.9085 | 2.5794 | -7.69 | 5.0583 | -2.4789 | -33.5876 | 0.064497 | 2.7294 | 0.78347 | 3.8491 | 71.9757 | 0.15983 | 0.052027 | 0.10533 | 0.15983 | 0.16636 | -0.45729 | -1.8491 | -2.7373 | -0.45729 | -0.49598 | -2.058 | -3.3914 | -5.2579 | -2.058 | -2.1663 | 0.064497 | 2.7294 | 0.78347 | 3.8491 | 71.9757 | 0.15983 | 0.052027 | 0.10533 | 0.15983 | 0.16636 | -0.45729 | -1.8491 | -2.7373 | -0.45729 | -0.49598 | -2.058 | -3.3914 | -5.2579 | -2.058 | -2.1663
148 | 0.2 | 0.5 | South/Central | GA | Atlanta-Hartsfield-Jackson.Intl.AP.722190 | 3 | 4874954 | 38.2898 | 12.7307 | 56.3828 | 38.1992 | 18.1837 | 1084.48 | 5.7741 | 24.38 | 8.8661 | -3.092 | -9.1757 | 4.1026 | 2.8 | 7.1679 | -3.0653 | -29.8487 | 4.9291 | -10.97 | 9.4653 | -4.5362 | -58.7881 | 5.7741 | 24.38 | 8.8661 | -3.092 | -9.1757 | 5.8753 | 23.78 | 9.078 | -3.2027 | -10.8548 | 0.064497 | 2.4696 | 0.8211 | 3.6365 | 69.9459 | 0.37241 | 0.26461 | 0.31791 | 0.37241 | 0.37894 | 1.5724 | 0.18059 | -0.70753 | 1.5724 | 1.5337 | -0.59181 | -1.9252 | -3.7917 | -0.59181 | -0.70011 | 0.064497 | 2.4696 | 0.8211 | 3.6365 | 69.9459 | 0.37241 | 0.26461 | 0.31791 | 0.37241 | 0.37894 | 1.5724 | 0.18059 | -0.70753 | 1.5724 | 1.5337 | -0.59181 | -1.9252 | -3.7917 | -0.59181 | -0.70011
149 | 0.22 | 0.5 | South/Central | GA | Atlanta-Hartsfield-Jackson.Intl.AP.722190 | 3 | 4874954 | 38.9904 | 12.6902 | 57.0433 | 38.8982 | 18.1451 | 1092.59 | 5.1137 | 16.27 | 8.167 | -3.0534 | -16.5897 | 3.4422 | -5.31 | 6.4689 | -3.0267 | -37.2627 | 4.2686 | -19.08 | 8.7663 | -4.4976 | -66.202 | 5.1137 | 16.27 | 8.167 | -3.0534 | -16.5897 | 5.2149 | 15.67 | 8.379 | -3.1641 | -18.2688 | 0.064497 | 2.5148 | 0.81848 | 3.6791 | 70.469 | 0.32982 | 0.22201 | 0.27532 | 0.32982 | 0.33635 | 1.0494 | -0.34248 | -1.2306 | 1.0494 | 1.0107 | -1.07 | -2.4033 | -4.2698 | -1.07 | -1.1783 | 0.064497 | 2.5148 | 0.81848 | 3.6791 | 70.469 | 0.32982 | 0.22201 | 0.27532 | 0.32982 | 0.33635 | 1.0494 | -0.34248 | -1.2306 | 1.0494 | 1.0107 | -1.07 | -2.4033 | -4.2698 | -1.07 | -1.1783
150 | 0.24 | 0.5 | South/Central | GA | Atlanta-Hartsfield-Jackson.Intl.AP.722190 | 3 | 4874954 | 39.6909 | 12.6499 | 57.7131 | 39.597 | 18.1161 | 1100.98 | 4.4438 | 7.88 | 7.4682 | -3.0244 | -24.3836 | 2.7723 | -13.7 | 5.7701 | -2.9978 | -45.0566 | 3.5988 | -27.47 | 8.0675 | -4.4687 | -73.996 | 4.4438 | 7.88 | 7.4682 | -3.0244 | -24.3836 | 4.545 | 7.28 | 7.6802 | -3.1351 | -26.0627 | 0.064497 | 2.5599 | 0.81588 | 3.7223 | 71.0101 | 0.28661 | 0.17881 | 0.23211 | 0.28661 | 0.29314 | 0.50824 | -0.88361 | -1.7717 | 0.50824 | 0.46954 | -1.5727 | -2.906 | -4.7725 | -1.5727 | -1.681 | 0.064497 | 2.5599 | 0.81588 | 3.7223 | 71.0101 | 0.28661 | 0.17881 | 0.23211 | 0.28661 | 0.29314 | 0.50824 | -0.88361 | -1.7717 | 0.50824 | 0.46954 | -1.5727 | -2.906 | -4.7725 | -1.5727 | -1.681
151 | 0.25 | 0.5 | South/Central | GA | Atlanta-Hartsfield-Jackson.Intl.AP.722190 | 3 | 4874954 | 40.0323 | 12.6299 | 58.0348 | 39.9377 | 18.0971 | 1104.92 | 4.1221 | 3.94 | 7.1276 | -3.0054 | -27.9896 | 2.4507 | -17.64 | 5.4294 | -2.9788 | -48.6626 | 3.2771 | -31.41 | 7.7268 | -4.4497 | -77.6019 | 4.1221 | 3.94 | 7.1276 | -3.0054 | -27.9896 | 4.2234 | 3.34 | 7.3395 | -3.1161 | -29.6687 | 0.064497 | 2.582 | 0.81459 | 3.7431 | 71.2643 | 0.26587 | 0.15806 | 0.21136 | 0.26587 | 0.2724 | 0.25412 | -1.1377 | -2.0259 | 0.25412 | 0.21542 | -1.8053 | -3.1386 | -5.0051 | -1.8053 | -1.9135 | 0.064497 | 2.582 | 0.81459 | 3.7431 | 71.2643 | 0.26587 | 0.15806 | 0.21136 | 0.26587 | 0.2724 | 0.25412 | -1.1377 | -2.0259 | 0.25412 | 0.21542 | -1.8053 | -3.1386 | -5.0051 | -1.8053 | -1.9135
152 | 0.26 | 0.5 | South/Central | GA | Atlanta-Hartsfield-Jackson.Intl.AP.722190 | 3 | 4874954 | 40.3328 | 12.649 | 58.3644 | 40.2375 | 18.1269 | 1109.78 | 3.7925 | -0.92 | 6.8277 | -3.0352 | -33.0085 | 2.121 | -22.5 | 5.1296 | -3.0086 | -53.6815 | 2.9475 | -36.27 | 7.427 | -4.4795 | -82.6208 | 3.7925 | -0.92 | 6.8277 | -3.0352 | -33.0085 | 3.8937 | -1.52 | 7.0397 | -3.1459 | -34.6876 | 0.064497 | 2.6014 | 0.81583 | 3.7643 | 71.5777 | 0.24461 | 0.1368 | 0.1901 | 0.24461 | 0.25114 | -0.059337 | -1.4512 | -2.3393 | -0.059337 | -0.098036 | -2.129 | -3.4623 | -5.3288 | -2.129 | -2.2373 | 0.064497 | 2.6014 | 0.81583 | 3.7643 | 71.5777 | 0.24461 | 0.1368 | 0.1901 | 0.24461 | 0.25114 | -0.059337 | -1.4512 | -2.3393 | -0.059337 | -0.098036 | -2.129 | -3.4623 | -5.3288 | -2.129 | -2.2373
153 | 0.27 | 0.5 | South/Central | GA | Atlanta-Hartsfield-Jackson.Intl.AP.722190 | 3 | 4874954 | 40.6326 | 12.6493 | 58.6744 | 40.5366 | 18.1377 | 1114.07 | 3.4826 | -5.21 | 6.5286 | -3.046 | -37.2651 | 1.8111 | -26.79 | 4.8305 | -3.0194 | -57.9381 | 2.6376 | -40.56 | 7.1279 | -4.4903 | -86.8774 | 3.4826 | -5.21 | 6.5286 | -3.046 | -37.2651 | 3.5838 | -5.81 | 6.7406 | -3.1568 | -38.9441 | 0.064497 | 2.6207 | 0.81585 | 3.7843 | 71.8544 | 0.22462 | 0.11681 | 0.17011 | 0.22462 | 0.23115 | -0.33603 | -1.7279 | -2.616 | -0.33603 | -0.37473 | -2.4035 | -3.7368 | -5.6033 | -2.4035 | -2.5118 | 0.064497 | 2.6207 | 0.81585 | 3.7843 | 71.8544 | 0.22462 | 0.11681 | 0.17011 | 0.22462 | 0.23115 | -0.33603 | -1.7279 | -2.616 | -0.33603 | -0.37473 | -2.4035 | -3.7368 | -5.6033 | -2.4035 | -2.5118
154 | 0.28 | 0.5 | South/Central | GA | Atlanta-Hartsfield-Jackson.Intl.AP.722190 | 3 | 4874954 | 40.8929 | 12.6987 | 59.0034 | 40.7964 | 18.207 | 1119.58 | 3.1536 | -10.72 | 6.2689 | -3.1153 | -43.3366 | 1.4821 | -32.3 | 4.5707 | -3.0887 | -64.0096 | 2.3085 | -46.07 | 6.8681 | -4.5596 | -92.9489 | 3.1536 | -10.72 | 6.2689 | -3.1153 | -43.3366 | 3.2548 | -11.32 | 6.4808 | -3.2261 | -45.0156 | 0.064497 | 2.6375 | 0.81903 | 3.8056 | 72.2098 | 0.2034 | 0.095589 | 0.14889 | 0.2034 | 0.20993 | -0.69141 | -2.0833 | -2.9714 | -0.69141 | -0.73011 | -2.7951 | -4.1284 | -5.9949 | -2.7951 | -2.9034 | 0.064497 | 2.6375 | 0.81903 | 3.8056 | 72.2098 | 0.2034 | 0.095589 | 0.14889 | 0.2034 | 0.20993 | -0.69141 | -2.0833 | -2.9714 | -0.69141 | -0.73011 | -2.7951 | -4.1284 | -5.9949 | -2.7951 | -2.9034
155 | 0.3 | 0.5 | South/Central | GA | Atlanta-Hartsfield-Jackson.Intl.AP.722190 | 3 | 4874954 | 41.3738 | 12.7992 | 59.6154 | 41.2761 | 18.3393 | 1129.87 | 2.5416 | -21.01 | 5.7892 | -3.2476 | -54.7207 | 0.87008 | -42.59 | 4.091 | -3.2209 | -75.3937 | 1.6965 | -56.36 | 6.3884 | -4.6919 | -104.333 | 2.5416 | -21.01 | 5.7892 | -3.2476 | -54.7207 | 2.6428 | -21.61 | 6.0011 | -3.3583 | -56.3998 | 0.064497 | 2.6685 | 0.82551 | 3.845 | 72.8735 | 0.16392 | 0.056118 | 0.10942 | 0.16392 | 0.17045 | -1.3551 | -2.7469 | -3.6351 | -1.3551 | -1.3938 | -3.5293 | -4.8627 | -6.7292 | -3.5293 | -3.6376 | 0.064497 | 2.6685 | 0.82551 | 3.845 | 72.8735 | 0.16392 | 0.056118 | 0.10942 | 0.16392 | 0.17045 | -1.3551 | -2.7469 | -3.6351 | -1.3551 | -1.3938 | -3.5293 | -4.8627 | -6.7292 | -3.5293 | -3.6376
156 | 0.37 | 0.17 | South/Central | GA | Atlanta-Hartsfield-Jackson.Intl.AP.722190 | 3 | 4874954 | 50.16 | 9.3352 | 63.7129 | 50.0418 | 13.6711 | 1105.5 | -1.556 | 3.36 | -2.9766 | 1.4206 | 18.2529 | -3.2275 | -18.22 | -4.6747 | 1.4473 | -2.4201 | -2.401 | -31.99 | -2.3774 | -0.023656 | -31.3594 | -1.556 | 3.36 | -2.9766 | 1.4206 | 18.2529 | -1.4547 | 2.76 | -2.7646 | 1.3099 | 16.5738 | 0.064497 | 3.2352 | 0.60209 | 4.1093 | 71.3017 | -0.10036 | -0.20816 | -0.15486 | -0.10036 | -0.093827 | 0.21671 | -1.1751 | -2.0633 | 0.21671 | 0.17801 | 1.1773 | -0.15609 | -2.0226 | 1.1773 | 1.069 | 0.064497 | 3.2352 | 0.60209 | 4.1093 | 71.3017 | -0.10036 | -0.20816 | -0.15486 | -0.10036 | -0.093827 | 0.21671 | -1.1751 | -2.0633 | 0.21671 | 0.17801 | 1.1773 | -0.15609 | -2.0226 | 1.1773 | 1.069
157 | 0.37 | 0.19 | South/Central | GA | Atlanta-Hartsfield-Jackson.Intl.AP.722190 | 3 | 4874954 | 49.6073 | 9.5761 | 63.4916 | 49.4904 | 14.0012 | 1108.1 | -1.3347 | 0.76 | -2.4252 | 1.0905 | 12.216 | -3.0062 | -20.82 | -4.1233 | 1.1171 | -8.457 | -2.1797 | -34.59 | -1.8259 | -0.35379 | -37.3963 | -1.3347 | 0.76 | -2.4252 | 1.0905 | 12.216 | -1.2334 | 0.16 | -2.2132 | 0.97976 | 10.537 | 0.064497 | 3.1995 | 0.61763 | 4.095 | 71.4694 | -0.086083 | -0.19389 | -0.14058 | -0.086083 | -0.079553 | 0.049018 | -1.3428 | -2.231 | 0.049018 | 0.01032 | 0.7879 | -0.54545 | -2.412 | 0.7879 | 0.6796 | 0.064497 | 3.1995 | 0.61763 | 4.095 | 71.4694 | -0.086083 | -0.19389 | -0.14058 | -0.086083 | -0.079553 | 0.049018 | -1.3428 | -2.231 | 0.049018 | 0.01032 | 0.7879 | -0.54545 | -2.412 | 0.7879 | 0.6796
158 | 0.37 | 0.2 | South/Central | GA | Atlanta-Hartsfield-Jackson.Intl.AP.722190 | 3 | 4874954 | 49.3362 | 9.6966 | 63.3814 | 49.22 | 14.1614 | 1109.32 | -1.2245 | -0.46 | -2.1547 | 0.93028 | 9.3227 | -2.8959 | -22.04 | -3.8529 | 0.95692 | -11.3503 | -2.0695 | -35.81 | -1.5555 | -0.514 | -40.2897 | -1.2245 | -0.46 | -2.1547 | 0.93028 | 9.3227 | -1.1232 | -1.06 | -1.9428 | 0.81955 | 7.6436 | 0.064497 | 3.182 | 0.6254 | 4.0879 | 71.548 | -0.078974 | -0.18678 | -0.13348 | -0.078974 | -0.072444 | -0.029669 | -1.4215 | -2.3096 | -0.029669 | -0.068367 | 0.60129 | -0.73207 | -2.5986 | 0.60129 | 0.49299 | 0.064497 | 3.182 | 0.6254 | 4.0879 | 71.548 | -0.078974 | -0.18678 | -0.13348 | -0.078974 | -0.072444 | -0.029669 | -1.4215 | -2.3096 | -0.029669 | -0.068367 | 0.60129 | -0.73207 | -2.5986 | 0.60129 | 0.49299
159 | 0.37 | 0.23 | South/Central | GA | Atlanta-Hartsfield-Jackson.Intl.AP.722190 | 3 | 4874954 | 48.5618 | 10.058 | 63.0991 | 48.4474 | 14.6517 | 1113.81 | -0.94216 | -4.95 | -1.3822 | 0.44003 | -0.23515 | -2.6136 | -26.53 | -3.0803 | 0.46667 | -20.9082 | -1.7872 | -40.3 | -0.78294 | -1.0042 | -49.8475 | -0.94216 | -4.95 | -1.3822 | 0.44003 | -0.23515 | -0.84092 | -5.55 | -1.1702 | 0.3293 | -1.9142 | 0.064497 | 3.1321 | 0.64872 | 4.0697 | 71.8376 | -0.060767 | -0.16857 | -0.11527 | -0.060767 | -0.054237 | -0.31926 | -1.7111 | -2.5992 | -0.31926 | -0.35796 | -0.015167 | -1.3485 | -3.215 | -0.015167 | -0.12346 | 0.064497 | 3.1321 | 0.64872 | 4.0697 | 71.8376 | -0.060767 | -0.16857 | -0.11527 | -0.060767 | -0.054237 | -0.31926 | -1.7111 | -2.5992 | -0.31926 | -0.35796 | -0.015167 | -1.3485 | -3.215 | -0.015167 | -0.12346
160 | 0.37 | 0.25 | South/Central | GA | Atlanta-Hartsfield-Jackson.Intl.AP.722190 | 3 | 4874954 | 48.06 | 10.2893 | 62.9191 | 47.9468 | 14.9723 | 1116.83 | -0.76213 | -7.97 | -0.88152 | 0.11939 | -6.545 | -2.4336 | -29.55 | -2.5797 | 0.14604 | -27.218 | -1.6072 | -43.32 | -0.28228 | -1.3249 | -56.1573 | -0.76213 | -7.97 | -0.88152 | 0.11939 | -6.545 | -0.66089 | -8.57 | -0.66956 | 0.0086661 | -8.2241 | 0.064497 | 3.0997 | 0.66363 | 4.0581 | 72.0324 | -0.049155 | -0.15696 | -0.10366 | -0.049155 | -0.042626 | -0.51404 | -1.9059 | -2.794 | -0.51404 | -0.55274 | -0.42214 | -1.7555 | -3.622 | -0.42214 | -0.53043 | 0.064497 | 3.0997 | 0.66363 | 4.0581 | 72.0324 | -0.049155 | -0.15696 | -0.10366 | -0.049155 | -0.042626 | -0.51404 | -1.9059 | -2.794 | -0.51404 | -0.55274 | -0.42214 | -1.7555 | -3.622 | -0.42214 | -0.53043
161 | 0.4 | 0.17 | South/Central | GA | Atlanta-Hartsfield-Jackson.Intl.AP.722190 | 3 | 4874954 | 51.1517 | 9.3245 | 64.7048 | 51.0313 | 13.6736 | 1118.58 | -2.5479 | -9.72 | -3.966 | 1.4181 | 5.4929 | -4.2194 | -31.3 | -5.6642 | 1.4448 | -15.1801 | -3.3929 | -45.07 | -3.3668 | -0.026152 | -44.1194 | -2.5479 | -9.72 | -3.966 | 1.4181 | 5.4929 | -2.4467 | -10.32 | -3.7541 | 1.3074 | 3.8138 | 0.064497 | 3.2991 | 0.60141 | 4.1733 | 72.1453 | -0.16433 | -0.27214 | -0.21883 | -0.16433 | -0.1578 | -0.62691 | -2.0188 | -2.9069 | -0.62691 | -0.66561 | 0.35428 | -0.97907 | -2.8456 | 0.35428 | 0.24598 | 0.064497 | 3.2991 | 0.60141 | 4.1733 | 72.1453 | -0.16433 | -0.27214 | -0.21883 | -0.16433 | -0.1578 | -0.62691 | -2.0188 | -2.9069 | -0.62691 | -0.66561 | 0.35428 | -0.97907 | -2.8456 | 0.35428 | 0.24598
162 | 0.4 | 0.19 | South/Central | GA | Atlanta-Hartsfield-Jackson.Intl.AP.722190 | 3 | 4874954 | 50.5988 | 9.5655 | 64.4828 | 50.4796 | 14.0032 | 1121.16 | -2.3259 | -12.3 | -3.4144 | 1.0885 | -0.52108 | -3.9974 | -33.88 | -5.1125 | 1.1151 | -21.1941 | -3.1709 | -47.65 | -2.8151 | -0.35578 | -50.1334 | -2.3259 | -12.3 | -3.4144 | 1.0885 | -0.52108 | -2.2246 | -12.9 | -3.2024 | 0.97777 | -2.2002 | 0.064497 | 3.2635 | 0.61695 | 4.159 | 72.3117 | -0.15001 | -0.25782 | -0.20452 | -0.15001 | -0.14348 | -0.79332 | -2.1852 | -3.0733 | -0.79332 | -0.83201 | -0.033608 | -1.367 | -3.2335 | -0.033608 | -0.1419 | 0.064497 | 3.2635 | 0.61695 | 4.159 | 72.3117 | -0.15001 | -0.25782 | -0.20452 | -0.15001 | -0.14348 | -0.79332 | -2.1852 | -3.0733 | -0.79332 | -0.83201 | -0.033608 | -1.367 | -3.2335 | -0.033608 | -0.1419
163 | 0.4 | 0.2 | South/Central | GA | Atlanta-Hartsfield-Jackson.Intl.AP.722190 | 3 | 4874954 | 50.337 | 9.686 | 64.3916 | 50.2185 | 14.1731 | 1122.8 | -2.2347 | -13.94 | -3.1533 | 0.91865 | -3.9166 | -3.9061 | -35.52 | -4.8514 | 0.94529 | -24.5896 | -3.0797 | -49.29 | -2.5541 | -0.52563 | -53.5289 | -2.2347 | -13.94 | -3.1533 | 0.91865 | -3.9166 | -2.1334 | -14.54 | -2.9413 | 0.80792 | -5.5956 | 0.064497 | 3.2466 | 0.62472 | 4.1531 | 72.4175 | -0.14413 | -0.25194 | -0.19863 | -0.14413 | -0.1376 | -0.89909 | -2.2909 | -3.1791 | -0.89909 | -0.93779 | -0.25261 | -1.586 | -3.4525 | -0.25261 | -0.3609 | 0.064497 | 3.2466 | 0.62472 | 4.1531 | 72.4175 | -0.14413 | -0.25194 | -0.19863 | -0.14413 | -0.1376 | -0.89909 | -2.2909 | -3.1791 | -0.89909 | -0.93779 | -0.25261 | -1.586 | -3.4525 | -0.25261 | -0.3609
164 | 0.4 | 0.23 | South/Central | GA | Atlanta-Hartsfield-Jackson.Intl.AP.722190 | 3 | 4874954 | 49.5534 | 10.0375 | 64.09 | 49.4366 | 14.6533 | 1126.88 | -1.933 | -18.02 | -2.3714 | 0.43837 | -12.9595 | -3.6045 | -39.6 | -4.0695 | 0.46501 | -33.6325 | -2.7781 | -53.37 | -1.7722 | -1.0059 | -62.5718 | -1.933 | -18.02 | -2.3714 | 0.43837 | -12.9595 | -1.8318 | -18.62 | -2.1594 | 0.32764 | -14.6386 | 0.064497 | 3.1961 | 0.64739 | 4.1336 | 72.6806 | -0.12468 | -0.23248 | -0.17918 | -0.12468 | -0.11815 | -1.1622 | -2.5541 | -3.4422 | -1.1622 | -1.2009 | -0.83585 | -2.1692 | -4.0357 | -0.83585 | -0.94415 | 0.064497 | 3.1961 | 0.64739 | 4.1336 | 72.6806 | -0.12468 | -0.23248 | -0.17918 | -0.12468 | -0.11815 | -1.1622 | -2.5541 | -3.4422 | -1.1622 | -1.2009 | -0.83585 | -2.1692 | -4.0357 | -0.83585 | -0.94415
165 | 0.4 | 0.25 | South/Central | GA | Atlanta-Hartsfield-Jackson.Intl.AP.722190 | 3 | 4874954 | 49.0606 | 10.2687 | 63.9181 | 48.945 | 14.9731 | 1129.98 | -1.7612 | -21.12 | -1.8798 | 0.11859 | -19.3508 | -3.4327 | -42.7 | -3.5779 | 0.14524 | -40.0238 | -2.6062 | -56.47 | -1.2805 | -1.3257 | -68.9631 | -1.7612 | -21.12 | -1.8798 | 0.11859 | -19.3508 | -1.66 | -21.72 | -1.6678 | 0.0078664 | -21.0299 | 0.064497 | 3.1643 | 0.6623 | 4.1225 | 72.8806 | -0.11359 | -0.2214 | -0.16809 | -0.11359 | -0.10706 | -1.3622 | -2.754 | -3.6422 | -1.3622 | -1.4009 | -1.2481 | -2.5814 | -4.4479 | -1.2481 | -1.3564 | 0.064497 | 3.1643 | 0.6623 | 4.1225 | 72.8806 | -0.11359 | -0.2214 | -0.16809 | -0.11359 | -0.10706 | -1.3622 | -2.754 | -3.6422 | -1.3622 | -1.4009 | -1.2481 | -2.5814 | -4.4479 | -1.2481 | -1.3564
166 | 0.21 | 0.17 | South/Central | GA | Atlanta-Hartsfield-Jackson.Intl.AP.722190 | 3 | 4874954 | 44.512 | 9.4477 | 58.0884 | 44.4068 | 13.6816 | 1031.61 | 4.0685 | 77.25 | 2.6584 | 1.4101 | 89.9426 | 2.397 | 55.67 | 0.96027 | 1.4367 | 69.2696 | 3.2235 | 41.9 | 3.2576 | -0.034174 | 40.3303 | 4.0685 | 77.25 | 2.6584 | 1.4101 | 89.9426 | 4.1697 | 76.65 | 2.8704 | 1.2994 | 88.2636 | 0.064497 | 2.8709 | 0.60935 | 3.7465 | 66.536 | 0.26241 | 0.1546 | 0.20791 | 0.26241 | 0.26894 | 4.9824 | 3.5906 | 2.7024 | 4.9824 | 4.9437 | 5.801 | 4.4677 | 2.6012 | 5.801 | 5.6928 | 0.064497 | 2.8709 | 0.60935 | 3.7465 | 66.536 | 0.26241 | 0.1546 | 0.20791 | 0.26241 | 0.26894 | 4.9824 | 3.5906 | 2.7024 | 4.9824 | 4.9437 | 5.801 | 4.4677 | 2.6012 | 5.801 | 5.6928
167 | 0.21 | 0.19 | South/Central | GA | Atlanta-Hartsfield-Jackson.Intl.AP.722190 | 3 | 4874954 | 43.9698 | 9.6988 | 57.8878 | 43.8659 | 14.0219 | 1034.63 | 4.2691 | 74.23 | 3.1993 | 1.0698 | 83.3678 | 2.5976 | 52.65 | 1.5012 | 1.0964 | 62.6948 | 3.4241 | 38.88 | 3.7986 | -0.37449 | 33.7555 | 4.2691 | 74.23 | 3.1993 | 1.0698 | 83.3678 | 4.3704 | 73.63 | 3.4113 | 0.95906 | 81.6887 | 0.064497 | 2.8359 | 0.62555 | 3.7336 | 66.7307 | 0.27535 | 0.16754 | 0.22085 | 0.27535 | 0.28188 | 4.7876 | 3.3958 | 2.5077 | 4.7876 | 4.7489 | 5.377 | 4.0436 | 2.1771 | 5.377 | 5.2687 | 0.064497 | 2.8359 | 0.62555 | 3.7336 | 66.7307 | 0.27535 | 0.16754 | 0.22085 | 0.27535 | 0.28188 | 4.7876 | 3.3958 | 2.5077 | 4.7876 | 4.7489 | 5.377 | 4.0436 | 2.1771 | 5.377 | 5.2687
168 | 0.21 | 0.2 | South/Central | GA | Atlanta-Hartsfield-Jackson.Intl.AP.722190 | 3 | 4874954 | 43.708 | 9.8284 | 57.8048 | 43.6047 | 14.2001 | 1036.5 | 4.3521 | 72.36 | 3.4605 | 0.8916 | 79.6431 | 2.6806 | 50.78 | 1.7624 | 0.91825 | 58.9701 | 3.5071 | 37.01 | 4.0598 | -0.55267 | 30.0307 | 4.3521 | 72.36 | 3.4605 | 0.8916 | 79.6431 | 4.4534 | 71.76 | 3.6725 | 0.78088 | 77.964 | 0.064497 | 2.819 | 0.6339 | 3.7282 | 66.8514 | 0.2807 | 0.17289 | 0.2262 | 0.2807 | 0.28723 | 4.667 | 3.2752 | 2.387 | 4.667 | 4.6283 | 5.1368 | 3.8034 | 1.9369 | 5.1368 | 5.0285 | 0.064497 | 2.819 | 0.6339 | 3.7282 | 66.8514 | 0.2807 | 0.17289 | 0.2262 | 0.2807 | 0.28723 | 4.667 | 3.2752 | 2.387 | 4.667 | 4.6283 | 5.1368 | 3.8034 | 1.9369 | 5.1368 | 5.0285
169 | 0.21 | 0.23 | South/Central | GA | Atlanta-Hartsfield-Jackson.Intl.AP.722190 | 3 | 4874954 | 42.954 | 10.2006 | 57.5543 | 42.8524 | 14.7019 | 1041.58 | 4.6026 | 67.28 | 4.2128 | 0.3898 | 69.3677 | 2.9311 | 45.7 | 2.5147 | 0.41644 | 48.6947 | 3.7576 | 31.93 | 4.8121 | -1.0545 | 19.7554 | 4.6026 | 67.28 | 4.2128 | 0.3898 | 69.3677 | 4.7038 | 66.68 | 4.4248 | 0.27907 | 67.6886 | 0.064497 | 2.7704 | 0.65791 | 3.7121 | 67.179 | 0.29686 | 0.18905 | 0.24235 | 0.29686 | 0.30338 | 4.3394 | 2.9475 | 2.0594 | 4.3394 | 4.3007 | 4.474 | 3.1407 | 1.2742 | 4.474 | 4.3657 | 0.064497 | 2.7704 | 0.65791 | 3.7121 | 67.179 | 0.29686 | 0.18905 | 0.24235 | 0.29686 | 0.30338 | 4.3394 | 2.9475 | 2.0594 | 4.3394 | 4.3007 | 4.474 | 3.1407 | 1.2742 | 4.474 | 4.3657
170 | 0.21 | 0.25 | South/Central | GA | Atlanta-Hartsfield-Jackson.Intl.AP.722190 | 3 | 4874954 | 42.4718 | 10.4515 | 57.4131 | 42.3714 | 15.0417 | 1045.4 | 4.7438 | 63.46 | 4.6938 | 0.05 | 62.0464 | 3.0723 | 41.88 | 2.9957 | 0.076643 | 41.3734 | 3.8988 | 28.11 | 5.2931 | -1.3943 | 12.4341 | 4.7438 | 63.46 | 4.6938 | 0.05 | 62.0464 | 4.8451 | 62.86 | 4.9058 | -0.060727 | 60.3673 | 0.064497 | 2.7393 | 0.67409 | 3.703 | 67.4254 | 0.30596 | 0.19816 | 0.25146 | 0.30596 | 0.31249 | 4.093 | 2.7011 | 1.813 | 4.093 | 4.0543 | 4.0018 | 2.6685 | 0.80196 | 4.0018 | 3.8935 | 0.064497 | 2.7393 | 0.67409 | 3.703 | 67.4254 | 0.30596 | 0.19816 | 0.25146 | 0.30596 | 0.31249 | 4.093 | 2.7011 | 1.813 | 4.093 | 4.0543 | 4.0018 | 2.6685 | 0.80196 | 4.0018 | 3.8935
171 | 0.21 | 0.27 | South/Central | GA | Atlanta-Hartsfield-Jackson.Intl.AP.722190 | 3 | 4874954 | 42.0096 | 10.7024 | 57.2918 | 41.9102 | 15.3816 | 1049.48 | 4.8652 | 59.38 | 5.155 | -0.28985 | 54.469 | 3.1937 | 37.8 | 3.4569 | -0.26321 | 33.796 | 4.0201 | 24.03 | 5.7543 | -1.7341 | 4.8567 | 4.8652 | 59.38 | 5.155 | -0.28985 | 54.469 | 4.9664 | 58.78 | 5.367 | -0.40058 | 52.79 | 0.064497 | 2.7095 | 0.69027 | 3.6952 | 67.6885 | 0.31379 | 0.20598 | 0.25929 | 0.31379 | 0.32032 | 3.8298 | 2.438 | 1.5499 | 3.8298 | 3.7911 | 3.5131 | 2.1798 | 0.31324 | 3.5131 | 3.4048 | 0.064497 | 2.7095 | 0.69027 | 3.6952 | 67.6885 | 0.31379 | 0.20598 | 0.25929 | 0.31379 | 0.32032 | 3.8298 | 2.438 | 1.5499 | 3.8298 | 3.7911 | 3.5131 | 2.1798 | 0.31324 | 3.5131 | 3.4048
172 | 0.21 | 0.3 | South/Central | GA | Atlanta-Hartsfield-Jackson.Intl.AP.722190 | 3 | 4874954 | 41.3558 | 11.0643 | 57.1304 | 41.2579 | 15.8724 | 1055.57 | 5.0266 | 53.29 | 5.8073 | -0.78073 | 43.3477 | 3.3551 | 31.71 | 4.1092 | -0.75408 | 22.6747 | 4.1815 | 17.94 | 6.4065 | -2.225 | -6.2647 | 5.0266 | 53.29 | 5.8073 | -0.78073 | 43.3477 | 5.1278 | 52.69 | 6.0193 | -0.89145 | 41.6686 | 0.064497 | 2.6673 | 0.71361 | 3.6847 | 68.0813 | 0.3242 | 0.21639 | 0.2697 | 0.3242 | 0.33073 | 3.4371 | 2.0452 | 1.1571 | 3.4371 | 3.3984 | 2.7958 | 1.4625 | -0.40405 | 2.7958 | 2.6875 | 0.064497 | 2.6673 | 0.71361 | 3.6847 | 68.0813 | 0.3242 | 0.21639 | 0.2697 | 0.3242 | 0.33073 | 3.4371 | 2.0452 | 1.1571 | 3.4371 | 3.3984 | 2.7958 | 1.4625 | -0.40405 | 2.7958 | 2.6875
173 | 0.21 | 0.32 | South/Central | GA | Atlanta-Hartsfield-Jackson.Intl.AP.722190 | 3 | 4874954 | 40.9434 | 11.3151 | 57.0594 | 40.8466 | 16.2128 | 1060.33 | 5.0976 | 48.53 | 6.2186 | -1.1211 | 35.1138 | 3.4261 | 26.95 | 4.5205 | -1.0944 | 14.4408 | 4.2525 | 13.18 | 6.8179 | -2.5653 | -14.4986 | 5.0976 | 48.53 | 6.2186 | -1.1211 | 35.1138 | 5.1988 | 47.93 | 6.4306 | -1.2318 | 33.4347 | 0.064497 | 2.6407 | 0.72979 | 3.6802 | 68.3883 | 0.32878 | 0.22097 | 0.27428 | 0.32878 | 0.33531 | 3.13 | 1.7382 | 0.85007 | 3.13 | 3.0914 | 2.2647 | 0.93139 | -0.93512 | 2.2647 | 2.1564 | 0.064497 | 2.6407 | 0.72979 | 3.6802 | 68.3883 | 0.32878 | 0.22097 | 0.27428 | 0.32878 | 0.33531 | 3.13 | 1.7382 | 0.85007 | 3.13 | 3.0914 | 2.2647 | 0.93139 | -0.93512 | 2.2647 | 2.1564
174 | 0.21 | 0.35 | South/Central | GA | Atlanta-Hartsfield-Jackson.Intl.AP.722190 | 3 | 4874954 | 40.32 | 11.7163 | 56.987 | 40.2246 | 16.7624 | 1068.58 | 5.17 | 40.28 | 6.8407 | -1.6707 | 21.2754 | 3.4985 | 18.7 | 5.1425 | -1.644 | 0.60235 | 4.325 | 4.93 | 7.4399 | -3.1149 | -28.337 | 5.17 | 40.28 | 6.8407 | -1.6707 | 21.2754 | 5.2712 | 39.68 | 7.0526 | -1.7814 | 19.5963 | 0.064497 | 2.6005 | 0.75567 | 3.6755 | 68.9204 | 0.33345 | 0.22564 | 0.27895 | 0.33345 | 0.33998 | 2.5979 | 1.2061 | 0.31797 | 2.5979 | 2.5592 | 1.3722 | 0.03885 | -1.8277 | 1.3722 | 1.2639 | 0.064497 | 2.6005 | 0.75567 | 3.6755 | 68.9204 | 0.33345 | 0.22564 | 0.27895 | 0.33345 | 0.33998 | 2.5979 | 1.2061 | 0.31797 | 2.5979 | 2.5592 | 1.3722 | 0.03885 | -1.8277 | 1.3722 | 1.2639
175 | 0.21 | 0.37 | South/Central | GA | Atlanta-Hartsfield-Jackson.Intl.AP.722190 | 3 | 4874954 | 40.3393 | 11.6365 | 56.9167 | 40.2439 | 16.6728 | 1066.21 | 5.2403 | 42.65 | 6.8213 | -1.5811 | 24.5814 | 3.5688 | 21.07 | 5.1232 | -1.5544 | 3.9084 | 4.3952 | 7.3 | 7.4206 | -3.0254 | -25.0309 | 5.2403 | 42.65 | 6.8213 | -1.5811 | 24.5814 | 5.3415 | 42.05 | 7.0333 | -1.6918 | 22.9023 | 0.064497 | 2.6018 | 0.75052 | 3.671 | 68.7676 | 0.33798 | 0.23018 | 0.28348 | 0.33798 | 0.34451 | 2.7508 | 1.359 | 0.47083 | 2.7508 | 2.7121 | 1.5854 | 0.25208 | -1.6144 | 1.5854 | 1.4771 | 0.064497 | 2.6018 | 0.75052 | 3.671 | 68.7676 | 0.33798 | 0.23018 | 0.28348 | 0.33798 | 0.34451 | 2.7508 | 1.359 | 0.47083 | 2.7508 | 2.7121 | 1.5854 | 0.25208 | -1.6144 | 1.5854 | 1.4771
176 | 0.21 | 0.4 | South/Central | GA | Atlanta-Hartsfield-Jackson.Intl.AP.722190 | 3 | 4874954 | 40.149 | 11.6772 | 56.7977 | 40.0541 | 16.7436 | 1065.87 | 5.3593 | 42.99 | 7.0112 | -1.6519 | 24.2015 | 3.6878 | 21.41 | 5.313 | -1.6253 | 3.5285 | 4.5142 | 7.64 | 7.6104 | -3.0962 | -25.4108 | 5.3593 | 42.99 | 7.0112 | -1.6519 | 24.2015 | 5.4605 | 42.39 | 7.2231 | -1.7626 | 22.5224 | 0.064497 | 2.5895 | 0.75314 | 3.6633 | 68.7456 | 0.34566 | 0.23785 | 0.29116 | 0.34566 | 0.35219 | 2.7727 | 1.3809 | 0.49276 | 2.7727 | 2.734 | 1.5609 | 0.22758 | -1.6389 | 1.5609 | 1.4526 | 0.064497 | 2.5895 | 0.75314 | 3.6633 | 68.7456 | 0.34566 | 0.23785 | 0.29116 | 0.34566 | 0.35219 | 2.7727 | 1.3809 | 0.49276 | 2.7727 | 2.734 | 1.5609 | 0.22758 | -1.6389 | 1.5609 | 1.4526
177 | 0.21 | 0.42 | South/Central | GA | Atlanta-Hartsfield-Jackson.Intl.AP.722190 | 3 | 4874954 | 39.9169 | 11.8282 | 56.7766 | 39.8225 | 16.9541 | 1069.1 | 5.3803 | 39.76 | 7.2427 | -1.8624 | 18.8167 | 3.7089 | 18.18 | 5.5446 | -1.8358 | -1.8563 | 4.5353 | 4.41 | 7.842 | -3.3067 | -30.7957 | 5.3803 | 39.76 | 7.2427 | -1.8624 | 18.8167 | 5.4816 | 39.16 | 7.4547 | -1.9731 | 17.1376 | 0.064497 | 2.5745 | 0.76289 | 3.6619 | 68.954 | 0.34702 | 0.23921 | 0.29252 | 0.34702 | 0.35355 | 2.5644 | 1.1726 | 0.28443 | 2.5644 | 2.5257 | 1.2136 | -0.11973 | -1.9862 | 1.2136 | 1.1053 | 0.064497 | 2.5745 | 0.76289 | 3.6619 | 68.954 | 0.34702 | 0.23921 | 0.29252 | 0.34702 | 0.35355 | 2.5644 | 1.1726 | 0.28443 | 2.5644 | 2.5257 | 1.2136 | -0.11973 | -1.9862 | 1.2136 | 1.1053
178 | 0.21 | 0.45 | South/Central | GA | Atlanta-Hartsfield-Jackson.Intl.AP.722190 | 3 | 4874954 | 39.5449 | 12.0884 | 56.7654 | 39.4513 | 17.3141 | 1074.99 | 5.3915 | 33.87 | 7.6139 | -2.2224 | 9.2888 | 3.72 | 12.29 | 5.9158 | -2.1957 | -11.3842 | 4.5465 | -1.48 | 8.2131 | -3.6667 | -40.3235 | 5.3915 | 33.87 | 7.6139 | -2.2224 | 9.2888 | 5.4928 | 33.27 | 7.8259 | -2.3331 | 7.6097 | 0.064497 | 2.5505 | 0.77967 | 3.6612 | 69.3339 | 0.34774 | 0.23993 | 0.29324 | 0.34774 | 0.35427 | 2.1845 | 0.79267 | -0.095456 | 2.1845 | 2.1458 | 0.5991 | -0.73425 | -2.6008 | 0.5991 | 0.49081 | 0.064497 | 2.5505 | 0.77967 | 3.6612 | 69.3339 | 0.34774 | 0.23993 | 0.29324 | 0.34774 | 0.35427 | 2.1845 | 0.79267 | -0.095456 | 2.1845 | 2.1458 | 0.5991 | -0.73425 | -2.6008 | 0.5991 | 0.49081
179 | 0.21 | 0.47 | South/Central | GA | Atlanta-Hartsfield-Jackson.Intl.AP.722190 | 3 | 4874954 | 39.1726 | 12.3392 | 56.7437 | 39.08 | 17.6637 | 1080.55 | 5.4133 | 28.31 | 7.9853 | -2.572 | 0.17532 | 3.7418 | 6.73 | 6.2871 | -2.5453 | -20.4977 | 4.5682 | -7.04 | 8.5845 | -4.0163 | -49.437 | 5.4133 | 28.31 | 7.9853 | -2.572 | 0.17532 | 5.5145 | 27.71 | 8.1972 | -2.6827 | -1.5038 | 0.064497 | 2.5265 | 0.79585 | 3.6598 | 69.6925 | 0.34914 | 0.24133 | 0.29464 | 0.34914 | 0.35567 | 1.8259 | 0.43407 | -0.45406 | 1.8259 | 1.7872 | 0.011307 | -1.322 | -3.1885 | 0.011307 | -0.096989 | 0.064497 | 2.5265 | 0.79585 | 3.6598 | 69.6925 | 0.34914 | 0.24133 | 0.29464 | 0.34914 | 0.35567 | 1.8259 | 0.43407 | -0.45406 | 1.8259 | 1.7872 | 0.011307 | -1.322 | -3.1885 | 0.011307 | -0.096989
180 | 0.21 | 0.5 | South/Central | GA | Atlanta-Hartsfield-Jackson.Intl.AP.722190 | 3 | 4874954 | 38.6404 | 12.7102 | 56.713 | 38.5489 | 18.164 | 1088.53 | 5.444 | 20.33 | 8.5163 | -3.0723 | -12.8726 | 3.7725 | -1.25 | 6.8182 | -3.0457 | -33.5456 | 4.5989 | -15.02 | 9.1155 | -4.5166 | -62.4849 | 5.444 | 20.33 | 8.5163 | -3.0723 | -12.8726 | 5.5452 | 19.73 | 8.7283 | -3.183 | -14.5516 | 0.064497 | 2.4922 | 0.81977 | 3.6578 | 70.2071 | 0.35112 | 0.24331 | 0.29662 | 0.35112 | 0.35765 | 1.3112 | -0.080622 | -0.96875 | 1.3112 | 1.2725 | -0.83024 | -2.1636 | -4.0301 | -0.83024 | -0.93854 | 0.064497 | 2.4922 | 0.81977 | 3.6578 | 70.2071 | 0.35112 | 0.24331 | 0.29662 | 0.35112 | 0.35765 | 1.3112 | -0.080622 | -0.96875 | 1.3112 | 1.2725 | -0.83024 | -2.1636 | -4.0301 | -0.83024 | -0.93854
181 | 0.23 | 0.17 | South/Central | GA | Atlanta-Hartsfield-Jackson.Intl.AP.722190 | 3 | 4874954 | 45.2428 | 9.4371 | 58.8186 | 45.1359 | 13.6826 | 1041.25 | 3.3384 | 67.61 | 1.9293 | 1.4091 | 80.5716 | 1.6669 | 46.03 | 0.23119 | 1.4357 | 59.8986 | 2.4933 | 32.26 | 2.5286 | -0.035224 | 30.9593 | 3.3384 | 67.61 | 1.9293 | 1.4091 | 80.5716 | 3.4396 | 67.01 | 2.1413 | 1.2983 | 78.8925 | 0.064497 | 2.918 | 0.60866 | 3.7936 | 67.1577 | 0.21532 | 0.10751 | 0.16081 | 0.21532 | 0.22185 | 4.3607 | 2.9688 | 2.0807 | 4.3607 | 4.322 | 5.1966 | 3.8633 | 1.9968 | 5.1966 | 5.0883 | 0.064497 | 2.918 | 0.60866 | 3.7936 | 67.1577 | 0.21532 | 0.10751 | 0.16081 | 0.21532 | 0.22185 | 4.3607 | 2.9688 | 2.0807 | 4.3607 | 4.322 | 5.1966 | 3.8633 | 1.9968 | 5.1966 | 5.0883
182 | 0.23 | 0.19 | South/Central | GA | Atlanta-Hartsfield-Jackson.Intl.AP.722190 | 3 | 4874954 | 44.7001 | 9.6879 | 58.6173 | 44.5945 | 14.0227 | 1044.27 | 3.5397 | 64.59 | 2.4707 | 1.069 | 74.0113 | 1.8682 | 43.01 | 0.77257 | 1.0956 | 53.3383 | 2.6946 | 29.24 | 3.0699 | -0.37531 | 24.3989 | 3.5397 | 64.59 | 2.4707 | 1.069 | 74.0113 | 3.6409 | 63.99 | 2.6827 | 0.95824 | 72.3322 | 0.064497 | 2.883 | 0.62484 | 3.7807 | 67.3525 | 0.2283 | 0.12049 | 0.1738 | 0.2283 | 0.23483 | 4.1659 | 2.774 | 1.8859 | 4.1659 | 4.1272 | 4.7735 | 3.4402 | 1.5737 | 4.7735 | 4.6652 | 0.064497 | 2.883 | 0.62484 | 3.7807 | 67.3525 | 0.2283 | 0.12049 | 0.1738 | 0.2283 | 0.23483 | 4.1659 | 2.774 | 1.8859 | 4.1659 | 4.1272 | 4.7735 | 3.4402 | 1.5737 | 4.7735 | 4.6652
183 | 0.23 | 0.2 | South/Central | GA | Atlanta-Hartsfield-Jackson.Intl.AP.722190 | 3 | 4874954 | 44.439 | 9.8086 | 58.5265 | 44.334 | 14.1925 | 1045.91 | 3.6305 | 62.95 | 2.7313 | 0.89921 | 70.6128 | 1.959 | 41.37 | 1.0331 | 0.92586 | 49.9398 | 2.7854 | 27.6 | 3.3305 | -0.54506 | 21.0005 | 3.6305 | 62.95 | 2.7313 | 0.89921 | 70.6128 | 3.7317 | 62.35 | 2.9432 | 0.78849 | 68.9338 | 0.064497 | 2.8662 | 0.63263 | 3.7748 | 67.4583 | 0.23415 | 0.12635 | 0.17965 | 0.23415 | 0.24068 | 4.0601 | 2.6682 | 1.7801 | 4.0601 | 4.0214 | 4.5543 | 3.221 | 1.3545 | 4.5543 | 4.446 | 0.064497 | 2.8662 | 0.63263 | 3.7748 | 67.4583 | 0.23415 | 0.12635 | 0.17965 | 0.23415 | 0.24068 | 4.0601 | 2.6682 | 1.7801 | 4.0601 | 4.0214 | 4.5543 | 3.221 | 1.3545 | 4.5543 | 4.446
184 | 0.23 | 0.23 | South/Central | GA | Atlanta-Hartsfield-Jackson.Intl.AP.722190 | 3 | 4874954 | 43.6753 | 10.1801 | 58.2651 | 43.572 | 14.6931 | 1050.81 | 3.8918 | 58.05 | 3.4932 | 0.39865 | 60.5104 | 2.2204 | 36.47 | 1.7951 | 0.42529 | 39.8374 | 3.0468 | 22.7 | 4.0924 | -1.0456 | 10.8981 | 3.8918 | 58.05 | 3.4932 | 0.39865 | 60.5104 | 3.9931 | 57.45 | 3.7052 | 0.28792 | 58.8313 | 0.064497 | 2.8169 | 0.65659 | 3.7579 | 67.7743 | 0.25101 | 0.14321 | 0.19651 | 0.25101 | 0.25754 | 3.7441 | 2.3522 | 1.4641 | 3.7441 | 3.7054 | 3.9028 | 2.5694 | 0.7029 | 3.9028 | 3.7945 | 0.064497 | 2.8169 | 0.65659 | 3.7579 | 67.7743 | 0.25101 | 0.14321 | 0.19651 | 0.25101 | 0.25754 | 3.7441 | 2.3522 | 1.4641 | 3.7441 | 3.7054 | 3.9028 | 2.5694 | 0.7029 | 3.9028 | 3.7945
185 | 0.23 | 0.25 | South/Central | GA | Atlanta-Hartsfield-Jackson.Intl.AP.722190 | 3 | 4874954 | 43.1931 | 10.431 | 58.1239 | 43.091 | 15.0329 | 1054.64 | 4.033 | 54.22 | 3.9742 | 0.058777 | 53.1862 | 2.3615 | 32.64 | 2.2761 | 0.08542 | 32.5132 | 3.188 | 18.87 | 4.5735 | -1.3855 | 3.5739 | 4.033 | 54.22 | 3.9742 | 0.058777 | 53.1862 | 4.1342 | 53.62 | 4.1862 | -0.05195 | 51.5071 | 0.064497 | 2.7858 | 0.67277 | 3.7488 | 68.0213 | 0.26012 | 0.15231 | 0.20562 | 0.26012 | 0.26665 | 3.497 | 2.1052 | 1.2171 | 3.497 | 3.4583 | 3.4304 | 2.097 | 0.23051 | 3.4304 | 3.3221 | 0.064497 | 2.7858 | 0.67277 | 3.7488 | 68.0213 | 0.26012 | 0.15231 | 0.20562 | 0.26012 | 0.26665 | 3.497 | 2.1052 | 1.2171 | 3.497 | 3.4583 | 3.4304 | 2.097 | 0.23051 | 3.4304 | 3.3221
186 | 0.23 | 0.27 | South/Central | GA | Atlanta-Hartsfield-Jackson.Intl.AP.722190 | 3 | 4874954 | 42.7401 | 10.6721 | 58.0019 | 42.6391 | 15.3628 | 1058.55 | 4.1551 | 50.31 | 4.4262 | -0.27108 | 45.8872 | 2.4836 | 28.73 | 2.728 | -0.24444 | 25.2141 | 3.3101 | 14.96 | 5.0254 | -1.7154 | -3.7252 | 4.1551 | 50.31 | 4.4262 | -0.27108 | 45.8872 | 4.2563 | 49.71 | 4.6381 | -0.38181 | 44.2081 | 0.064497 | 2.7566 | 0.68832 | 3.741 | 68.2735 | 0.26799 | 0.16019 | 0.21349 | 0.26799 | 0.27452 | 3.2449 | 1.853 | 0.96488 | 3.2449 | 3.2062 | 2.9596 | 1.6262 | -0.24026 | 2.9596 | 2.8513 | 0.064497 | 2.7566 | 0.68832 | 3.741 | 68.2735 | 0.26799 | 0.16019 | 0.21349 | 0.26799 | 0.27452 | 3.2449 | 1.853 | 0.96488 | 3.2449 | 3.2062 | 2.9596 | 1.6262 | -0.24026 | 2.9596 | 2.8513
187 | 0.23 | 0.3 | South/Central | GA | Atlanta-Hartsfield-Jackson.Intl.AP.722190 | 3 | 4874954 | 42.0768 | 11.0336 | 57.8308 | 41.9774 | 15.8535 | 1064.51 | 4.3261 | 44.35 | 5.0879 | -0.76175 | 34.8945 | 2.6546 | 22.77 | 3.3898 | -0.73511 | 14.2215 | 3.4811 | 9 | 5.6871 | -2.206 | -14.7178 | 4.3261 | 44.35 | 5.0879 | -0.76175 | 34.8945 | 4.4274 | 43.75 | 5.2998 | -0.87248 | 33.2154 | 0.064497 | 2.7138 | 0.71164 | 3.7299 | 68.6579 | 0.27902 | 0.17122 | 0.22452 | 0.27902 | 0.28555 | 2.8605 | 1.4686 | 0.58047 | 2.8605 | 2.8218 | 2.2506 | 0.91725 | -0.94926 | 2.2506 | 2.1423 | 0.064497 | 2.7138 | 0.71164 | 3.7299 | 68.6579 | 0.27902 | 0.17122 | 0.22452 | 0.27902 | 0.28555 | 2.8605 | 1.4686 | 0.58047 | 2.8605 | 2.8218 | 2.2506 | 0.91725 | -0.94926 | 2.2506 | 2.1423
188 | 0.23 | 0.32 | South/Central | GA | Atlanta-Hartsfield-Jackson.Intl.AP.722190 | 3 | 4874954 | 41.6645 | 11.2845 | 57.7593 | 41.566 | 16.1933 | 1069.26 | 4.3976 | 39.6 | 5.4992 | -1.1016 | 26.6807 | 2.7262 | 18.02 | 3.8011 | -1.0749 | 6.0077 | 3.5526 | 4.25 | 6.0985 | -2.5458 | -22.9316 | 4.3976 | 39.6 | 5.4992 | -1.1016 | 26.6807 | 4.4989 | 39 | 5.7112 | -1.2123 | 25.0017 | 0.064497 | 2.6872 | 0.72782 | 3.7253 | 68.9643 | 0.28364 | 0.17583 | 0.22913 | 0.28364 | 0.29017 | 2.5541 | 1.1622 | 0.27411 | 2.5541 | 2.5154 | 1.7208 | 0.38748 | -1.479 | 1.7208 | 1.6125 | 0.064497 | 2.6872 | 0.72782 | 3.7253 | 68.9643 | 0.28364 | 0.17583 | 0.22913 | 0.28364 | 0.29017 | 2.5541 | 1.1622 | 0.27411 | 2.5541 | 2.5154 | 1.7208 | 0.38748 | -1.479 | 1.7208 | 1.6125
189 | 0.23 | 0.35 | South/Central | GA | Atlanta-Hartsfield-Jackson.Intl.AP.722190 | 3 | 4874954 | 41.0412 | 11.6857 | 57.6784 | 40.9442 | 16.7342 | 1077.26 | 4.4785 | 31.6 | 6.121 | -1.6425 | 13.1843 | 2.8071 | 10.02 | 4.4229 | -1.6159 | -7.4887 | 3.6335 | -3.75 | 6.7203 | -3.0868 | -36.428 | 4.4785 | 31.6 | 6.121 | -1.6425 | 13.1843 | 4.5798 | 31 | 6.333 | -1.7532 | 11.5052 | 0.064497 | 2.647 | 0.75369 | 3.7201 | 69.4803 | 0.28885 | 0.18105 | 0.23435 | 0.28885 | 0.29538 | 2.0381 | 0.64626 | -0.24186 | 2.0381 | 1.9994 | 0.85035 | -0.483 | -2.3495 | 0.85035 | 0.74206 | 0.064497 | 2.647 | 0.75369 | 3.7201 | 69.4803 | 0.28885 | 0.18105 | 0.23435 | 0.28885 | 0.29538 | 2.0381 | 0.64626 | -0.24186 | 2.0381 | 1.9994 | 0.85035 | -0.483 | -2.3495 | 0.85035 | 0.74206
190 | 0.23 | 0.37 | South/Central | GA | Atlanta-Hartsfield-Jackson.Intl.AP.722190 | 3 | 4874954 | 41.0504 | 11.5968 | 57.5886 | 40.9533 | 16.6353 | 1074.48 | 4.5683 | 34.38 | 6.1119 | -1.5436 | 16.9898 | 2.8968 | 12.8 | 4.4138 | -1.517 | -3.6832 | 3.7233 | -0.97 | 6.7112 | -2.9879 | -32.6225 | 4.5683 | 34.38 | 6.1119 | -1.5436 | 16.9898 | 4.6695 | 33.78 | 6.3239 | -1.6543 | 15.3107 | 0.064497 | 2.6476 | 0.74796 | 3.7143 | 69.301 | 0.29464 | 0.18684 | 0.24014 | 0.29464 | 0.30117 | 2.2174 | 0.82556 | -0.062562 | 2.2174 | 2.1787 | 1.0958 | -0.23756 | -2.1041 | 1.0958 | 0.9875 | 0.064497 | 2.6476 | 0.74796 | 3.7143 | 69.301 | 0.29464 | 0.18684 | 0.24014 | 0.29464 | 0.30117 | 2.2174 | 0.82556 | -0.062562 | 2.2174 | 2.1787 | 1.0958 | -0.23756 | -2.1041 | 1.0958 | 0.9875
191 | 0.23 | 0.4 | South/Central | GA | Atlanta-Hartsfield-Jackson.Intl.AP.722190 | 3 | 4874954 | 40.8595 | 11.6471 | 57.488 | 40.7629 | 16.7251 | 1074.69 | 4.6689 | 34.17 | 6.3024 | -1.6334 | 15.8642 | 2.9974 | 12.59 | 4.6042 | -1.6068 | -4.8089 | 3.8239 | -1.18 | 6.9016 | -3.0777 | -33.7482 | 4.6689 | 34.17 | 6.3024 | -1.6334 | 15.8642 | 4.7702 | 33.57 | 6.5143 | -1.7442 | 14.1851 | 0.064497 | 2.6353 | 0.7512 | 3.7078 | 69.3145 | 0.30113 | 0.19333 | 0.24663 | 0.30113 | 0.30766 | 2.2039 | 0.81202 | -0.076107 | 2.2039 | 2.1652 | 1.0232 | -0.31016 | -2.1767 | 1.0232 | 0.9149 | 0.064497 | 2.6353 | 0.7512 | 3.7078 | 69.3145 | 0.30113 | 0.19333 | 0.24663 | 0.30113 | 0.30766 | 2.2039 | 0.81202 | -0.076107 | 2.2039 | 2.1652 | 1.0232 | -0.31016 | -2.1767 | 1.0232 | 0.9149
192 | 0.23 | 0.42 | South/Central | GA | Atlanta-Hartsfield-Jackson.Intl.AP.722190 | 3 | 4874954 | 40.6276 | 11.7976 | 57.4572 | 40.5316 | 16.9256 | 1077.65 | 4.6997 | 31.21 | 6.5336 | -1.8339 | 10.8719 | 3.0282 | 9.63 | 4.8355 | -1.8073 | -9.8011 | 3.8547 | -4.14 | 7.1329 | -3.2782 | -38.7404 | 4.6997 | 31.21 | 6.5336 | -1.8339 | 10.8719 | 4.801 | 30.61 | 6.7456 | -1.9447 | 9.1929 | 0.064497 | 2.6204 | 0.76091 | 3.7058 | 69.5054 | 0.30312 | 0.19531 | 0.24862 | 0.30312 | 0.30965 | 2.013 | 0.62111 | -0.26702 | 2.013 | 1.9743 | 0.70121 | -0.63214 | -2.4986 | 0.70121 | 0.59291 | 0.064497 | 2.6204 | 0.76091 | 3.7058 | 69.5054 | 0.30312 | 0.19531 | 0.24862 | 0.30312 | 0.30965 | 2.013 | 0.62111 | -0.26702 | 2.013 | 1.9743 | 0.70121 | -0.63214 | -2.4986 | 0.70121 | 0.59291
193 | 0.23 | 0.45 | South/Central | GA | Atlanta-Hartsfield-Jackson.Intl.AP.722190 | 3 | 4874954 | 40.246 | 12.0487 | 57.4367 | 40.1508 | 17.2859 | 1083.4 | 4.7202 | 25.46 | 6.9144 | -2.1942 | 1.4555 | 3.0487 | 3.88 | 5.2163 | -2.1676 | -19.2175 | 3.8752 | -9.89 | 7.5137 | -3.6385 | -48.1568 | 4.7202 | 25.46 | 6.9144 | -2.1942 | 1.4555 | 4.8215 | 24.86 | 7.1264 | -2.3049 | -0.22357 | 0.064497 | 2.5958 | 0.7771 | 3.7045 | 69.8763 | 0.30444 | 0.19663 | 0.24994 | 0.30444 | 0.31097 | 1.6421 | 0.25025 | -0.63788 | 1.6421 | 1.6034 | 0.093877 | -1.2395 | -3.106 | 0.093877 | -0.014419 | 0.064497 | 2.5958 | 0.7771 | 3.7045 | 69.8763 | 0.30444 | 0.19663 | 0.24994 | 0.30444 | 0.31097 | 1.6421 | 0.25025 | -0.63788 | 1.6421 | 1.6034 | 0.093877 | -1.2395 | -3.106 | 0.093877 | -0.014419
194 | 0.23 | 0.47 | South/Central | GA | Atlanta-Hartsfield-Jackson.Intl.AP.722190 | 3 | 4874954 | 39.8737 | 12.2989 | 57.4048 | 39.7794 | 17.6253 | 1088.67 | 4.7521 | 20.19 | 7.2858 | -2.5336 | -7.2542 | 3.0807 | -1.39 | 5.5877 | -2.507 | -27.9273 | 3.9071 | -15.16 | 7.885 | -3.9779 | -56.8666 | 4.7521 | 20.19 | 7.2858 | -2.5336 | -7.2542 | 4.8534 | 19.59 | 7.4978 | -2.6444 | -8.9333 | 0.064497 | 2.5717 | 0.79325 | 3.7024 | 70.2162 | 0.3065 | 0.19869 | 0.252 | 0.3065 | 0.31303 | 1.3022 | -0.089651 | -0.97778 | 1.3022 | 1.2635 | -0.46788 | -1.8012 | -3.6677 | -0.46788 | -0.57617 | 0.064497 | 2.5717 | 0.79325 | 3.7024 | 70.2162 | 0.3065 | 0.19869 | 0.252 | 0.3065 | 0.31303 | 1.3022 | -0.089651 | -0.97778 | 1.3022 | 1.2635 | -0.46788 | -1.8012 | -3.6677 | -0.46788 | -0.57617
195 | 0.23 | 0.5 | South/Central | GA | Atlanta-Hartsfield-Jackson.Intl.AP.722190 | 3 | 4874954 | 39.3411 | 12.6704 | 57.3833 | 39.2481 | 18.1352 | 1096.93 | 4.7736 | 11.93 | 7.8172 | -3.0435 | -20.6763 | 3.1022 | -9.65 | 6.119 | -3.0169 | -41.3493 | 3.9286 | -23.42 | 8.4164 | -4.4878 | -70.2887 | 4.7736 | 11.93 | 7.8172 | -3.0435 | -20.6763 | 4.8749 | 11.33 | 8.0291 | -3.1542 | -22.3554 | 0.064497 | 2.5374 | 0.81721 | 3.7011 | 70.7489 | 0.30789 | 0.20008 | 0.25338 | 0.30789 | 0.31442 | 0.76945 | -0.6224 | -1.5105 | 0.76945 | 0.73075 | -1.3336 | -2.6669 | -4.5334 | -1.3336 | -1.4419 | 0.064497 | 2.5374 | 0.81721 | 3.7011 | 70.7489 | 0.30789 | 0.20008 | 0.25338 | 0.30789 | 0.31442 | 0.76945 | -0.6224 | -1.5105 | 0.76945 | 0.73075 | -1.3336 | -2.6669 | -4.5334 | -1.3336 | -1.4419
196 | 0.29 | 0.17 | South/Central | GA | Atlanta-Hartsfield-Jackson.Intl.AP.722190 | 3 | 4874954 | 47.4167 | 9.3761 | 60.9614 | 47.3048 | 13.6566 | 1069.04 | 1.1956 | 39.82 | -0.23959 | 1.4351 | 53.8524 | -0.47593 | 18.24 | -1.9377 | 1.4618 | 33.1794 | 0.35052 | 4.47 | 0.35965 | -0.0091308 | 4.2401 | 1.1956 | 39.82 | -0.23959 | 1.4351 | 53.8524 | 1.2968 | 39.22 | -0.027627 | 1.3244 | 52.1733 | 0.064497 | 3.0582 | 0.60473 | 3.9318 | 68.9501 | 0.07711 | -0.030696 | 0.022608 | 0.07711 | 0.083639 | 2.5683 | 1.1764 | 0.2883 | 2.5683 | 2.5296 | 3.4733 | 2.14 | 0.27347 | 3.4733 | 3.365 | 0.064497 | 3.0582 | 0.60473 | 3.9318 | 68.9501 | 0.07711 | -0.030696 | 0.022608 | 0.07711 | 0.083639 | 2.5683 | 1.1764 | 0.2883 | 2.5683 | 2.5296 | 3.4733 | 2.14 | 0.27347 | 3.4733 | 3.365
197 | 0.29 | 0.19 | South/Central | GA | Atlanta-Hartsfield-Jackson.Intl.AP.722190 | 3 | 4874954 | 46.864 | 9.6179 | 60.7404 | 46.7534 | 13.987 | 1071.65 | 1.4165 | 37.21 | 0.31185 | 1.1047 | 47.8017 | -0.25497 | 15.63 | -1.3863 | 1.1313 | 27.1287 | 0.57148 | 1.86 | 0.9111 | -0.33962 | -1.8106 | 1.4165 | 37.21 | 0.31185 | 1.1047 | 47.8017 | 1.5178 | 36.61 | 0.52382 | 0.99393 | 46.1226 | 0.064497 | 3.0226 | 0.62033 | 3.9176 | 69.1184 | 0.091361 | -0.016445 | 0.036859 | 0.091361 | 0.097891 | 2.3999 | 1.0081 | 0.11996 | 2.3999 | 2.3612 | 3.0831 | 1.7497 | -0.11678 | 3.0831 | 2.9748 | 0.064497 | 3.0226 | 0.62033 | 3.9176 | 69.1184 | 0.091361 | -0.016445 | 0.036859 | 0.091361 | 0.097891 | 2.3999 | 1.0081 | 0.11996 | 2.3999 | 2.3612 | 3.0831 | 1.7497 | -0.11678 | 3.0831 | 2.9748
198 | 0.29 | 0.2 | South/Central | GA | Atlanta-Hartsfield-Jackson.Intl.AP.722190 | 3 | 4874954 | 46.602 | 9.7476 | 60.658 | 46.4921 | 14.1659 | 1073.56 | 1.499 | 35.3 | 0.57314 | 0.92582 | 44.0521 | -0.17254 | 13.72 | -1.125 | 0.95246 | 23.3791 | 0.65392 | -0.05 | 1.1724 | -0.51846 | -5.5602 | 1.499 | 35.3 | 0.57314 | 0.92582 | 44.0521 | 1.6002 | 34.7 | 0.7851 | 0.81509 | 42.373 | 0.064497 | 3.0057 | 0.62869 | 3.9123 | 69.2416 | 0.096678 | -0.011128 | 0.042176 | 0.096678 | 0.10321 | 2.2768 | 0.8849 | -0.0032249 | 2.2768 | 2.2381 | 2.8412 | 1.5079 | -0.35862 | 2.8412 | 2.7329 | 0.064497 | 3.0057 | 0.62869 | 3.9123 | 69.2416 | 0.096678 | -0.011128 | 0.042176 | 0.096678 | 0.10321 | 2.2768 | 0.8849 | -0.0032249 | 2.2768 | 2.2381 | 2.8412 | 1.5079 | -0.35862 | 2.8412 | 2.7329
199 | 0.29 | 0.23 | South/Central | GA | Atlanta-Hartsfield-Jackson.Intl.AP.722190 | 3 | 4874954 | 45.8277 | 10.1098 | 60.3767 | 45.7195 | 14.6571 | 1078.07 | 1.7803 | 30.79 | 1.3457 | 0.43457 | 34.4551 | 0.10877 | 9.21 | -0.35244 | 0.46122 | 13.7821 | 0.93523 | -4.56 | 1.9449 | -1.0097 | -15.1573 | 1.7803 | 30.79 | 1.3457 | 0.43457 | 34.4551 | 1.8815 | 30.19 | 1.5577 | 0.32385 | 32.776 | 0.064497 | 2.9558 | 0.65205 | 3.8941 | 69.5325 | 0.11482 | 0.0070156 | 0.06032 | 0.11482 | 0.12135 | 1.9859 | 0.59402 | -0.29411 | 1.9859 | 1.9472 | 2.2223 | 0.8889 | -0.9776 | 2.2223 | 2.114 | 0.064497 | 2.9558 | 0.65205 | 3.8941 | 69.5325 | 0.11482 | 0.0070156 | 0.06032 | 0.11482 | 0.12135 | 1.9859 | 0.59402 | -0.29411 | 1.9859 | 1.9472 | 2.2223 | 0.8889 | -0.9776 | 2.2223 | 2.114
200 | 0.29 | 0.25 | South/Central | GA | Atlanta-Hartsfield-Jackson.Intl.AP.722190 | 3 | 4874954 | 45.3356 | 10.3601 | 60.2254 | 45.2286 | 14.9968 | 1081.76 | 1.9316 | 27.1 | 1.8367 | 0.094903 | 27.2665 | 0.26009 | 5.52 | 0.13855 | 0.12155 | 6.5935 | 1.0866 | -8.25 | 2.4359 | -1.3494 | -22.3459 | 1.9316 | 27.1 | 1.8367 | 0.094903 | 27.2665 | 2.0328 | 26.5 | 2.0486 | -0.015824 | 25.5874 | 0.064497 | 2.924 | 0.66819 | 3.8844 | 69.7705 | 0.12458 | 0.016775 | 0.07008 | 0.12458 | 0.13111 | 1.7479 | 0.35602 | -0.5321 | 1.7479 | 1.7092 | 1.7586 | 0.42526 | -1.4412 | 1.7586 | 1.6503 | 0.064497 | 2.924 | 0.66819 | 3.8844 | 69.7705 | 0.12458 | 0.016775 | 0.07008 | 0.12458 | 0.13111 | 1.7479 | 0.35602 | -0.5321 | 1.7479 | 1.7092 | 1.7586 | 0.42526 | -1.4412 | 1.7586 | 1.6503
201 | 0.29 | 0.27 | South/Central | GA | Atlanta-Hartsfield-Jackson.Intl.AP.722190 | 3 | 4874954 | 45.3147 | 10.3405 | 60.2049 | 45.2078 | 14.9971 | 1081.54 | 1.952 | 27.32 | 1.8575 | 0.094555 | 27.5185 | 0.28052 | 5.74 | 0.15932 | 0.1212 | 6.8455 | 1.107 | -8.03 | 2.4567 | -1.3497 | -22.0938 | 1.952 | 27.32 | 1.8575 | 0.094555 | 27.5185 | 2.0532 | 26.72 | 2.0694 | -0.016172 | 25.8394 | 0.064497 | 2.9227 | 0.66693 | 3.883 | 69.7563 | 0.1259 | 0.018093 | 0.071397 | 0.1259 | 0.13243 | 1.7621 | 0.37021 | -0.51791 | 1.7621 | 1.7234 | 1.7749 | 0.44152 | -1.425 | 1.7749 | 1.6666 | 0.064497 | 2.9227 | 0.66693 | 3.883 | 69.7563 | 0.1259 | 0.018093 | 0.071397 | 0.1259 | 0.13243 | 1.7621 | 0.37021 | -0.51791 | 1.7621 | 1.7234 | 1.7749 | 0.44152 | -1.425 | 1.7749 | 1.6666
202 | 0.29 | 0.3 | South/Central | GA | Atlanta-Hartsfield-Jackson.Intl.AP.722190 | 3 | 4874954 | 45.003 | 10.472 | 60.0949 | 44.8967 | 15.1981 | 1083.47 | 2.0621 | 25.39 | 2.1685 | -0.10642 | 23.5279 | 0.39058 | 3.81 | 0.47035 | -0.079775 | 2.8549 | 1.217 | -9.96 | 2.7677 | -1.5507 | -26.0844 | 2.0621 | 25.39 | 2.1685 | -0.10642 | 23.5279 | 2.1633 | 24.79 | 2.3805 | -0.21715 | 21.8488 | 0.064497 | 2.9026 | 0.67541 | 3.876 | 69.8808 | 0.133 | 0.025191 | 0.078495 | 0.133 | 0.13953 | 1.6376 | 0.24573 | -0.64239 | 1.6376 | 1.5989 | 1.5175 | 0.18413 | -1.6824 | 1.5175 | 1.4092 | 0.064497 | 2.9026 | 0.67541 | 3.876 | 69.8808 | 0.133 | 0.025191 | 0.078495 | 0.133 | 0.13953 | 1.6376 | 0.24573 | -0.64239 | 1.6376 | 1.5989 | 1.5175 | 0.18413 | -1.6824 | 1.5175 | 1.4092
203 | 0.29 | 0.32 | South/Central | GA | Atlanta-Hartsfield-Jackson.Intl.AP.722190 | 3 | 4874954 | 44.551 | 10.6929 | 59.9445 | 44.4458 | 15.4986 | 1086.54 | 2.2125 | 22.32 | 2.6194 | -0.40692 | 17.3801 | 0.541 | 0.74 | 0.92127 | -0.38027 | -3.2929 | 1.3675 | -13.03 | 3.2186 | -1.8512 | -32.2323 | 2.2125 | 22.32 | 2.6194 | -0.40692 | 17.3801 | 2.3137 | 21.72 | 2.8314 | -0.51764 | 15.701 | 0.064497 | 2.8734 | 0.68966 | 3.8662 | 70.0788 | 0.1427 | 0.034893 | 0.088197 | 0.1427 | 0.14923 | 1.4396 | 0.047728 | -0.8404 | 1.4396 | 1.4009 | 1.121 | -0.21239 | -2.0789 | 1.121 | 1.0127 | 0.064497 | 2.8734 | 0.68966 | 3.8662 | 70.0788 | 0.1427 | 0.034893 | 0.088197 | 0.1427 | 0.14923 | 1.4396 | 0.047728 | -0.8404 | 1.4396 | 1.4009 | 1.121 | -0.21239 | -2.0789 | 1.121 | 1.0127
204 | 0.29 | 0.35 | South/Central | GA | Atlanta-Hartsfield-Jackson.Intl.AP.722190 | 3 | 4874954 | 43.8985 | 11.0246 | 59.7439 | 43.7948 | 15.9491 | 1091.44 | 2.413 | 17.42 | 3.2704 | -0.85737 | 7.8456 | 0.74156 | -4.16 | 1.5723 | -0.83072 | -12.8275 | 1.568 | -17.93 | 3.8697 | -2.3016 | -41.7668 | 2.413 | 17.42 | 3.2704 | -0.85737 | 7.8456 | 2.5143 | 16.82 | 3.4824 | -0.96809 | 6.1665 | 0.064497 | 2.8313 | 0.71105 | 3.8533 | 70.3948 | 0.15563 | 0.047828 | 0.10113 | 0.15563 | 0.16216 | 1.1235 | -0.26831 | -1.1564 | 1.1235 | 1.0848 | 0.50602 | -0.82733 | -2.6938 | 0.50602 | 0.39772 | 0.064497 | 2.8313 | 0.71105 | 3.8533 | 70.3948 | 0.15563 | 0.047828 | 0.10113 | 0.15563 | 0.16216 | 1.1235 | -0.26831 | -1.1564 | 1.1235 | 1.0848 | 0.50602 | -0.82733 | -2.6938 | 0.50602 | 0.39772
205 | 0.29 | 0.37 | South/Central | GA | Atlanta-Hartsfield-Jackson.Intl.AP.722190 | 3 | 4874954 | 43.5164 | 11.2347 | 59.6422 | 43.4137 | 16.2285 | 1094.81 | 2.5148 | 14.05 | 3.6515 | -1.1368 | 1.6413 | 0.84328 | -7.53 | 1.9534 | -1.1101 | -19.0317 | 1.6697 | -21.3 | 4.2508 | -2.581 | -47.971 | 2.5148 | 14.05 | 3.6515 | -1.1368 | 1.6413 | 2.616 | 13.45 | 3.8635 | -1.2475 | -0.037742 | 0.064497 | 2.8067 | 0.7246 | 3.8468 | 70.6122 | 0.1622 | 0.054389 | 0.10769 | 0.1622 | 0.16872 | 0.90619 | -0.48566 | -1.3738 | 0.90619 | 0.86749 | 0.10586 | -1.2275 | -3.094 | 0.10586 | -0.0024343 | 0.064497 | 2.8067 | 0.7246 | 3.8468 | 70.6122 | 0.1622 | 0.054389 | 0.10769 | 0.1622 | 0.16872 | 0.90619 | -0.48566 | -1.3738 | 0.90619 | 0.86749 | 0.10586 | -1.2275 | -3.094 | 0.10586 | -0.0024343
206 | 0.29 | 0.4 | South/Central | GA | Atlanta-Hartsfield-Jackson.Intl.AP.722190 | 3 | 4874954 | 42.9724 | 11.5456 | 59.5195 | 42.871 | 16.6485 | 1100.23 | 2.6374 | 8.63 | 4.1942 | -1.5568 | -8.0725 | 0.96596 | -12.95 | 2.4961 | -1.5302 | -28.7455 | 1.7924 | -26.72 | 4.7935 | -3.0011 | -57.6848 | 2.6374 | 8.63 | 4.1942 | -1.5568 | -8.0725 | 2.7387 | 8.03 | 4.4062 | -1.6675 | -9.7516 | 0.064497 | 2.7716 | 0.74466 | 3.8388 | 70.9618 | 0.17011 | 0.062301 | 0.11561 | 0.17011 | 0.17664 | 0.55661 | -0.83524 | -1.7234 | 0.55661 | 0.51791 | -0.52065 | -1.854 | -3.7205 | -0.52065 | -0.62895 | 0.064497 | 2.7716 | 0.74466 | 3.8388 | 70.9618 | 0.17011 | 0.062301 | 0.11561 | 0.17011 | 0.17664 | 0.55661 | -0.83524 | -1.7234 | 0.55661 | 0.51791 | -0.52065 | -1.854 | -3.7205 | -0.52065 | -0.62895
207 | 0.29 | 0.42 | South/Central | GA | Atlanta-Hartsfield-Jackson.Intl.AP.722190 | 3 | 4874954 | 42.6116 | 11.756 | 59.4393 | 42.511 | 16.9283 | 1103.87 | 2.7177 | 4.99 | 4.5543 | -1.8366 | -14.5621 | 1.0462 | -16.59 | 2.8561 | -1.8099 | -35.2351 | 1.8726 | -30.36 | 5.1535 | -3.2809 | -64.1744 | 2.7177 | 4.99 | 4.5543 | -1.8366 | -14.5621 | 2.8189 | 4.39 | 4.7662 | -1.9473 | -16.2412 | 0.064497 | 2.7483 | 0.75823 | 3.8337 | 71.1965 | 0.17528 | 0.067476 | 0.12078 | 0.17528 | 0.18181 | 0.32184 | -1.07 | -1.9581 | 0.32184 | 0.28314 | -0.93921 | -2.2726 | -4.1391 | -0.93921 | -1.0475 | 0.064497 | 2.7483 | 0.75823 | 3.8337 | 71.1965 | 0.17528 | 0.067476 | 0.12078 | 0.17528 | 0.18181 | 0.32184 | -1.07 | -1.9581 | 0.32184 | 0.28314 | -0.93921 | -2.2726 | -4.1391 | -0.93921 | -1.0475
208 | 0.29 | 0.47 | South/Central | GA | Atlanta-Hartsfield-Jackson.Intl.AP.722190 | 3 | 4874954 | 41.7062 | 12.3386 | 59.3268 | 41.6077 | 17.7191 | 1115.66 | 2.8301 | -6.8 | 5.4575 | -2.6274 | -34.3672 | 1.1586 | -28.38 | 3.7594 | -2.6007 | -55.0402 | 1.9851 | -42.15 | 6.0568 | -4.0717 | -83.9795 | 2.8301 | -6.8 | 5.4575 | -2.6274 | -34.3672 | 2.9314 | -7.4 | 5.6695 | -2.7381 | -36.0462 | 0.064497 | 2.6899 | 0.79581 | 3.8264 | 71.957 | 0.18254 | 0.074729 | 0.12803 | 0.18254 | 0.18907 | -0.43858 | -1.8304 | -2.7186 | -0.43858 | -0.47728 | -2.2166 | -3.5499 | -5.4164 | -2.2166 | -2.3249 | 0.064497 | 2.6899 | 0.79581 | 3.8264 | 71.957 | 0.18254 | 0.074729 | 0.12803 | 0.18254 | 0.18907 | -0.43858 | -1.8304 | -2.7186 | -0.43858 | -0.47728 | -2.2166 | -3.5499 | -5.4164 | -2.2166 | -2.3249
209 | 0.31 | 0.17 | South/Central | GA | Atlanta-Hartsfield-Jackson.Intl.AP.722190 | 3 | 4874954 | 48.1269 | 9.3563 | 61.6618 | 48.0134 | 13.6484 | 1078.14 | 0.49512 | 30.72 | -0.9482 | 1.4433 | 45.1091 | -1.1764 | 9.14 | -2.6463 | 1.47 | 24.4361 | -0.34991 | -4.63 | -0.34895 | -0.00095853 | -4.5033 | 0.49512 | 30.72 | -0.9482 | 1.4433 | 45.1091 | 0.59636 | 30.12 | -0.73623 | 1.3326 | 43.43 | 0.064497 | 3.1041 | 0.60346 | 3.977 | 69.537 | 0.031934 | -0.075872 | -0.022568 | 0.031934 | 0.038464 | 1.9814 | 0.5895 | -0.29862 | 1.9814 | 1.9427 | 2.9094 | 1.5761 | -0.29045 | 2.9094 | 2.8011 | 0.064497 | 3.1041 | 0.60346 | 3.977 | 69.537 | 0.031934 | -0.075872 | -0.022568 | 0.031934 | 0.038464 | 1.9814 | 0.5895 | -0.29862 | 1.9814 | 1.9427 | 2.9094 | 1.5761 | -0.29045 | 2.9094 | 2.8011
210 | 0.31 | 0.19 | South/Central | GA | Atlanta-Hartsfield-Jackson.Intl.AP.722190 | 3 | 4874954 | 47.5742 | 9.6073 | 61.45 | 47.462 | 13.988 | 1081.03 | 0.70694 | 27.83 | -0.39675 | 1.1037 | 38.6959 | -0.96454 | 6.25 | -2.0949 | 1.1303 | 18.0229 | -0.13809 | -7.52 | 0.2025 | -0.34058 | -10.9164 | 0.70694 | 27.83 | -0.39675 | 1.1037 | 38.6959 | 0.80818 | 27.23 | -0.18478 | 0.99297 | 37.0168 | 0.064497 | 3.0684 | 0.61964 | 3.9634 | 69.7234 | 0.045596 | -0.06221 | -0.0089062 | 0.045596 | 0.052126 | 1.795 | 0.40311 | -0.48502 | 1.795 | 1.7563 | 2.4958 | 1.1624 | -0.70408 | 2.4958 | 2.3875 | 0.064497 | 3.0684 | 0.61964 | 3.9634 | 69.7234 | 0.045596 | -0.06221 | -0.0089062 | 0.045596 | 0.052126 | 1.795 | 0.40311 | -0.48502 | 1.795 | 1.7563 | 2.4958 | 1.1624 | -0.70408 | 2.4958 | 2.3875
211 | 0.31 | 0.2 | South/Central | GA | Atlanta-Hartsfield-Jackson.Intl.AP.722190 | 3 | 4874954 | 47.3026 | 9.7278 | 61.3487 | 47.191 | 14.1577 | 1082.53 | 0.80819 | 26.33 | -0.1258 | 0.93399 | 35.4325 | -0.86329 | 4.75 | -1.8239 | 0.96063 | 14.7595 | -0.036838 | -9.02 | 0.47345 | -0.51029 | -14.1798 | 0.80819 | 26.33 | -0.1258 | 0.93399 | 35.4325 | 0.90943 | 25.73 | 0.086171 | 0.82326 | 33.7535 | 0.064497 | 3.0509 | 0.62741 | 3.9568 | 69.8202 | 0.052126 | -0.05568 | -0.0023759 | 0.052126 | 0.058656 | 1.6982 | 0.30636 | -0.58176 | 1.6982 | 1.6595 | 2.2853 | 0.95195 | -0.91456 | 2.2853 | 2.177 | 0.064497 | 3.0509 | 0.62741 | 3.9568 | 69.8202 | 0.052126 | -0.05568 | -0.0023759 | 0.052126 | 0.058656 | 1.6982 | 0.30636 | -0.58176 | 1.6982 | 1.6595 | 2.2853 | 0.95195 | -0.91456 | 2.2853 | 2.177
212 | 0.31 | 0.23 | South/Central | GA | Atlanta-Hartsfield-Jackson.Intl.AP.722190 | 3 | 4874954 | 46.5194 | 10.099 | 61.0677 | 46.4097 | 14.658 | 1087.18 | 1.0893 | 21.68 | 0.65556 | 0.43371 | 25.5898 | -0.58222 | 0.1 | -1.0426 | 0.46035 | 4.9168 | 0.24424 | -13.67 | 1.2548 | -1.0106 | -24.0226 | 1.0893 | 21.68 | 0.65556 | 0.43371 | 25.5898 | 1.1905 | 21.08 | 0.86752 | 0.32298 | 23.9107 | 0.064497 | 3.0004 | 0.65136 | 3.9387 | 70.1201 | 0.070255 | -0.037551 | 0.015753 | 0.070255 | 0.076784 | 1.3983 | 0.0064497 | -0.88168 | 1.3983 | 1.3596 | 1.6505 | 0.31712 | -1.5494 | 1.6505 | 1.5422 | 0.064497 | 3.0004 | 0.65136 | 3.9387 | 70.1201 | 0.070255 | -0.037551 | 0.015753 | 0.070255 | 0.076784 | 1.3983 | 0.0064497 | -0.88168 | 1.3983 | 1.3596 | 1.6505 | 0.31712 | -1.5494 | 1.6505 | 1.5422
213 | 0.31 | 0.25 | South/Central | GA | Atlanta-Hartsfield-Jackson.Intl.AP.722190 | 3 | 4874954 | 46.0266 | 10.3494 | 60.9158 | 45.9181 | 14.9978 | 1090.88 | 1.2411 | 17.98 | 1.1472 | 0.093941 | 18.4054 | -0.43036 | -3.6 | -0.55095 | 0.12058 | -2.2676 | 0.39609 | -17.37 | 1.7464 | -1.3503 | -31.207 | 1.2411 | 17.98 | 1.1472 | 0.093941 | 18.4054 | 1.3424 | 17.38 | 1.3592 | -0.016786 | 16.7263 | 0.064497 | 2.9686 | 0.66751 | 3.9289 | 70.3587 | 0.080049 | -0.027757 | 0.025547 | 0.080049 | 0.086579 | 1.1597 | -0.23219 | -1.1203 | 1.1597 | 1.121 | 1.1871 | -0.14626 | -2.0128 | 1.1871 | 1.0788 | 0.064497 | 2.9686 | 0.66751 | 3.9289 | 70.3587 | 0.080049 | -0.027757 | 0.025547 | 0.080049 | 0.086579 | 1.1597 | -0.23219 | -1.1203 | 1.1597 | 1.121 | 1.1871 | -0.14626 | -2.0128 | 1.1871 | 1.0788
214 | 0.31 | 0.27 | South/Central | GA | Atlanta-Hartsfield-Jackson.Intl.AP.722190 | 3 | 4874954 | 46.086 | 10.2703 | 60.906 | 45.9773 | 14.9287 | 1089.64 | 1.2509 | 19.22 | 1.0879 | 0.16301 | 20.386 | -0.42058 | -2.36 | -0.61023 | 0.18965 | -0.28704 | 0.40588 | -16.13 | 1.6871 | -1.2813 | -29.2264 | 1.2509 | 19.22 | 1.0879 | 0.16301 | 20.386 | 1.3521 | 18.62 | 1.2999 | 0.052282 | 18.7069 | 0.064497 | 2.9724 | 0.6624 | 3.9283 | 70.2787 | 0.08068 | -0.027126 | 0.026178 | 0.08068 | 0.08721 | 1.2396 | -0.15221 | -1.0403 | 1.2396 | 1.2009 | 1.3148 | -0.018513 | -1.885 | 1.3148 | 1.2065 | 0.064497 | 2.9724 | 0.6624 | 3.9283 | 70.2787 | 0.08068 | -0.027126 | 0.026178 | 0.08068 | 0.08721 | 1.2396 | -0.15221 | -1.0403 | 1.2396 | 1.2009 | 1.3148 | -0.018513 | -1.885 | 1.3148 | 1.2065
215 | 0.31 | 0.3 | South/Central | GA | Atlanta-Hartsfield-Jackson.Intl.AP.722190 | 3 | 4874954 | 45.8242 | 10.3908 | 60.8255 | 45.7161 | 15.1095 | 1091.63 | 1.3314 | 17.23 | 1.3492 | -0.017757 | 16.5602 | -0.34006 | -4.35 | -0.34895 | 0.0088869 | -4.1128 | 0.48639 | -18.12 | 1.9484 | -1.462 | -33.0521 | 1.3314 | 17.23 | 1.3492 | -0.017757 | 16.5602 | 1.4327 | 16.63 | 1.5611 | -0.12848 | 14.8811 | 0.064497 | 2.9555 | 0.67018 | 3.9231 | 70.4071 | 0.085873 | -0.021933 | 0.031371 | 0.085873 | 0.092403 | 1.1113 | -0.28056 | -1.1687 | 1.1113 | 1.0726 | 1.0681 | -0.26526 | -2.1318 | 1.0681 | 0.95979 | 0.064497 | 2.9555 | 0.67018 | 3.9231 | 70.4071 | 0.085873 | -0.021933 | 0.031371 | 0.085873 | 0.092403 | 1.1113 | -0.28056 | -1.1687 | 1.1113 | 1.0726 | 1.0681 | -0.26526 | -2.1318 | 1.0681 | 0.95979
216 | 0.31 | 0.32 | South/Central | GA | Atlanta-Hartsfield-Jackson.Intl.AP.722190 | 3 | 4874954 | 45.3531 | 10.6125 | 60.6561 | 45.246 | 15.4101 | 1094.43 | 1.5009 | 14.43 | 1.8192 | -0.31835 | 10.6531 | -0.17064 | -7.15 | 0.12107 | -0.29171 | -10.0199 | 0.65582 | -20.92 | 2.4184 | -1.7626 | -38.9593 | 1.5009 | 14.43 | 1.8192 | -0.31835 | 10.6531 | 1.6021 | 13.83 | 2.0312 | -0.42908 | 8.974 | 0.064497 | 2.9251 | 0.68447 | 3.9121 | 70.5877 | 0.096801 | -0.011006 | 0.042299 | 0.096801 | 0.10333 | 0.93069 | -0.46116 | -1.3493 | 0.93069 | 0.892 | 0.68709 | -0.64626 | -2.5128 | 0.68709 | 0.5788 | 0.064497 | 2.9251 | 0.68447 | 3.9121 | 70.5877 | 0.096801 | -0.011006 | 0.042299 | 0.096801 | 0.10333 | 0.93069 | -0.46116 | -1.3493 | 0.93069 | 0.892 | 0.68709 | -0.64626 | -2.5128 | 0.68709 | 0.5788
217 | 0.31 | 0.35 | South/Central | GA | Atlanta-Hartsfield-Jackson.Intl.AP.722190 | 3 | 4874954 | 44.68 | 10.9532 | 60.4443 | 44.5745 | 15.8697 | 1099.35 | 1.7127 | 9.51 | 2.4907 | -0.77801 | 1.0154 | 0.041191 | -12.07 | 0.79256 | -0.75136 | -19.6576 | 0.86765 | -25.84 | 3.0899 | -2.2223 | -48.5969 | 1.7127 | 9.51 | 2.4907 | -0.77801 | 1.0154 | 1.8139 | 8.91 | 2.7027 | -0.88874 | -0.66369 | 0.064497 | 2.8817 | 0.70645 | 3.8985 | 70.905 | 0.11046 | 0.0026567 | 0.055961 | 0.11046 | 0.11699 | 0.61337 | -0.77848 | -1.6666 | 0.61337 | 0.57467 | 0.06549 | -1.2679 | -3.1344 | 0.06549 | -0.042806 | 0.064497 | 2.8817 | 0.70645 | 3.8985 | 70.905 | 0.11046 | 0.0026567 | 0.055961 | 0.11046 | 0.11699 | 0.61337 | -0.77848 | -1.6666 | 0.61337 | 0.57467 | 0.06549 | -1.2679 | -3.1344 | 0.06549 | -0.042806
218 | 0.31 | 0.37 | South/Central | GA | Atlanta-Hartsfield-Jackson.Intl.AP.722190 | 3 | 4874954 | 44.2575 | 11.1743 | 60.3229 | 44.153 | 16.1699 | 1102.78 | 1.834 | 6.08 | 2.9122 | -1.0782 | -5.4949 | 0.16254 | -15.5 | 1.2141 | -1.0515 | -26.168 | 0.989 | -29.27 | 3.5114 | -2.5224 | -55.1073 | 1.834 | 6.08 | 2.9122 | -1.0782 | -5.4949 | 1.9353 | 5.48 | 3.1242 | -1.1889 | -7.174 | 0.064497 | 2.8545 | 0.72071 | 3.8907 | 71.1262 | 0.11829 | 0.010484 | 0.063788 | 0.11829 | 0.12482 | 0.39214 | -0.99971 | -1.8878 | 0.39214 | 0.35344 | -0.35441 | -1.6878 | -3.5543 | -0.35441 | -0.4627 | 0.064497 | 2.8545 | 0.72071 | 3.8907 | 71.1262 | 0.11829 | 0.010484 | 0.063788 | 0.11829 | 0.12482 | 0.39214 | -0.99971 | -1.8878 | 0.39214 | 0.35344 | -0.35441 | -1.6878 | -3.5543 | -0.35441 | -0.4627
219 | 0.31 | 0.4 | South/Central | GA | Atlanta-Hartsfield-Jackson.Intl.AP.722190 | 3 | 4874954 | 43.6544 | 11.5157 | 60.1814 | 43.5514 | 16.6301 | 1108.66 | 1.9755 | 0.2 | 3.5139 | -1.5384 | -16.0476 | 0.30403 | -21.38 | 1.8158 | -1.5117 | -36.7206 | 1.1305 | -35.15 | 4.1131 | -2.9826 | -65.6599 | 1.9755 | 0.2 | 3.5139 | -1.5384 | -16.0476 | 2.0768 | -0.4 | 3.7258 | -1.6491 | -17.7266 | 0.064497 | 2.8156 | 0.74273 | 3.8815 | 71.5055 | 0.12742 | 0.019609 | 0.072913 | 0.12742 | 0.13394 | 0.012899 | -1.379 | -2.2671 | 0.012899 | -0.025799 | -1.035 | -2.3684 | -4.2349 | -1.035 | -1.1433 | 0.064497 | 2.8156 | 0.74273 | 3.8815 | 71.5055 | 0.12742 | 0.019609 | 0.072913 | 0.12742 | 0.13394 | 0.012899 | -1.379 | -2.2671 | 0.012899 | -0.025799 | -1.035 | -2.3684 | -4.2349 | -1.035 | -1.1433
220 | 0.31 | 0.42 | South/Central | GA | Atlanta-Hartsfield-Jackson.Intl.AP.722190 | 3 | 4874954 | 43.272 | 11.7367 | 60.1002 | 43.1699 | 16.9302 | 1112.62 | 2.0568 | -3.76 | 3.8953 | -1.8385 | -23.0713 | 0.38529 | -25.34 | 2.1972 | -1.8119 | -43.7443 | 1.2117 | -39.11 | 4.4946 | -3.2828 | -72.6836 | 2.0568 | -3.76 | 3.8953 | -1.8385 | -23.0713 | 2.158 | -4.36 | 4.1073 | -1.9493 | -24.7504 | 0.064497 | 2.7909 | 0.75699 | 3.8763 | 71.7609 | 0.13266 | 0.02485 | 0.078154 | 0.13266 | 0.13919 | -0.24251 | -1.6344 | -2.5225 | -0.24251 | -0.28121 | -1.488 | -2.8214 | -4.6879 | -1.488 | -1.5963 | 0.064497 | 2.7909 | 0.75699 | 3.8763 | 71.7609 | 0.13266 | 0.02485 | 0.078154 | 0.13266 | 0.13919 | -0.24251 | -1.6344 | -2.5225 | -0.24251 | -0.28121 | -1.488 | -2.8214 | -4.6879 | -1.488 | -1.5963
221 | 0.31 | 0.47 | South/Central | GA | Atlanta-Hartsfield-Jackson.Intl.AP.722190 | 3 | 4874954 | 42.2665 | 12.388 | 59.9663 | 42.1668 | 17.7995 | 1125.45 | 2.1907 | -16.59 | 4.8985 | -2.7078 | -44.71 | 0.51918 | -38.17 | 3.2003 | -2.6812 | -65.383 | 1.3456 | -51.94 | 5.4977 | -4.1521 | -94.3224 | 2.1907 | -16.59 | 4.8985 | -2.7078 | -44.71 | 2.2919 | -17.19 | 5.1104 | -2.8185 | -46.3891 | 0.064497 | 2.7261 | 0.79899 | 3.8677 | 72.5884 | 0.14129 | 0.033486 | 0.08679 | 0.14129 | 0.14782 | -1.07 | -2.4619 | -3.35 | -1.07 | -1.1087 | -2.8837 | -4.217 | -6.0835 | -2.8837 | -2.992 | 0.064497 | 2.7261 | 0.79899 | 3.8677 | 72.5884 | 0.14129 | 0.033486 | 0.08679 | 0.14129 | 0.14782 | -1.07 | -2.4619 | -3.35 | -1.07 | -1.1087 | -2.8837 | -4.217 | -6.0835 | -2.8837 | -2.992
222 | 0.32 | 0.17 | South/Central | GA | Atlanta-Hartsfield-Jackson.Intl.AP.722190 | 3 | 4874954 | 48.4677 | 9.3558 | 62.0112 | 48.3534 | 13.6578 | 1082.9 | 0.1457 | 25.96 | -1.2882 | 1.4339 | 40.3848 | -1.5258 | 4.38 | -2.9863 | 1.4605 | 19.7118 | -0.69933 | -9.39 | -0.68896 | -0.010372 | -9.2275 | 0.1457 | 25.96 | -1.2882 | 1.4339 | 40.3848 | 0.24694 | 25.36 | -1.0762 | 1.3232 | 38.7058 | 0.064497 | 3.126 | 0.60342 | 3.9996 | 69.844 | 0.009397 | -0.098409 | -0.045105 | 0.009397 | 0.015927 | 1.6743 | 0.2825 | -0.60563 | 1.6743 | 1.6356 | 2.6047 | 1.2714 | -0.59515 | 2.6047 | 2.4964 | 0.064497 | 3.126 | 0.60342 | 3.9996 | 69.844 | 0.009397 | -0.098409 | -0.045105 | 0.009397 | 0.015927 | 1.6743 | 0.2825 | -0.60563 | 1.6743 | 1.6356 | 2.6047 | 1.2714 | -0.59515 | 2.6047 | 2.4964
223 | 0.32 | 0.19 | South/Central | GA | Atlanta-Hartsfield-Jackson.Intl.AP.722190 | 3 | 4874954 | 47.9148 | 9.5973 | 61.7904 | 47.8018 | 13.9886 | 1085.52 | 0.36649 | 23.34 | -0.73656 | 1.1031 | 34.3222 | -1.305 | 1.76 | -2.4347 | 1.1297 | 13.6492 | -0.47854 | -12.01 | -0.13732 | -0.34122 | -15.2901 | 0.36649 | 23.34 | -0.73656 | 1.1031 | 34.3222 | 0.46773 | 22.74 | -0.5246 | 0.99233 | 32.6432 | 0.064497 | 3.0904 | 0.619 | 3.9853 | 70.013 | 0.023638 | -0.084169 | -0.030864 | 0.023638 | 0.030167 | 1.5054 | 0.11352 | -0.77461 | 1.5054 | 1.4667 | 2.2137 | 0.88034 | -0.98617 | 2.2137 | 2.1054 | 0.064497 | 3.0904 | 0.619 | 3.9853 | 70.013 | 0.023638 | -0.084169 | -0.030864 | 0.023638 | 0.030167 | 1.5054 | 0.11352 | -0.77461 | 1.5054 | 1.4667 | 2.2137 | 0.88034 | -0.98617 | 2.2137 | 2.1054
227 | 0.32 | 0.27 | South/Central | GA | Atlanta-Hartsfield-Jackson.Intl.AP.722190 | 3 | 4874954 | 46.4266 | 10.2604 | 61.2368 | 46.3172 | 14.9196 | 1093.84 | 0.92018 | 15.02 | 0.74808 | 0.1721 | 16.398 | -0.75131 | -6.56 | -0.95005 | 0.19874 | -4.275 | 0.07515 | -20.33 | 1.3473 | -1.2722 | -33.2143 | 0.92018 | 15.02 | 0.74808 | 0.1721 | 16.398 | 1.0214 | 14.42 | 0.96005 | 0.061369 | 14.719 | 0.064497 | 2.9944 | 0.66177 | 3.9496 | 70.5496 | 0.059349 | -0.048457 | 0.004847 | 0.059349 | 0.065879 | 0.96875 | -0.4231 | -1.3112 | 0.96875 | 0.93005 | 1.0576 | -0.27572 | -2.1422 | 1.0576 | 0.94933 | 0.064497 | 2.9944 | 0.66177 | 3.9496 | 70.5496 | 0.059349 | -0.048457 | 0.004847 | 0.059349 | 0.065879 | 0.96875 | -0.4231 | -1.3112 | 0.96875 | 0.93005 | 1.0576 | -0.27572 | -2.1422 | 1.0576 | 0.94933
229 | 0.32 | 0.32 | South/Central | GA | Atlanta-Hartsfield-Jackson.Intl.AP.722190 | 3 | 4874954 | 45.6935 | 10.6019 | 60.9957 | 45.5857 | 15.41 | 1098.9 | 1.1612 | 9.96 | 1.4795 | -0.31827 | 6.309 | -0.51027 | -11.62 | -0.21864 | -0.29163 | -14.364 | 0.31618 | -25.39 | 2.0787 | -1.7626 | -43.3033 | 1.1612 | 9.96 | 1.4795 | -0.31827 | 6.309 | 1.2625 | 9.36 | 1.6915 | -0.429 | 4.6299 | 0.064497 | 2.9471 | 0.6838 | 3.9341 | 70.876 | 0.074895 | -0.032911 | 0.020393 | 0.074895 | 0.081425 | 0.64239 | -0.74946 | -1.6376 | 0.64239 | 0.60369 | 0.40691 | -0.92644 | -2.7929 | 0.40691 | 0.29862 | 0.064497 | 2.9471 | 0.6838 | 3.9341 | 70.876 | 0.074895 | -0.032911 | 0.020393 | 0.074895 | 0.081425 | 0.64239 | -0.74946 | -1.6376 | 0.64239 | 0.60369 | 0.40691 | -0.92644 | -2.7929 | 0.40691 | 0.29862
231 | 0.32 | 0.37 | South/Central | GA | Atlanta-Hartsfield-Jackson.Intl.AP.722190 | 3 | 4874954 | 44.5974 | 11.1642 | 60.6625 | 44.4922 | 16.1703 | 1107.27 | 1.4944 | 1.59 | 2.573 | -1.0786 | -9.8522 | -0.17706 | -19.99 | 0.87488 | -1.0519 | -30.5252 | 0.64939 | -33.76 | 3.1723 | -2.5229 | -59.4645 | 1.4944 | 1.59 | 2.573 | -1.0786 | -9.8522 | 1.5957 | 0.99 | 2.785 | -1.1893 | -11.5313 | 0.064497 | 2.8764 | 0.72006 | 3.9126 | 71.4158 | 0.096386 | -0.01142 | 0.041884 | 0.096386 | 0.10292 | 0.10255 | -1.2893 | -2.1774 | 0.10255 | 0.063852 | -0.63544 | -1.9688 | -3.8353 | -0.63544 | -0.74373 | 0.064497 | 2.8764 | 0.72006 | 3.9126 | 71.4158 | 0.096386 | -0.01142 | 0.041884 | 0.096386 | 0.10292 | 0.10255 | -1.2893 | -2.1774 | 0.10255 | 0.063852 | -0.63544 | -1.9688 | -3.8353 | -0.63544 | -0.74373
233 | 0.32 | 0.42 | South/Central | GA | Atlanta-Hartsfield-Jackson.Intl.AP.722190 | 3 | 4874954 | 43.6026 | 11.7261 | 60.4202 | 43.4998 | 16.9205 | 1116.68 | 1.7367 | -7.82 | 3.5655 | -1.8288 | -26.9045 | 0.065219 | -29.4 | 1.8673 | -1.8021 | -47.5775 | 0.89168 | -43.17 | 4.1647 | -3.273 | -76.5168 | 1.7367 | -7.82 | 3.5655 | -1.8288 | -26.9045 | 1.8379 | -8.42 | 3.7774 | -1.9395 | -28.5835 | 0.064497 | 2.8122 | 0.7563 | 3.8969 | 72.0227 | 0.11201 | 0.0042064 | 0.057511 | 0.11201 | 0.11854 | -0.50437 | -1.8962 | -2.7843 | -0.50437 | -0.54307 | -1.7353 | -3.0686 | -4.9351 | -1.7353 | -1.8436 | 0.064497 | 2.8122 | 0.7563 | 3.8969 | 72.0227 | 0.11201 | 0.0042064 | 0.057511 | 0.11201 | 0.11854 | -0.50437 | -1.8962 | -2.7843 | -0.50437 | -0.54307 | -1.7353 | -3.0686 | -4.9351 | -1.7353 | -1.8436
234 | 0.32 | 0.47 | South/Central | GA | Atlanta-Hartsfield-Jackson.Intl.AP.722190 | 3 | 4874954 | 42.5979 | 12.3772 | 60.2871 | 42.4973 | 17.7897 | 1129.52 | 1.8698 | -20.66 | 4.5679 | -2.698 | -48.5534 | 0.19835 | -42.24 | 2.8698 | -2.6714 | -69.2264 | 1.0248 | -56.01 | 5.1671 | -4.1423 | -98.1658 | 1.8698 | -20.66 | 4.5679 | -2.698 | -48.5534 | 1.9711 | -21.26 | 4.7799 | -2.8088 | -50.2325 | 0.064497 | 2.7474 | 0.7983 | 3.8883 | 72.8509 | 0.1206 | 0.012793 | 0.066097 | 0.1206 | 0.12713 | -1.3325 | -2.7244 | -3.6125 | -1.3325 | -1.3712 | -3.1316 | -4.4649 | -6.3314 | -3.1316 | -3.2399 | 0.064497 | 2.7474 | 0.7983 | 3.8883 | 72.8509 | 0.1206 | 0.012793 | 0.066097 | 0.1206 | 0.12713 | -1.3325 | -2.7244 | -3.6125 | -1.3325 | -1.3712 | -3.1316 | -4.4649 | -6.3314 | -3.1316 | -3.2399
235 | 0.34 | 0.17 | South/Central | GA | Atlanta-Hartsfield-Jackson.Intl.AP.722190 | 3 | 4874954 | 49.1486 | 9.3457 | 62.6923 | 49.0328 | 13.6595 | 1091.89 | -0.53533 | 16.97 | -1.9675 | 1.4322 | 31.6247 | -2.2068 | -4.61 | -3.6657 | 1.4589 | 10.9517 | -1.3804 | -18.38 | -1.3683 | -0.012069 | -17.9876 | -0.53533 | 16.97 | -1.9675 | 1.4322 | 31.6247 | -0.43409 | 16.37 | -1.7556 | 1.3215 | 29.9456 | 0.064497 | 3.1699 | 0.60277 | 4.0435 | 70.4239 | -0.034527 | -0.14233 | -0.089029 | -0.034527 | -0.027997 | 1.0945 | -0.29733 | -1.1855 | 1.0945 | 1.0558 | 2.0397 | 0.70635 | -1.1602 | 2.0397 | 1.9314 | 0.064497 | 3.1699 | 0.60277 | 4.0435 | 70.4239 | -0.034527 | -0.14233 | -0.089029 | -0.034527 | -0.027997 | 1.0945 | -0.29733 | -1.1855 | 1.0945 | 1.0558 | 2.0397 | 0.70635 | -1.1602 | 2.0397 | 1.9314
236 | 0.34 | 0.19 | South/Central | GA | Atlanta-Hartsfield-Jackson.Intl.AP.722190 | 3 | 4874954 | 48.5959 | 9.5875 | 62.4719 | 48.4813 | 13.9906 | 1094.51 | -0.31497 | 14.35 | -1.4161 | 1.1011 | 25.5499 | -1.9865 | -7.23 | -3.1142 | 1.1278 | 4.8769 | -1.16 | -21 | -0.81684 | -0.34316 | -24.0624 | -0.31497 | 14.35 | -1.4161 | 1.1011 | 25.5499 | -0.21373 | 13.75 | -1.2041 | 0.99039 | 23.8708 | 0.064497 | 3.1343 | 0.61837 | 4.0293 | 70.5928 | -0.020315 | -0.12812 | -0.074817 | -0.020315 | -0.013785 | 0.92553 | -0.46631 | -1.3544 | 0.92553 | 0.88684 | 1.6479 | 0.31455 | -1.552 | 1.6479 | 1.5396 | 0.064497 | 3.1343 | 0.61837 | 4.0293 | 70.5928 | -0.020315 | -0.12812 | -0.074817 | -0.020315 | -0.013785 | 0.92553 | -0.46631 | -1.3544 | 0.92553 | 0.88684 | 1.6479 | 0.31455 | -1.552 | 1.6479 | 1.5396
237 | 0.34 | 0.2 | South/Central | GA | Atlanta-Hartsfield-Jackson.Intl.AP.722190 | 3 | 4874954 | 48.3248 | 9.7073 | 62.3614 | 48.2109 | 14.1505 | 1095.73 | -0.20446 | 13.13 | -1.1457 | 0.94121 | 22.6683 | -1.8759 | -8.45 | -2.8438 | 0.96785 | 1.9953 | -1.0495 | -22.22 | -0.54642 | -0.50307 | -26.944 | -0.20446 | 13.13 | -1.1457 | 0.94121 | 22.6683 | -0.10322 | 12.53 | -0.9337 | 0.83048 | 20.9893 | 0.064497 | 3.1168 | 0.6261 | 4.0221 | 70.6715 | -0.013187 | -0.12099 | -0.067689 | -0.013187 | -0.0066574 | 0.84685 | -0.545 | -1.4331 | 0.84685 | 0.80815 | 1.462 | 0.12869 | -1.7378 | 1.462 | 1.3537 | 0.064497 | 3.1168 | 0.6261 | 4.0221 | 70.6715 | -0.013187 | -0.12099 | -0.067689 | -0.013187 | -0.0066574 | 0.84685 | -0.545 | -1.4331 | 0.84685 | 0.80815 | 1.462 | 0.12869 | -1.7378 | 1.462 | 1.3537
238 | 0.34 | 0.23 | South/Central | GA | Atlanta-Hartsfield-Jackson.Intl.AP.722190 | 3 | 4874954 | 47.5502 | 10.0787 | 62.098 | 47.4382 | 14.6599 | 1100.78 | 0.058927 | 8.08 | -0.37292 | 0.43184 | 12.3552 | -1.6126 | -13.5 | -2.071 | 0.45849 | -8.3179 | -0.7861 | -27.27 | 0.22633 | -1.0124 | -37.2572 | 0.058927 | 8.08 | -0.37292 | 0.43184 | 12.3552 | 0.16017 | 7.48 | -0.16095 | 0.32112 | 10.6761 | 0.064497 | 3.0669 | 0.65005 | 4.0051 | 70.9972 | 0.0038006 | -0.10401 | -0.050701 | 0.0038006 | 0.01033 | 0.52114 | -0.87071 | -1.7588 | 0.52114 | 0.48244 | 0.79687 | -0.53648 | -2.403 | 0.79687 | 0.68858 | 0.064497 | 3.0669 | 0.65005 | 4.0051 | 70.9972 | 0.0038006 | -0.10401 | -0.050701 | 0.0038006 | 0.01033 | 0.52114 | -0.87071 | -1.7588 | 0.52114 | 0.48244 | 0.79687 | -0.53648 | -2.403 | 0.79687 | 0.68858
239 | 0.34 | 0.25 | South/Central | GA | Atlanta-Hartsfield-Jackson.Intl.AP.722190 | 3 | 4874954 | 47.0575 | 10.3195 | 61.9359 | 46.9465 | 14.9894 | 1104.17 | 0.22106 | 4.69 | 0.11871 | 0.10235 | 5.5781 | -1.4504 | -16.89 | -1.5794 | 0.12899 | -15.0949 | -0.62397 | -30.66 | 0.71795 | -1.3419 | -44.0342 | 0.22106 | 4.69 | 0.11871 | 0.10235 | 5.5781 | 0.3223 | 4.09 | 0.33067 | -0.0083795 | 3.8991 | 0.064497 | 3.0351 | 0.66558 | 3.9947 | 71.2159 | 0.014257 | -0.093549 | -0.040245 | 0.014257 | 0.020787 | 0.30249 | -1.0894 | -1.9775 | 0.30249 | 0.26379 | 0.35977 | -0.97358 | -2.8401 | 0.35977 | 0.25148 | 0.064497 | 3.0351 | 0.66558 | 3.9947 | 71.2159 | 0.014257 | -0.093549 | -0.040245 | 0.014257 | 0.020787 | 0.30249 | -1.0894 | -1.9775 | 0.30249 | 0.26379 | 0.35977 | -0.97358 | -2.8401 | 0.35977 | 0.25148
240 | 0.34 | 0.27 | South/Central | GA | Atlanta-Hartsfield-Jackson.Intl.AP.722190 | 3 | 4874954 | 47.1077 | 10.2405 | 61.908 | 46.9967 | 14.9113 | 1102.54 | 0.24896 | 6.32 | 0.068559 | 0.1804 | 8.032 | -1.4225 | -15.26 | -1.6296 | 0.20704 | -12.641 | -0.59607 | -29.03 | 0.66781 | -1.2639 | -41.5803 | 0.24896 | 6.32 | 0.068559 | 0.1804 | 8.032 | 0.3502 | 5.72 | 0.28053 | 0.069673 | 6.3529 | 0.064497 | 3.0383 | 0.66048 | 3.9929 | 71.1108 | 0.016057 | -0.091749 | -0.038445 | 0.016057 | 0.022587 | 0.40762 | -0.98423 | -1.8724 | 0.40762 | 0.36892 | 0.51804 | -0.81531 | -2.6818 | 0.51804 | 0.40975 | 0.064497 | 3.0383 | 0.66048 | 3.9929 | 71.1108 | 0.016057 | -0.091749 | -0.038445 | 0.016057 | 0.022587 | 0.40762 | -0.98423 | -1.8724 | 0.40762 | 0.36892 | 0.51804 | -0.81531 | -2.6818 | 0.51804 | 0.40975
241 | 0.34 | 0.3 | South/Central | GA | Atlanta-Hartsfield-Jackson.Intl.AP.722190 | 3 | 4874954 | 46.8366 | 10.3608 | 61.8271 | 46.7262 | 15.101 | 1104.67 | 0.32983 | 4.19 | 0.33908 | -0.00925 | 3.9721 | -1.3417 | -17.39 | -1.3591 | 0.017394 | -16.7009 | -0.5152 | -31.16 | 0.93833 | -1.4535 | -45.6402 | 0.32983 | 4.19 | 0.33908 | -0.00925 | 3.9721 | 0.43107 | 3.59 | 0.55105 | -0.11998 | 2.293 | 0.064497 | 3.0208 | 0.66824 | 3.9877 | 71.2481 | 0.021273 | -0.086533 | -0.033229 | 0.021273 | 0.027803 | 0.27024 | -1.1216 | -2.0097 | 0.27024 | 0.23154 | 0.25619 | -1.0772 | -2.9437 | 0.25619 | 0.14789 | 0.064497 | 3.0208 | 0.66824 | 3.9877 | 71.2481 | 0.021273 | -0.086533 | -0.033229 | 0.021273 | 0.027803 | 0.27024 | -1.1216 | -2.0097 | 0.27024 | 0.23154 | 0.25619 | -1.0772 | -2.9437 | 0.25619 | 0.14789
242 | 0.34 | 0.32 | South/Central | GA | Atlanta-Hartsfield-Jackson.Intl.AP.722190 | 3 | 4874954 | 46.3739 | 10.5818 | 61.6654 | 46.2645 | 15.4009 | 1107.58 | 0.49151 | 1.28 | 0.8007 | -0.30918 | -2.0163 | -1.18 | -20.3 | -0.89743 | -0.28254 | -22.6893 | -0.35352 | -34.07 | 1.3999 | -1.7535 | -51.6286 | 0.49151 | 1.28 | 0.8007 | -0.30918 | -2.0163 | 0.59275 | 0.68 | 1.0127 | -0.41991 | -3.6954 | 0.064497 | 2.991 | 0.6825 | 3.9772 | 71.4358 | 0.031701 | -0.076105 | -0.022801 | 0.031701 | 0.038231 | 0.082556 | -1.3093 | -2.1974 | 0.082556 | 0.043858 | -0.13005 | -1.4634 | -3.3299 | -0.13005 | -0.23834 | 0.064497 | 2.991 | 0.6825 | 3.9772 | 71.4358 | 0.031701 | -0.076105 | -0.022801 | 0.031701 | 0.038231 | 0.082556 | -1.3093 | -2.1974 | 0.082556 | 0.043858 | -0.13005 | -1.4634 | -3.3299 | -0.13005 | -0.23834
243 | 0.34 | 0.35 | South/Central | GA | Atlanta-Hartsfield-Jackson.Intl.AP.722190 | 3 | 4874954 | 45.7007 | 10.9129 | 61.4439 | 45.593 | 15.851 | 1112.21 | 0.71301 | -3.35 | 1.4723 | -0.75927 | -11.2731 | -0.95848 | -24.93 | -0.22585 | -0.73262 | -31.9462 | -0.13202 | -38.7 | 2.0715 | -2.2035 | -60.8855 | 0.71301 | -3.35 | 1.4723 | -0.75927 | -11.2731 | 0.81425 | -3.95 | 1.6842 | -0.87 | -12.9522 | 0.064497 | 2.9476 | 0.70385 | 3.963 | 71.7344 | 0.045987 | -0.061819 | -0.0085148 | 0.045987 | 0.052517 | -0.21607 | -1.6079 | -2.496 | -0.21607 | -0.25476 | -0.72709 | -2.0604 | -3.9269 | -0.72709 | -0.83538 | 0.064497 | 2.9476 | 0.70385 | 3.963 | 71.7344 | 0.045987 | -0.061819 | -0.0085148 | 0.045987 | 0.052517 | -0.21607 | -1.6079 | -2.496 | -0.21607 | -0.25476 | -0.72709 | -2.0604 | -3.9269 | -0.72709 | -0.83538
244 | 0.34 | 0.37 | South/Central | GA | Atlanta-Hartsfield-Jackson.Intl.AP.722190 | 3 | 4874954 | 45.2689 | 11.1345 | 61.3044 | 45.1621 | 16.1423 | 1115.26 | 0.85254 | -6.4 | 1.9032 | -1.0506 | -17.3144 | -0.81895 | -27.98 | 0.20502 | -1.024 | -37.9874 | 0.0075118 | -41.75 | 2.5024 | -2.4949 | -66.9267 | 0.85254 | -6.4 | 1.9032 | -1.0506 | -17.3144 | 0.95378 | -7 | 2.1151 | -1.1613 | -18.9934 | 0.064497 | 2.9197 | 0.71814 | 3.954 | 71.9312 | 0.054987 | -0.05282 | 0.00048449 | 0.054987 | 0.061516 | -0.41278 | -1.8046 | -2.6928 | -0.41278 | -0.45148 | -1.1167 | -2.4501 | -4.3166 | -1.1167 | -1.225 | 0.064497 | 2.9197 | 0.71814 | 3.954 | 71.9312 | 0.054987 | -0.05282 | 0.00048449 | 0.054987 | 0.061516 | -0.41278 | -1.8046 | -2.6928 | -0.41278 | -0.45148 | -1.1167 | -2.4501 | -4.3166 | -1.1167 | -1.225
245 | 0.34 | 0.4 | South/Central | GA | Atlanta-Hartsfield-Jackson.Intl.AP.722190 | 3 | 4874954 | 44.6654 | 11.4655 | 61.1523 | 44.5601 | 16.5922 | 1120.82 | 1.0046 | -11.96 | 2.5051 | -1.5005 | -27.4544 | -0.66685 | -33.54 | 0.80702 | -1.4739 | -48.1274 | 0.1596 | -47.31 | 3.1044 | -2.9448 | -77.0667 | 1.0046 | -11.96 | 2.5051 | -1.5005 | -27.4544 | 1.1059 | -12.56 | 2.7171 | -1.6112 | -29.1335 | 0.064497 | 2.8808 | 0.73949 | 3.9442 | 72.2898 | 0.064796 | -0.04301 | 0.010294 | 0.064796 | 0.071326 | -0.77139 | -2.1632 | -3.0514 | -0.77139 | -0.81008 | -1.7707 | -3.1041 | -4.9706 | -1.7707 | -1.879 | 0.064497 | 2.8808 | 0.73949 | 3.9442 | 72.2898 | 0.064796 | -0.04301 | 0.010294 | 0.064796 | 0.071326 | -0.77139 | -2.1632 | -3.0514 | -0.77139 | -0.81008 | -1.7707 | -3.1041 | -4.9706 | -1.7707 | -1.879
246 | 0.34 | 0.42 | South/Central | GA | Atlanta-Hartsfield-Jackson.Intl.AP.722190 | 3 | 4874954 | 44.2732 | 11.7056 | 61.0801 | 44.1688 | 16.9113 | 1125.24 | 1.0768 | -16.38 | 2.8964 | -1.8196 | -35.1036 | -0.59468 | -37.96 | 1.1983 | -1.793 | -55.7766 | 0.23178 | -51.73 | 3.4957 | -3.2639 | -84.716 | 1.0768 | -16.38 | 2.8964 | -1.8196 | -35.1036 | 1.178 | -16.98 | 3.1084 | -1.9304 | -36.7827 | 0.064497 | 2.8555 | 0.75498 | 3.9395 | 72.5748 | 0.069451 | -0.038355 | 0.014949 | 0.069451 | 0.075981 | -1.0565 | -2.4483 | -3.3364 | -1.0565 | -1.0952 | -2.2641 | -3.5974 | -5.4639 | -2.2641 | -2.3724 | 0.064497 | 2.8555 | 0.75498 | 3.9395 | 72.5748 | 0.069451 | -0.038355 | 0.014949 | 0.069451 | 0.075981 | -1.0565 | -2.4483 | -3.3364 | -1.0565 | -1.0952 | -2.2641 | -3.5974 | -5.4639 | -2.2641 | -2.3724
247 | 0.34 | 0.47 | South/Central | GA | Atlanta-Hartsfield-Jackson.Intl.AP.722190 | 3 | 4874954 | 43.2586 | 12.3473 | 60.9277 | 43.1565 | 17.7712 | 1137.66 | 1.2293 | -28.8 | 3.9087 | -2.6795 | -56.251 | -0.44221 | -50.38 | 2.2106 | -2.6528 | -76.924 | 0.38424 | -64.15 | 4.508 | -4.1237 | -105.8633 | 1.2293 | -28.8 | 3.9087 | -2.6795 | -56.251 | 1.3305 | -29.4 | 4.1207 | -2.7902 | -57.9301 | 0.064497 | 2.7901 | 0.79637 | 3.9297 | 73.3759 | 0.079285 | -0.028521 | 0.024783 | 0.079285 | 0.085814 | -1.8575 | -3.2494 | -4.1375 | -1.8575 | -1.8962 | -3.628 | -4.9614 | -6.8279 | -3.628 | -3.7363 | 0.064497 | 2.7901 | 0.79637 | 3.9297 | 73.3759 | 0.079285 | -0.028521 | 0.024783 | 0.079285 | 0.085814 | -1.8575 | -3.2494 | -4.1375 | -1.8575 | -1.8962 | -3.628 | -4.9614 | -6.8279 | -3.628 | -3.7363
248 | 0.2 | 0.21 | South/Central | GA | Atlanta-Hartsfield-Jackson.Intl.AP.722190 | 3 | 4874954 | 43.0858 | 9.9603 | 57.355 | 42.984 | 14.3711 | 1033.42 | 4.8019 | 75.44 | 4.0813 | 0.72064 | 80.8057 | 3.1304 | 53.86 | 2.3831 | 0.74728 | 60.1327 | 3.9569 | 40.09 | 4.6805 | -0.72364 | 31.1934 | 4.8019 | 75.44 | 4.0813 | 0.72064 | 80.8057 | 4.9031 | 74.84 | 4.2932 | 0.60991 | 79.1266 | 0.064497 | 2.7789 | 0.64241 | 3.6992 | 66.6527 | 0.30971 | 0.2019 | 0.25521 | 0.30971 | 0.31624 | 4.8657 | 3.4738 | 2.5857 | 4.8657 | 4.827 | 5.2117 | 3.8784 | 2.0119 | 5.2117 | 5.1034 | 0.064497 | 2.7789 | 0.64241 | 3.6992 | 66.6527 | 0.30971 | 0.2019 | 0.25521 | 0.30971 | 0.31624 | 4.8657 | 3.4738 | 2.5857 | 4.8657 | 4.827 | 5.2117 | 3.8784 | 2.0119 | 5.2117 | 5.1034
249 | 0.21 | 0.21 | South/Central | GA | Atlanta-Hartsfield-Jackson.Intl.AP.722190 | 3 | 4874954 | 43.447 | 9.9497 | 57.7059 | 43.3443 | 14.3616 | 1037.89 | 4.4511 | 70.97 | 3.721 | 0.7301 | 76.5706 | 2.7796 | 49.39 | 2.0228 | 0.75675 | 55.8976 | 3.6061 | 35.62 | 4.3202 | -0.71417 | 26.9583 | 4.4511 | 70.97 | 3.721 | 0.7301 | 76.5706 | 4.5523 | 70.37 | 3.9329 | 0.61938 | 74.8916 | 0.064497 | 2.8022 | 0.64173 | 3.7219 | 66.941 | 0.28708 | 0.17928 | 0.23258 | 0.28708 | 0.29361 | 4.5774 | 3.1855 | 2.2974 | 4.5774 | 4.5387 | 4.9386 | 3.6052 | 1.7387 | 4.9386 | 4.8303 | 0.064497 | 2.8022 | 0.64173 | 3.7219 | 66.941 | 0.28708 | 0.17928 | 0.23258 | 0.28708 | 0.29361 | 4.5774 | 3.1855 | 2.2974 | 4.5774 | 4.5387 | 4.9386 | 3.6052 | 1.7387 | 4.9386 | 4.8303
250 | 0.22 | 0.21 | South/Central | GA | Atlanta-Hartsfield-Jackson.Intl.AP.722190 | 3 | 4874954 | 43.8174 | 9.9397 | 58.076 | 43.7139 | 14.3621 | 1042.79 | 4.0809 | 66.07 | 3.3514 | 0.72959 | 71.8204 | 2.4095 | 44.49 | 1.6532 | 0.75623 | 51.1474 | 3.2359 | 30.72 | 3.9506 | -0.71469 | 22.2081 | 4.0809 | 66.07 | 3.3514 | 0.72959 | 71.8204 | 4.1822 | 65.47 | 3.5633 | 0.61886 | 70.1414 | 0.064497 | 2.8261 | 0.64108 | 3.7457 | 67.257 | 0.26321 | 0.1554 | 0.20871 | 0.26321 | 0.26974 | 4.2613 | 2.8695 | 1.9814 | 4.2613 | 4.2226 | 4.6322 | 3.2989 | 1.4324 | 4.6322 | 4.5239 | 0.064497 | 2.8261 | 0.64108 | 3.7457 | 67.257 | 0.26321 | 0.1554 | 0.20871 | 0.26321 | 0.26974 | 4.2613 | 2.8695 | 1.9814 | 4.2613 | 4.2226 | 4.6322 | 3.2989 | 1.4324 | 4.6322 | 4.5239
251 | 0.23 | 0.21 | South/Central | GA | Atlanta-Hartsfield-Jackson.Intl.AP.722190 | 3 | 4874954 | 44.178 | 9.9292 | 58.4265 | 44.0736 | 14.3528 | 1047.26 | 3.7305 | 61.6 | 2.9916 | 0.73885 | 67.5844 | 2.059 | 40.02 | 1.2935 | 0.7655 | 46.9114 | 2.8854 | 26.25 | 3.5909 | -0.70542 | 17.9721 | 3.7305 | 61.6 | 2.9916 | 0.73885 | 67.5844 | 3.8317 | 61 | 3.2036 | 0.62813 | 65.9053 | 0.064497 | 2.8494 | 0.64041 | 3.7683 | 67.5453 | 0.2406 | 0.1328 | 0.1861 | 0.2406 | 0.24713 | 3.973 | 2.5812 | 1.6931 | 3.973 | 3.9343 | 4.359 | 3.0257 | 1.1591 | 4.359 | 4.2507 | 0.064497 | 2.8494 | 0.64041 | 3.7683 | 67.5453 | 0.2406 | 0.1328 | 0.1861 | 0.2406 | 0.24713 | 3.973 | 2.5812 | 1.6931 | 3.973 | 3.9343 | 4.359 | 3.0257 | 1.1591 | 4.359 | 4.2507
252 | 0.24 | 0.21 | South/Central | GA | Atlanta-Hartsfield-Jackson.Intl.AP.722190 | 3 | 4874954 | 44.5385 | 9.9193 | 58.7868 | 44.4333 | 14.3535 | 1052.03 | 3.3702 | 56.83 | 2.632 | 0.73824 | 62.9577 | 1.6987 | 35.25 | 0.93382 | 0.76488 | 42.2847 | 2.5252 | 21.48 | 3.2312 | -0.70604 | 13.3454 | 3.3702 | 56.83 | 2.632 | 0.73824 | 62.9577 | 3.4714 | 56.23 | 2.8439 | 0.62751 | 61.2786 | 0.064497 | 2.8726 | 0.63976 | 3.7916 | 67.853 | 0.21737 | 0.10956 | 0.16287 | 0.21737 | 0.2239 | 3.6654 | 2.2735 | 1.3854 | 3.6654 | 3.6267 | 4.0606 | 2.7272 | 0.86074 | 4.0606 | 3.9523 | 0.064497 | 2.8726 | 0.63976 | 3.7916 | 67.853 | 0.21737 | 0.10956 | 0.16287 | 0.21737 | 0.2239 | 3.6654 | 2.2735 | 1.3854 | 3.6654 | 3.6267 | 4.0606 | 2.7272 | 0.86074 | 4.0606 | 3.9523
253 | 0.25 | 0.21 | South/Central | GA | Atlanta-Hartsfield-Jackson.Intl.AP.722190 | 3 | 4874954 | 44.8989 | 9.9092 | 59.1373 | 44.7928 | 14.3444 | 1056.5 | 3.0197 | 52.36 | 2.2724 | 0.74727 | 58.715 | 1.3482 | 30.78 | 0.57427 | 0.77391 | 38.042 | 2.1746 | 17.01 | 2.8716 | -0.69701 | 9.1027 | 3.0197 | 52.36 | 2.2724 | 0.74727 | 58.715 | 3.1209 | 51.76 | 2.4844 | 0.63654 | 57.0359 | 0.064497 | 2.8959 | 0.63911 | 3.8142 | 68.1413 | 0.19476 | 0.086954 | 0.14026 | 0.19476 | 0.20129 | 3.3771 | 1.9852 | 1.0971 | 3.3771 | 3.3384 | 3.787 | 2.4536 | 0.5871 | 3.787 | 3.6787 | 0.064497 | 2.8959 | 0.63911 | 3.8142 | 68.1413 | 0.19476 | 0.086954 | 0.14026 | 0.19476 | 0.20129 | 3.3771 | 1.9852 | 1.0971 | 3.3771 | 3.3384 | 3.787 | 2.4536 | 0.5871 | 3.787 | 3.6787
254 | 0.26 | 0.21 | South/Central | GA | Atlanta-Hartsfield-Jackson.Intl.AP.722190 | 3 | 4874954 | 45.2595 | 9.8992 | 59.4977 | 45.1527 | 14.345 | 1061.26 | 2.6592 | 47.6 | 1.9125 | 0.74668 | 54.087 | 0.98774 | 26.02 | 0.21441 | 0.77332 | 33.414 | 1.8142 | 12.25 | 2.5118 | -0.6976 | 4.4746 | 2.6592 | 47.6 | 1.9125 | 0.74668 | 54.087 | 2.7605 | 47 | 2.1245 | 0.63595 | 52.4079 | 0.064497 | 2.9191 | 0.63847 | 3.8374 | 68.4483 | 0.17151 | 0.063706 | 0.11701 | 0.17151 | 0.17804 | 3.0701 | 1.6782 | 0.79009 | 3.0701 | 3.0314 | 3.4885 | 2.1551 | 0.2886 | 3.4885 | 3.3802 | 0.064497 | 2.9191 | 0.63847 | 3.8374 | 68.4483 | 0.17151 | 0.063706 | 0.11701 | 0.17151 | 0.17804 | 3.0701 | 1.6782 | 0.79009 | 3.0701 | 3.0314 | 3.4885 | 2.1551 | 0.2886 | 3.4885 | 3.3802
255 | 0.27 | 0.21 | South/Central | GA | Atlanta-Hartsfield-Jackson.Intl.AP.722190 | 3 | 4874954 | 45.6201 | 9.8886 | 59.848 | 45.5124 | 14.3356 | 1065.72 | 2.3089 | 43.14 | 1.5528 | 0.75614 | 49.8588 | 0.63745 | 21.56 | -0.14534 | 0.78279 | 29.1858 | 1.4639 | 7.79 | 2.152 | -0.68813 | 0.24649 | 2.3089 | 43.14 | 1.5528 | 0.75614 | 49.8588 | 2.4102 | 42.54 | 1.7648 | 0.64542 | 48.1797 | 0.064497 | 2.9424 | 0.63779 | 3.86 | 68.736 | 0.14892 | 0.041114 | 0.094418 | 0.14892 | 0.15545 | 2.7824 | 1.3906 | 0.50243 | 2.7824 | 2.7437 | 3.2158 | 1.8824 | 0.015898 | 3.2158 | 3.1075 | 0.064497 | 2.9424 | 0.63779 | 3.86 | 68.736 | 0.14892 | 0.041114 | 0.094418 | 0.14892 | 0.15545 | 2.7824 | 1.3906 | 0.50243 | 2.7824 | 2.7437 | 3.2158 | 1.8824 | 0.015898 | 3.2158 | 3.1075
256 | 0.28 | 0.21 | South/Central | GA | Atlanta-Hartsfield-Jackson.Intl.AP.722190 | 3 | 4874954 | 45.9804 | 9.8788 | 60.2076 | 45.8719 | 14.3357 | 1070.46 | 1.9494 | 38.4 | 1.1933 | 0.75602 | 45.2541 | 0.27787 | 16.82 | -0.50479 | 0.78266 | 24.5811 | 1.1043 | 3.05 | 1.7926 | -0.68826 | -4.3582 | 1.9494 | 38.4 | 1.1933 | 0.75602 | 45.2541 | 2.0506 | 37.8 | 1.4053 | 0.64529 | 43.5751 | 0.064497 | 2.9656 | 0.63716 | 3.8832 | 69.0417 | 0.12573 | 0.017922 | 0.071226 | 0.12573 | 0.13226 | 2.4767 | 1.0848 | 0.19672 | 2.4767 | 2.438 | 2.9188 | 1.5854 | -0.28109 | 2.9188 | 2.8105 | 0.064497 | 2.9656 | 0.63716 | 3.8832 | 69.0417 | 0.12573 | 0.017922 | 0.071226 | 0.12573 | 0.13226 | 2.4767 | 1.0848 | 0.19672 | 2.4767 | 2.438 | 2.9188 | 1.5854 | -0.28109 | 2.9188 | 2.8105
257 | 0.29 | 0.21 | South/Central | GA | Atlanta-Hartsfield-Jackson.Intl.AP.722190 | 3 | 4874954 | 46.3312 | 9.8682 | 60.5486 | 46.2219 | 14.3267 | 1074.81 | 1.6083 | 34.05 | 0.84336 | 0.76497 | 41.1309 | -0.063155 | 12.47 | -0.85477 | 0.79162 | 20.4579 | 0.7633 | -1.3 | 1.4426 | -0.6793 | -8.4814 | 1.6083 | 34.05 | 0.84336 | 0.76497 | 41.1309 | 1.7096 | 33.45 | 1.0553 | 0.65425 | 39.4518 | 0.064497 | 2.9882 | 0.63647 | 3.9052 | 69.3222 | 0.10373 | -0.0040733 | 0.049231 | 0.10373 | 0.11026 | 2.1961 | 0.80428 | -0.083846 | 2.1961 | 2.1574 | 2.6528 | 1.3195 | -0.54703 | 2.6528 | 2.5445 | 0.064497 | 2.9882 | 0.63647 | 3.9052 | 69.3222 | 0.10373 | -0.0040733 | 0.049231 | 0.10373 | 0.11026 | 2.1961 | 0.80428 | -0.083846 | 2.1961 | 2.1574 | 2.6528 | 1.3195 | -0.54703 | 2.6528 | 2.5445
258 | 0.3 | 0.21 | South/Central | GA | Atlanta-Hartsfield-Jackson.Intl.AP.722190 | 3 | 4874954 | 46.6909 | 9.8582 | 60.9075 | 46.5808 | 14.3267 | 1079.54 | 1.2494 | 29.32 | 0.48444 | 0.765 | 36.539 | -0.42205 | 7.74 | -1.2137 | 0.79164 | 15.866 | 0.4044 | -6.03 | 1.0837 | -0.67928 | -13.0733 | 1.2494 | 29.32 | 0.48444 | 0.765 | 36.539 | 1.3507 | 28.72 | 0.6964 | 0.65427 | 34.8599 | 0.064497 | 3.0114 | 0.63583 | 3.9284 | 69.6273 | 0.080585 | -0.027221 | 0.026083 | 0.080585 | 0.087115 | 1.8911 | 0.49921 | -0.38892 | 1.8911 | 1.8524 | 2.3567 | 1.0233 | -0.84319 | 2.3567 | 2.2484 | 0.064497 | 3.0114 | 0.63583 | 3.9284 | 69.6273 | 0.080585 | -0.027221 | 0.026083 | 0.080585 | 0.087115 | 1.8911 | 0.49921 | -0.38892 | 1.8911 | 1.8524 | 2.3567 | 1.0233 | -0.84319 | 2.3567 | 2.2484
259 | 0.31 | 0.21 | South/Central | GA | Atlanta-Hartsfield-Jackson.Intl.AP.722190 | 3 | 4874954 | 47.0321 | 9.8581 | 61.2494 | 46.9211 | 14.3282 | 1084.06 | 0.90754 | 24.8 | 0.14409 | 0.76345 | 32.1226 | -0.76394 | 3.22 | -1.554 | 0.7901 | 11.4496 | 0.062514 | -10.55 | 0.74334 | -0.68082 | -17.4898 | 0.90754 | 24.8 | 0.14409 | 0.76345 | 32.1226 | 1.0088 | 24.2 | 0.35606 | 0.65273 | 30.4435 | 0.064497 | 3.0334 | 0.63582 | 3.9504 | 69.9188 | 0.058534 | -0.049272 | 0.004032 | 0.058534 | 0.065064 | 1.5995 | 0.20768 | -0.68045 | 1.5995 | 1.5608 | 2.0718 | 0.73846 | -1.128 | 2.0718 | 1.9635 | 0.064497 | 3.0334 | 0.63582 | 3.9504 | 69.9188 | 0.058534 | -0.049272 | 0.004032 | 0.058534 | 0.065064 | 1.5995 | 0.20768 | -0.68045 | 1.5995 | 1.5608 | 2.0718 | 0.73846 | -1.128 | 2.0718 | 1.9635
260 | 0.32 | 0.21 | South/Central | GA | Atlanta-Hartsfield-Jackson.Intl.AP.722190 | 3 | 4874954 | 47.382 | 9.8481 | 61.5985 | 47.2703 | 14.3282 | 1088.65 | 0.55844 | 20.21 | -0.20506 | 0.7635 | 27.6567 | -1.113 | -1.37 | -1.9032 | 0.79014 | 6.9837 | -0.28659 | -15.14 | 0.39419 | -0.68078 | -21.9556 | 0.55844 | 20.21 | -0.20506 | 0.7635 | 27.6567 | 0.65968 | 19.61 | 0.0069092 | 0.65277 | 25.9776 | 0.064497 | 3.056 | 0.63517 | 3.9729 | 70.2149 | 0.036018 | -0.071788 | -0.018484 | 0.036018 | 0.042548 | 1.3035 | -0.088361 | -0.97649 | 1.3035 | 1.2648 | 1.7838 | 0.45043 | -1.4161 | 1.7838 | 1.6755 | 0.064497 | 3.056 | 0.63517 | 3.9729 | 70.2149 | 0.036018 | -0.071788 | -0.018484 | 0.036018 | 0.042548 | 1.3035 | -0.088361 | -0.97649 | 1.3035 | 1.2648 | 1.7838 | 0.45043 | -1.4161 | 1.7838 | 1.6755
261 | 0.33 | 0.21 | South/Central | GA | Atlanta-Hartsfield-Jackson.Intl.AP.722190 | 3 | 4874954 | 47.7226 | 9.8384 | 61.9303 | 47.6101 | 14.3201 | 1092.9 | 0.22668 | 15.96 | -0.54487 | 0.77155 | 23.6278 | -1.4448 | -5.62 | -2.243 | 0.7982 | 2.9548 | -0.61835 | -19.39 | 0.054376 | -0.67272 | -25.9846 | 0.22668 | 15.96 | -0.54487 | 0.77155 | 23.6278 | 0.32792 | 15.36 | -0.3329 | 0.66083 | 21.9487 | 0.064497 | 3.078 | 0.63455 | 3.9943 | 70.489 | 0.01462 | -0.093186 | -0.039882 | 0.01462 | 0.02115 | 1.0294 | -0.36247 | -1.2506 | 1.0294 | 0.99068 | 1.5239 | 0.19057 | -1.6759 | 1.5239 | 1.4156 | 0.064497 | 3.078 | 0.63455 | 3.9943 | 70.489 | 0.01462 | -0.093186 | -0.039882 | 0.01462 | 0.02115 | 1.0294 | -0.36247 | -1.2506 | 1.0294 | 0.99068 | 1.5239 | 0.19057 | -1.6759 | 1.5239 | 1.4156
262 | 0.34 | 0.21 | South/Central | GA | Atlanta-Hartsfield-Jackson.Intl.AP.722190 | 3 | 4874954 | 48.0632 | 9.8375 | 62.2793 | 47.9499 | 14.3294 | 1097.64 | -0.12239 | 11.22 | -0.88468 | 0.76229 | 18.9122 | -1.7939 | -10.36 | -2.5828 | 0.78894 | -1.7608 | -0.96742 | -24.13 | -0.28544 | -0.68198 | -30.7002 | -0.12239 | 11.22 | -0.88468 | 0.76229 | 18.9122 | -0.021149 | 10.62 | -0.67272 | 0.65157 | 17.2331 | 0.064497 | 3.0999 | 0.63449 | 4.0168 | 70.7947 | -0.0078938 | -0.1157 | -0.062396 | -0.0078938 | -0.0013641 | 0.72366 | -0.66819 | -1.5563 | 0.72366 | 0.68496 | 1.2198 | -0.11357 | -1.9801 | 1.2198 | 1.1115 | 0.064497 | 3.0999 | 0.63449 | 4.0168 | 70.7947 | -0.0078938 | -0.1157 | -0.062396 | -0.0078938 | -0.0013641 | 0.72366 | -0.66819 | -1.5563 | 0.72366 | 0.68496 | 1.2198 | -0.11357 | -1.9801 | 1.2198 | 1.1115
263 | 0.35 | 0.21 | South/Central | GA | Atlanta-Hartsfield-Jackson.Intl.AP.722190 | 3 | 4874954 | 48.4035 | 9.8278 | 62.6105 | 48.2894 | 14.3211 | 1101.86 | -0.45355 | 7 | -1.2242 | 0.77065 | 14.899 | -2.125 | -14.58 | -2.9223 | 0.79729 | -5.774 | -1.2986 | -28.35 | -0.62495 | -0.67363 | -34.7133 | -0.45355 | 7 | -1.2242 | 0.77065 | 14.899 | -0.35231 | 6.4 | -1.0122 | 0.65992 | 13.2199 | 0.064497 | 3.1219 | 0.63386 | 4.0382 | 71.0669 | -0.029253 | -0.13706 | -0.083755 | -0.029253 | -0.022723 | 0.45148 | -0.94037 | -1.8285 | 0.45148 | 0.41278 | 0.96094 | -0.37241 | -2.2389 | 0.96094 | 0.85265 | 0.064497 | 3.1219 | 0.63386 | 4.0382 | 71.0669 | -0.029253 | -0.13706 | -0.083755 | -0.029253 | -0.022723 | 0.45148 | -0.94037 | -1.8285 | 0.45148 | 0.41278 | 0.96094 | -0.37241 | -2.2389 | 0.96094 | 0.85265
264 | 0.36 | 0.21 | South/Central | GA | Atlanta-Hartsfield-Jackson.Intl.AP.722190 | 3 | 4874954 | 48.7435 | 9.8178 | 62.9503 | 48.6286 | 14.3217 | 1106.35 | -0.79339 | 2.51 | -1.5634 | 0.76999 | 10.5326 | -2.4649 | -19.07 | -3.2615 | 0.79663 | -10.1404 | -1.6384 | -32.84 | -0.96413 | -0.67429 | -39.0797 | -0.79339 | 2.51 | -1.5634 | 0.76999 | 10.5326 | -0.69215 | 1.91 | -1.3514 | 0.65926 | 8.8536 | 0.064497 | 3.1438 | 0.63322 | 4.0601 | 71.3565 | -0.051171 | -0.15898 | -0.10567 | -0.051171 | -0.044642 | 0.16189 | -1.23 | -2.1181 | 0.16189 | 0.12319 | 0.67933 | -0.65402 | -2.5205 | 0.67933 | 0.57103 | 0.064497 | 3.1438 | 0.63322 | 4.0601 | 71.3565 | -0.051171 | -0.15898 | -0.10567 | -0.051171 | -0.044642 | 0.16189 | -1.23 | -2.1181 | 0.16189 | 0.12319 | 0.67933 | -0.65402 | -2.5205 | 0.67933 | 0.57103
265 | 0.37 | 0.21 | South/Central | GA | Atlanta-Hartsfield-Jackson.Intl.AP.722190 | 3 | 4874954 | 49.0746 | 9.8171 | 63.2901 | 48.959 | 14.3311 | 1110.96 | -1.1332 | -2.1 | -1.8938 | 0.7606 | 5.9328 | -2.8046 | -23.68 | -3.5919 | 0.78724 | -14.7402 | -1.9782 | -37.45 | -1.2945 | -0.68368 | -43.6796 | -1.1332 | -2.1 | -1.8938 | 0.7606 | 5.9328 | -1.0319 | -2.7 | -1.6818 | 0.64987 | 4.2537 | 0.064497 | 3.1652 | 0.63318 | 4.082 | 71.6538 | -0.073085 | -0.18089 | -0.12759 | -0.073085 | -0.066555 | -0.13544 | -1.5273 | -2.4154 | -0.13544 | -0.17414 | 0.38265 | -0.9507 | -2.8172 | 0.38265 | 0.27435 | 0.064497 | 3.1652 | 0.63318 | 4.082 | 71.6538 | -0.073085 | -0.18089 | -0.12759 | -0.073085 | -0.066555 | -0.13544 | -1.5273 | -2.4154 | -0.13544 | -0.17414 | 0.38265 | -0.9507 | -2.8172 | 0.38265 | 0.27435
266 | 0.38 | 0.21 | South/Central | GA | Atlanta-Hartsfield-Jackson.Intl.AP.722190 | 3 | 4874954 | 49.4052 | 9.8072 | 63.6115 | 49.2888 | 14.3227 | 1115.05 | -1.4546 | -6.19 | -2.2236 | 0.76898 | 2.0445 | -3.1261 | -27.77 | -3.9217 | 0.79563 | -18.6286 | -2.2996 | -41.54 | -1.6243 | -0.67529 | -47.5679 | -1.4546 | -6.19 | -2.2236 | 0.76898 | 2.0445 | -1.3534 | -6.79 | -2.0116 | 0.65826 | 0.36537 | 0.064497 | 3.1865 | 0.63254 | 4.1028 | 71.9176 | -0.093818 | -0.20162 | -0.14832 | -0.093818 | -0.087289 | -0.39924 | -1.7911 | -2.6792 | -0.39924 | -0.43794 | 0.13186 | -1.2015 | -3.068 | 0.13186 | 0.023565 | 0.064497 | 3.1865 | 0.63254 | 4.1028 | 71.9176 | -0.093818 | -0.20162 | -0.14832 | -0.093818 | -0.087289 | -0.39924 | -1.7911 | -2.6792 | -0.39924 | -0.43794 | 0.13186 | -1.2015 | -3.068 | 0.13186 | 0.023565
267 | 0.39 | 0.21 | South/Central | GA | Atlanta-Hartsfield-Jackson.Intl.AP.722190 | 3 | 4874954 | 49.7357 | 9.8066 | 63.9507 | 49.6186 | 14.3321 | 1119.66 | -1.7937 | -10.8 | -2.5533 | 0.7596 | -2.5472 | -3.4652 | -32.38 | -4.2515 | 0.78624 | -23.2202 | -2.6388 | -46.15 | -1.9541 | -0.68468 | -52.1595 | -1.7937 | -10.8 | -2.5533 | 0.7596 | -2.5472 | -1.6925 | -11.4 | -2.3414 | 0.64887 | -4.2263 | 0.064497 | 3.2078 | 0.6325 | 4.1246 | 72.2149 | -0.11569 | -0.2235 | -0.17019 | -0.11569 | -0.10916 | -0.69657 | -2.0884 | -2.9765 | -0.69657 | -0.73527 | -0.16429 | -1.4976 | -3.3641 | -0.16429 | -0.27258 | 0.064497 | 3.2078 | 0.6325 | 4.1246 | 72.2149 | -0.11569 | -0.2235 | -0.17019 | -0.11569 | -0.10916 | -0.69657 | -2.0884 | -2.9765 | -0.69657 | -0.73527 | -0.16429 | -1.4976 | -3.3641 | -0.16429 | -0.27258
268 | 0.4 | 0.21 | South/Central | GA | Atlanta-Hartsfield-Jackson.Intl.AP.722190 | 3 | 4874954 | 50.0661 | 9.7971 | 64.2724 | 49.9482 | 14.3242 | 1123.75 | -2.1154 | -14.89 | -2.883 | 0.76755 | -6.4503 | -3.7869 | -36.47 | -4.5811 | 0.79419 | -27.1233 | -2.9605 | -50.24 | -2.2837 | -0.67673 | -56.0626 | -2.1154 | -14.89 | -2.883 | 0.76755 | -6.4503 | -2.0142 | -15.49 | -2.671 | 0.65682 | -8.1293 | 0.064497 | 3.2291 | 0.63189 | 4.1454 | 72.4787 | -0.13644 | -0.24425 | -0.19094 | -0.13644 | -0.12991 | -0.96036 | -2.3522 | -3.2403 | -0.96036 | -0.99906 | -0.41602 | -1.7494 | -3.6159 | -0.41602 | -0.52432 | 0.064497 | 3.2291 | 0.63189 | 4.1454 | 72.4787 | -0.13644 | -0.24425 | -0.19094 | -0.13644 | -0.12991 | -0.96036 | -2.3522 | -3.2403 | -0.96036 | -0.99906 | -0.41602 | -1.7494 | -3.6159 | -0.41602 | -0.52432
Double | Double | Double | South/Central | GA | Atlanta-Hartsfield-Jackson.Intl.AP.722190 | 3 | 4874954 | 47.3878 | 13.1181 | 66.2784 | 47.2763 | 19.002 | 1228.88 | -4.1214 | -120.02 | -0.21108 | -3.9103 | -157.7861 | -5.7929 | -141.6 | -1.9092 | -3.8837 | -178.4591 | -4.9664 | -155.37 | 0.38817 | -5.3546 | -207.3985 | -4.1214 | -120.02 | -0.21108 | -3.9103 | -157.7861 | -4.0202 | -120.62 | 0.00088733 | -4.0211 | -159.4652 | 0.064497 | 3.0564 | 0.84608 | 4.2748 | 79.2593 | -0.26582 | -0.37363 | -0.32032 | -0.26582 | -0.25929 | -7.741 | -9.1328 | -10.0209 | -7.741 | -7.7797 | -10.1768 | -11.5101 | -13.3766 | -10.1768 | -10.2851 | 0.064497 | 3.0564 | 0.84608 | 4.2748 | 79.2593 | -0.26582 | -0.37363 | -0.32032 | -0.26582 | -0.25929 | -7.741 | -9.1328 | -10.0209 | -7.741 | -7.7797 | -10.1768 | -11.5101 | -13.3766 | -10.1768 | -10.2851
Single | Single | Single | South/Central | GA | Atlanta-Hartsfield-Jackson.Intl.AP.722190 | 3 | 4874954 | 58.1601 | 15.05 | 79.9944 | 58.0242 | 21.9702 | 1458.48 | -17.8374 | -349.62 | -10.9589 | -6.8785 | -413.0358 | -19.5089 | -371.2 | -12.6571 | -6.8518 | -433.7088 | -18.6824 | -384.97 | -10.3597 | -8.3228 | -462.6481 | -17.8374 | -349.62 | -10.9589 | -6.8785 | -413.0358 | -17.7362 | -350.22 | -10.747 | -6.9892 | -414.7148 | 0.064497 | 3.7512 | 0.97068 | 5.1594 | 94.0679 | -1.1505 | -1.2583 | -1.205 | -1.1505 | -1.1439 | -22.5495 | -23.9414 | -24.8295 | -22.5495 | -22.5882 | -26.6397 | -27.973 | -29.8395 | -26.6397 | -26.7479 | 0.064497 | 3.7512 | 0.97068 | 5.1594 | 94.0679 | -1.1505 | -1.2583 | -1.205 | -1.1505 | -1.1439 | -22.5495 | -23.9414 | -24.8295 | -22.5495 | -22.5882 | -26.6397 | -27.973 | -29.8395 | -26.6397 | -26.7479
1 | 0.35 | 0.47 | South/Central | AL | Birmingham.Muni.AP.722280 | 3 | 3613104 | 37.5187 | 13.3791 | 56.2387 | 37.0195 | 19.2192 | 1178.37 | 0.432 | -43.54 | 3.1641 | -2.7321 | -67.8674 | -1.058 | -64.72 | 1.6535 | -2.7115 | -86.3809 | -0.44203 | -82.93 | 3.7577 | -4.1998 | -118.4787 | 0.432 | -43.54 | 3.1641 | -2.7321 | -67.8674 | 0.52225 | -44.19 | 3.3596 | -2.8374 | -69.5404 | 0.047803 | 1.7935 | 0.63956 | 2.6884 | 56.3291 | 0.020651 | -0.050575 | -0.02113 | 0.020651 | 0.024965 | -2.0813 | -3.0938 | -3.9643 | -2.0813 | -2.1124 | -3.2442 | -4.1292 | -5.6636 | -3.2442 | -3.3242 | 0.047803 | 1.7935 | 0.63956 | 2.6884 | 56.3291 | 0.020651 | -0.050575 | -0.02113 | 0.020651 | 0.024965 | -2.0813 | -3.0938 | -3.9643 | -2.0813 | -2.1124 | -3.2442 | -4.1292 | -5.6636 | -3.2442 | -3.3242
2 | 0.35 | 0.42 | South/Central | AL | Birmingham.Muni.AP.722280 | 3 | 3613104 | 38.4152 | 12.7069 | 56.2522 | 37.9041 | 18.3481 | 1162.7 | 0.41851 | -27.87 | 2.2795 | -1.861 | -44.6392 | -1.0715 | -49.05 | 0.76893 | -1.8404 | -63.1527 | -0.45552 | -67.26 | 2.8731 | -3.3287 | -95.2505 | 0.41851 | -27.87 | 2.2795 | -1.861 | -44.6392 | 0.50876 | -28.52 | 2.475 | -1.9663 | -46.3123 | 0.047803 | 1.8363 | 0.60742 | 2.689 | 55.58 | 0.020006 | -0.05122 | -0.021775 | 0.020006 | 0.02432 | -1.3323 | -2.3447 | -3.2152 | -1.3323 | -1.3633 | -2.1339 | -3.0189 | -4.5532 | -2.1339 | -2.2138 | 0.047803 | 1.8363 | 0.60742 | 2.689 | 55.58 | 0.020006 | -0.05122 | -0.021775 | 0.020006 | 0.02432 | -1.3323 | -2.3447 | -3.2152 | -1.3323 | -1.3633 | -2.1339 | -3.0189 | -4.5532 | -2.1339 | -2.2138
3 | 0.35 | 0.37 | South/Central | AL | Birmingham.Muni.AP.722280 | 3 | 3613104 | 39.3186 | 12.1153 | 56.3688 | 38.7956 | 17.5732 | 1150.26 | 0.30195 | -15.43 | 1.388 | -1.0861 | -25.3124 | -1.1881 | -36.61 | -0.12256 | -1.0655 | -43.826 | -0.57207 | -54.82 | 1.9816 | -2.5537 | -75.9237 | 0.30195 | -15.43 | 1.388 | -1.0861 | -25.3124 | 0.3922 | -16.08 | 1.5835 | -1.1913 | -26.9855 | 0.047803 | 1.8795 | 0.57914 | 2.6946 | 54.9853 | 0.014434 | -0.056792 | -0.027347 | 0.014434 | 0.018748 | -0.73759 | -1.7501 | -2.6205 | -0.73759 | -0.76866 | -1.21 | -2.095 | -3.6293 | -1.21 | -1.29 | 0.047803 | 1.8795 | 0.57914 | 2.6946 | 54.9853 | 0.014434 | -0.056792 | -0.027347 | 0.014434 | 0.018748 | -0.73759 | -1.7501 | -2.6205 | -0.73759 | -0.76866 | -1.21 | -2.095 | -3.6293 | -1.21 | -1.29
4 | 0.35 | 0.32 | South/Central | AL | Birmingham.Muni.AP.722280 | 3 | 3613104 | 40.3024 | 11.5326 | 56.5684 | 39.7663 | 16.802 | 1139.09 | 0.10234 | -4.26 | 0.41726 | -0.31492 | -7.1506 | -1.3877 | -25.44 | -1.0933 | -0.29434 | -25.6641 | -0.77169 | -43.65 | 1.0109 | -1.7826 | -57.7619 | 0.10234 | -4.26 | 0.41726 | -0.31492 | -7.1506 | 0.19259 | -4.91 | 0.61278 | -0.42019 | -8.8236 | 0.047803 | 1.9266 | 0.55129 | 2.7041 | 54.4514 | 0.004892 | -0.066334 | -0.036889 | 0.004892 | 0.0092063 | -0.20364 | -1.2161 | -2.0866 | -0.20364 | -0.23471 | -0.34181 | -1.2268 | -2.7612 | -0.34181 | -0.42179 | 0.047803 | 1.9266 | 0.55129 | 2.7041 | 54.4514 | 0.004892 | -0.066334 | -0.036889 | 0.004892 | 0.0092063 | -0.20364 | -1.2161 | -2.0866 | -0.20364 | -0.23471 | -0.34181 | -1.2268 | -2.7612 | -0.34181 | -0.42179
5 | 0.35 | 0.27 | South/Central | AL | Birmingham.Muni.AP.722280 | 3 | 3613104 | 40.9716 | 11.1704 | 56.7353 | 40.4266 | 16.3086 | 1132.51 | -0.064556 | 2.32 | -0.24305 | 0.1785 | 3.9691 | -1.5546 | -18.86 | -1.7536 | 0.19908 | -14.5445 | -0.93858 | -37.07 | 0.35057 | -1.2892 | -46.6422 | -0.064556 | 2.32 | -0.24305 | 0.1785 | 3.9691 | 0.025695 | 1.67 | -0.047533 | 0.073228 | 2.296 | 0.047803 | 1.9585 | 0.53398 | 2.7121 | 54.1368 | -0.0030859 | -0.074312 | -0.044867 | -0.0030859 | 0.0012283 | 0.1109 | -0.90156 | -1.772 | 0.1109 | 0.07983 | 0.18973 | -0.69526 | -2.2296 | 0.18973 | 0.10975 | 0.047803 | 1.9585 | 0.53398 | 2.7121 | 54.1368 | -0.0030859 | -0.074312 | -0.044867 | -0.0030859 | 0.0012283 | 0.1109 | -0.90156 | -1.772 | 0.1109 | 0.07983 | 0.18973 | -0.69526 | -2.2296 | 0.18973 | 0.10975
6 | 0.35 | 0.23 | South/Central | AL | Birmingham.Muni.AP.722280 | 3 | 3613104 | 41.3765 | 10.9955 | 56.8699 | 40.8262 | 16.0437 | 1129.6 | -0.19921 | 5.23 | -0.64258 | 0.44337 | 9.3617 | -1.6892 | -15.95 | -2.1532 | 0.46396 | -9.1519 | -1.0732 | -34.16 | -0.04896 | -1.0243 | -41.2496 | -0.19921 | 5.23 | -0.64258 | 0.44337 | 9.3617 | -0.10896 | 4.58 | -0.44706 | 0.3381 | 7.6886 | 0.047803 | 1.9779 | 0.52561 | 2.7185 | 53.9977 | -0.0095227 | -0.080749 | -0.051303 | -0.0095227 | -0.0052084 | 0.25001 | -0.76245 | -1.6329 | 0.25001 | 0.21894 | 0.44751 | -0.43748 | -1.9718 | 0.44751 | 0.36753 | 0.047803 | 1.9779 | 0.52561 | 2.7185 | 53.9977 | -0.0095227 | -0.080749 | -0.051303 | -0.0095227 | -0.0052084 | 0.25001 | -0.76245 | -1.6329 | 0.25001 | 0.21894 | 0.44751 | -0.43748 | -1.9718 | 0.44751 | 0.36753
7 | 0.35 | 0.19 | South/Central | AL | Birmingham.Muni.AP.722280 | 3 | 3613104 | 42.3494 | 10.4862 | 57.1607 | 41.7862 | 15.3745 | 1121.62 | -0.49001 | 13.21 | -1.6026 | 1.1126 | 23.6194 | -1.98 | -7.97 | -3.1132 | 1.1332 | 5.1058 | -1.364 | -26.18 | -1.009 | -0.35503 | -26.992 | -0.49001 | 13.21 | -1.6026 | 1.1126 | 23.6194 | -0.39975 | 12.56 | -1.4071 | 1.0074 | 21.9463 | 0.047803 | 2.0244 | 0.50127 | 2.7324 | 53.6163 | -0.023423 | -0.09465 | -0.065204 | -0.023423 | -0.019109 | 0.63147 | -0.38099 | -1.2515 | 0.63147 | 0.6004 | 1.1291 | 0.24407 | -1.2903 | 1.1291 | 1.0491 | 0.047803 | 2.0244 | 0.50127 | 2.7324 | 53.6163 | -0.023423 | -0.09465 | -0.065204 | -0.023423 | -0.019109 | 0.63147 | -0.38099 | -1.2515 | 0.63147 | 0.6004 | 1.1291 | 0.24407 | -1.2903 | 1.1291 | 1.0491
8 | 0.35 | 0.17 | South/Central | AL | Birmingham.Muni.AP.722280 | 3 | 3613104 | 42.8685 | 10.2329 | 57.3369 | 42.2984 | 15.0385 | 1118.06 | -0.66618 | 16.77 | -2.1148 | 1.4487 | 30.3921 | -2.1562 | -4.41 | -3.6254 | 1.4692 | 11.8785 | -1.5402 | -22.62 | -1.5212 | -0.018998 | -20.2192 | -0.66618 | 16.77 | -2.1148 | 1.4487 | 30.3921 | -0.57593 | 16.12 | -1.9193 | 1.3434 | 28.719 | 0.047803 | 2.0492 | 0.48916 | 2.7408 | 53.4461 | -0.031845 | -0.10307 | -0.073626 | -0.031845 | -0.027531 | 0.80165 | -0.21081 | -1.0813 | 0.80165 | 0.77058 | 1.4528 | 0.56782 | -0.96653 | 1.4528 | 1.3728 | 0.047803 | 2.0492 | 0.48916 | 2.7408 | 53.4461 | -0.031845 | -0.10307 | -0.073626 | -0.031845 | -0.027531 | 0.80165 | -0.21081 | -1.0813 | 0.80165 | 0.77058 | 1.4528 | 0.56782 | -0.96653 | 1.4528 | 1.3728
9 | 0.33 | 0.47 | South/Central | AL | Birmingham.Muni.AP.722280 | 3 | 3613104 | 36.9332 | 13.4057 | 55.6786 | 36.4416 | 19.237 | 1170.58 | 0.99213 | -35.75 | 3.742 | -2.7499 | -61.1782 | -0.49788 | -56.93 | 2.2314 | -2.7293 | -79.6917 | 0.1181 | -75.14 | 4.3357 | -4.2176 | -111.7895 | 0.99213 | -35.75 | 3.742 | -2.7499 | -61.1782 | 1.0824 | -36.4 | 3.9376 | -2.8552 | -62.8512 | 0.047803 | 1.7655 | 0.64083 | 2.6616 | 55.9567 | 0.047426 | -0.0238 | 0.0056455 | 0.047426 | 0.05174 | -1.7089 | -2.7214 | -3.5919 | -1.7089 | -1.74 | -2.9245 | -3.8095 | -5.3438 | -2.9245 | -3.0044 | 0.047803 | 1.7655 | 0.64083 | 2.6616 | 55.9567 | 0.047426 | -0.0238 | 0.0056455 | 0.047426 | 0.05174 | -1.7089 | -2.7214 | -3.5919 | -1.7089 | -1.74 | -2.9245 | -3.8095 | -5.3438 | -2.9245 | -3.0044
10 | 0.33 | 0.42 | South/Central | AL | Birmingham.Muni.AP.722280 | 3 | 3613104 | 37.8213 | 12.7331 | 55.6753 | 37.3179 | 18.3574 | 1154.51 | 0.99542 | -19.68 | 2.8657 | -1.8703 | -37.5064 | -0.49459 | -40.86 | 1.3551 | -1.8497 | -56.02 | 0.12139 | -59.07 | 3.4593 | -3.338 | -88.1177 | 0.99542 | -19.68 | 2.8657 | -1.8703 | -37.5064 | 1.0857 | -20.33 | 3.0612 | -1.9756 | -39.1795 | 0.047803 | 1.808 | 0.60867 | 2.6614 | 55.1885 | 0.047583 | -0.023643 | 0.0058026 | 0.047583 | 0.051898 | -0.94075 | -1.9532 | -2.8237 | -0.94075 | -0.97183 | -1.7929 | -2.6779 | -4.2123 | -1.7929 | -1.8729 | 0.047803 | 1.808 | 0.60867 | 2.6614 | 55.1885 | 0.047583 | -0.023643 | 0.0058026 | 0.047583 | 0.051898 | -0.94075 | -1.9532 | -2.8237 | -0.94075 | -0.97183 | -1.7929 | -2.6779 | -4.2123 | -1.7929 | -1.8729
11 | 0.33 | 0.37 | South/Central | AL | Birmingham.Muni.AP.722280 | 3 | 3613104 | 38.7143 | 12.1412 | 55.7805 | 38.199 | 17.5815 | 1141.9 | 0.89017 | -7.07 | 1.9846 | -1.0944 | -18.0088 | -0.59984 | -28.25 | 0.47396 | -1.0738 | -36.5224 | 0.016139 | -46.46 | 2.5782 | -2.562 | -68.6201 | 0.89017 | -7.07 | 1.9846 | -1.0944 | -18.0088 | 0.98042 | -7.72 | 2.1801 | -1.1997 | -19.6819 | 0.047803 | 1.8506 | 0.58038 | 2.6665 | 54.5857 | 0.042552 | -0.028674 | 0.00077147 | 0.042552 | 0.046866 | -0.33796 | -1.3504 | -2.2209 | -0.33796 | -0.36904 | -0.86087 | -1.7459 | -3.2802 | -0.86087 | -0.94084 | 0.047803 | 1.8506 | 0.58038 | 2.6665 | 54.5857 | 0.042552 | -0.028674 | 0.00077147 | 0.042552 | 0.046866 | -0.33796 | -1.3504 | -2.2209 | -0.33796 | -0.36904 | -0.86087 | -1.7459 | -3.2802 | -0.86087 | -0.94084
12 | 0.33 | 0.32 | South/Central | AL | Birmingham.Muni.AP.722280 | 3 | 3613104 | 39.6978 | 11.5499 | 55.971 | 39.1695 | 16.8015 | 1130.44 | 0.69969 | 4.39 | 1.0141 | -0.31439 | 0.50753 | -0.79032 | -16.79 | -0.49651 | -0.29381 | -18.006 | -0.17434 | -35 | 1.6077 | -1.782 | -50.1038 | 0.69969 | 4.39 | 1.0141 | -0.31439 | 0.50753 | 0.78994 | 3.74 | 1.2096 | -0.41966 | -1.1656 | 0.047803 | 1.8977 | 0.55211 | 2.6756 | 54.0379 | 0.033447 | -0.037779 | -0.0083339 | 0.033447 | 0.037761 | 0.20985 | -0.8026 | -1.6731 | 0.20985 | 0.17878 | 0.024261 | -0.86073 | -2.3951 | 0.024261 | -0.055717 | 0.047803 | 1.8977 | 0.55211 | 2.6756 | 54.0379 | 0.033447 | -0.037779 | -0.0083339 | 0.033447 | 0.037761 | 0.20985 | -0.8026 | -1.6731 | 0.20985 | 0.17878 | 0.024261 | -0.86073 | -2.3951 | 0.024261 | -0.055717
13 | 0.33 | 0.27 | South/Central | AL | Birmingham.Muni.AP.722280 | 3 | 3613104 | 40.3581 | 11.1955 | 56.1369 | 39.8211 | 16.3158 | 1123.98 | 0.53382 | 10.85 | 0.36252 | 0.1713 | 11.4327 | -0.95618 | -10.33 | -1.1481 | 0.19188 | -7.0808 | -0.34021 | -28.54 | 0.95614 | -1.2963 | -39.1786 | 0.53382 | 10.85 | 0.36252 | 0.1713 | 11.4327 | 0.62407 | 10.2 | 0.55804 | 0.066031 | 9.7597 | 0.047803 | 1.9292 | 0.53517 | 2.6835 | 53.7291 | 0.025518 | -0.045708 | -0.016263 | 0.025518 | 0.029832 | 0.51866 | -0.4938 | -1.3643 | 0.51866 | 0.48759 | 0.54651 | -0.33848 | -1.8728 | 0.54651 | 0.46654 | 0.047803 | 1.9292 | 0.53517 | 2.6835 | 53.7291 | 0.025518 | -0.045708 | -0.016263 | 0.025518 | 0.029832 | 0.51866 | -0.4938 | -1.3643 | 0.51866 | 0.48759 | 0.54651 | -0.33848 | -1.8728 | 0.54651 | 0.46654
14 | 0.33 | 0.23 | South/Central | AL | Birmingham.Muni.AP.722280 | 3 | 3613104 | 40.7664 | 11.015 | 56.2694 | 40.224 | 16.0453 | 1120.94 | 0.40135 | 13.89 | -0.040416 | 0.44176 | 17.0032 | -1.0887 | -7.29 | -1.551 | 0.46234 | -1.5103 | -0.47268 | -25.5 | 0.55321 | -1.0259 | -33.6081 | 0.40135 | 13.89 | -0.040416 | 0.44176 | 17.0032 | 0.4916 | 13.24 | 0.1551 | 0.33649 | 15.3301 | 0.047803 | 1.9487 | 0.52654 | 2.6898 | 53.5838 | 0.019185 | -0.052041 | -0.022595 | 0.019185 | 0.0235 | 0.66398 | -0.34848 | -1.219 | 0.66398 | 0.63291 | 0.8128 | -0.072198 | -1.6066 | 0.8128 | 0.73282 | 0.047803 | 1.9487 | 0.52654 | 2.6898 | 53.5838 | 0.019185 | -0.052041 | -0.022595 | 0.019185 | 0.0235 | 0.66398 | -0.34848 | -1.219 | 0.66398 | 0.63291 | 0.8128 | -0.072198 | -1.6066 | 0.8128 | 0.73282
15 | 0.33 | 0.19 | South/Central | AL | Birmingham.Muni.AP.722280 | 3 | 3613104 | 41.7382 | 10.5016 | 56.555 | 41.183 | 15.372 | 1112.82 | 0.11571 | 22.01 | -0.99938 | 1.1151 | 31.4366 | -1.3743 | 0.83 | -2.51 | 1.1357 | 12.9231 | -0.75832 | -17.38 | -0.40576 | -0.35255 | -19.1747 | 0.11571 | 22.01 | -0.99938 | 1.1151 | 31.4366 | 0.20596 | 21.36 | -0.80386 | 1.0098 | 29.7636 | 0.047803 | 1.9952 | 0.502 | 2.7035 | 53.1956 | 0.0055313 | -0.065695 | -0.036249 | 0.0055313 | 0.0098455 | 1.0521 | 0.039676 | -0.83081 | 1.0521 | 1.0211 | 1.5028 | 0.61776 | -0.9166 | 1.5028 | 1.4228 | 0.047803 | 1.9952 | 0.502 | 2.7035 | 53.1956 | 0.0055313 | -0.065695 | -0.036249 | 0.0055313 | 0.0098455 | 1.0521 | 0.039676 | -0.83081 | 1.0521 | 1.0211 | 1.5028 | 0.61776 | -0.9166 | 1.5028 | 1.4228
16 | 0.33 | 0.17 | South/Central | AL | Birmingham.Muni.AP.722280 | 3 | 3613104 | 42.2573 | 10.2426 | 56.7251 | 41.6952 | 15.0299 | 1109.06 | -0.054423 | 25.77 | -1.5116 | 1.4572 | 38.4489 | -1.5444 | 4.59 | -3.0222 | 1.4777 | 19.9353 | -0.92845 | -13.62 | -0.91796 | -0.010487 | -12.1624 | -0.054423 | 25.77 | -1.5116 | 1.4572 | 38.4489 | 0.035828 | 25.12 | -1.3161 | 1.3519 | 36.7758 | 0.047803 | 2.02 | 0.48962 | 2.7116 | 53.0159 | -0.0026016 | -0.073828 | -0.044382 | -0.0026016 | 0.0017127 | 1.2319 | 0.21941 | -0.65107 | 1.2319 | 1.2008 | 1.838 | 0.95296 | -0.58139 | 1.838 | 1.758 | 0.047803 | 2.02 | 0.48962 | 2.7116 | 53.0159 | -0.0026016 | -0.073828 | -0.044382 | -0.0026016 | 0.0017127 | 1.2319 | 0.21941 | -0.65107 | 1.2319 | 1.2008 | 1.838 | 0.95296 | -0.58139 | 1.838 | 1.758
17 | 0.3 | 0.47 | South/Central | AL | Birmingham.Muni.AP.722280 | 3 | 3613104 | 36.037 | 13.4606 | 54.8281 | 35.557 | 19.2711 | 1158.87 | 1.8426 | -24.04 | 4.6266 | -2.784 | -51.2125 | 0.35256 | -45.22 | 3.116 | -2.7635 | -69.7261 | 0.96854 | -63.43 | 5.2202 | -4.2517 | -101.8238 | 1.8426 | -24.04 | 4.6266 | -2.784 | -51.2125 | 1.9328 | -24.69 | 4.8221 | -2.8893 | -52.8856 | 0.047803 | 1.7227 | 0.64345 | 2.6209 | 55.3969 | 0.088079 | 0.016853 | 0.046298 | 0.088079 | 0.092393 | -1.1492 | -2.1616 | -3.0321 | -1.1492 | -1.1802 | -2.4481 | -3.3331 | -4.8674 | -2.4481 | -2.5281 | 0.047803 | 1.7227 | 0.64345 | 2.6209 | 55.3969 | 0.088079 | 0.016853 | 0.046298 | 0.088079 | 0.092393 | -1.1492 | -2.1616 | -3.0321 | -1.1492 | -1.1802 | -2.4481 | -3.3331 | -4.8674 | -2.4481 | -2.5281
18 | 0.3 | 0.42 | South/Central | AL | Birmingham.Muni.AP.722280 | 3 | 3613104 | 36.9155 | 12.7792 | 54.8056 | 36.4238 | 18.3819 | 1142.36 | 1.8651 | -7.53 | 3.7598 | -1.8948 | -27.0348 | 0.37506 | -28.71 | 2.2492 | -1.8742 | -45.5484 | 0.99104 | -46.92 | 4.3534 | -3.3624 | -77.6461 | 1.8651 | -7.53 | 3.7598 | -1.8948 | -27.0348 | 1.9553 | -8.18 | 3.9553 | -2 | -28.7079 | 0.047803 | 1.7647 | 0.61088 | 2.6198 | 54.6077 | 0.089155 | 0.017929 | 0.047374 | 0.089155 | 0.093469 | -0.35995 | -1.3724 | -2.2429 | -0.35995 | -0.39102 | -1.2923 | -2.1773 | -3.7117 | -1.2923 | -1.3723 | 0.047803 | 1.7647 | 0.61088 | 2.6198 | 54.6077 | 0.089155 | 0.017929 | 0.047374 | 0.089155 | 0.093469 | -0.35995 | -1.3724 | -2.2429 | -0.35995 | -0.39102 | -1.2923 | -2.1773 | -3.7117 | -1.2923 | -1.3723
19 | 0.3 | 0.37 | South/Central | AL | Birmingham.Muni.AP.722280 | 3 | 3613104 | 37.7985 | 12.1865 | 54.8998 | 37.2951 | 17.6047 | 1129.57 | 1.7709 | 5.26 | 2.8885 | -1.1175 | -7.3605 | 0.28093 | -15.92 | 1.3779 | -1.097 | -25.874 | 0.89691 | -34.13 | 3.4821 | -2.5852 | -57.9718 | 1.7709 | 5.26 | 2.8885 | -1.1175 | -7.3605 | 1.8612 | 4.61 | 3.084 | -1.2228 | -9.0336 | 0.047803 | 1.8069 | 0.58255 | 2.6243 | 53.9963 | 0.084655 | 0.013429 | 0.042875 | 0.084655 | 0.08897 | 0.25144 | -0.76102 | -1.6315 | 0.25144 | 0.22037 | -0.35185 | -1.2368 | -2.7712 | -0.35185 | -0.43183 | 0.047803 | 1.8069 | 0.58255 | 2.6243 | 53.9963 | 0.084655 | 0.013429 | 0.042875 | 0.084655 | 0.08897 | 0.25144 | -0.76102 | -1.6315 | 0.25144 | 0.22037 | -0.35185 | -1.2368 | -2.7712 | -0.35185 | -0.43183
20 | 0.3 | 0.32 | South/Central | AL | Birmingham.Muni.AP.722280 | 3 | 3613104 | 38.7808 | 11.5885 | 55.0823 | 38.2645 | 16.8178 | 1117.87 | 1.5884 | 16.96 | 1.9191 | -0.33071 | 11.441 | 0.098375 | -4.22 | 0.40851 | -0.31013 | -7.0725 | 0.71435 | -22.43 | 2.5127 | -1.7984 | -39.1703 | 1.5884 | 16.96 | 1.9191 | -0.33071 | 11.441 | 1.6786 | 16.31 | 2.1146 | -0.43598 | 9.7679 | 0.047803 | 1.8538 | 0.55396 | 2.6331 | 53.437 | 0.075929 | 0.0047026 | 0.034148 | 0.075929 | 0.080243 | 0.81073 | -0.20173 | -1.0722 | 0.81073 | 0.77966 | 0.54691 | -0.33809 | -1.8724 | 0.54691 | 0.46693 | 0.047803 | 1.8538 | 0.55396 | 2.6331 | 53.437 | 0.075929 | 0.0047026 | 0.034148 | 0.075929 | 0.080243 | 0.81073 | -0.20173 | -1.0722 | 0.81073 | 0.77966 | 0.54691 | -0.33809 | -1.8724 | 0.54691 | 0.46693
21 | 0.3 | 0.27 | South/Central | AL | Birmingham.Muni.AP.722280 | 3 | 3613104 | 39.4281 | 11.2309 | 55.2266 | 38.9031 | 16.3234 | 1110.95 | 1.4441 | 23.88 | 1.2805 | 0.16366 | 22.8763 | -0.045859 | 2.7 | -0.2301 | 0.18424 | 4.3627 | 0.57012 | -15.51 | 1.8741 | -1.304 | -27.735 | 1.4441 | 23.88 | 1.2805 | 0.16366 | 22.8763 | 1.5344 | 23.23 | 1.476 | 0.058392 | 21.2032 | 0.047803 | 1.8848 | 0.53686 | 2.64 | 53.1062 | 0.069034 | -0.0021922 | 0.027253 | 0.069034 | 0.073348 | 1.1415 | 0.12907 | -0.74142 | 1.1415 | 1.1105 | 1.0935 | 0.20855 | -1.3258 | 1.0935 | 1.0136 | 0.047803 | 1.8848 | 0.53686 | 2.64 | 53.1062 | 0.069034 | -0.0021922 | 0.027253 | 0.069034 | 0.073348 | 1.1415 | 0.12907 | -0.74142 | 1.1415 | 1.1105 | 1.0935 | 0.20855 | -1.3258 | 1.0935 | 1.0136
22 | 0.3 | 0.23 | South/Central | AL | Birmingham.Muni.AP.722280 | 3 | 3613104 | 39.8372 | 11.0404 | 55.349 | 39.3068 | 16.0422 | 1107.57 | 1.3217 | 27.26 | 0.87676 | 0.44494 | 28.8658 | -0.1683 | 6.08 | -0.63383 | 0.46553 | 10.3523 | 0.44768 | -12.13 | 1.4704 | -1.0227 | -21.7455 | 1.3217 | 27.26 | 0.87676 | 0.44494 | 28.8658 | 1.412 | 26.61 | 1.0723 | 0.33967 | 27.1927 | 0.047803 | 1.9043 | 0.52776 | 2.6458 | 52.9446 | 0.063181 | -0.0080452 | 0.0214 | 0.063181 | 0.067495 | 1.3031 | 0.29064 | -0.57984 | 1.3031 | 1.272 | 1.3799 | 0.49486 | -1.0395 | 1.3799 | 1.2999 | 0.047803 | 1.9043 | 0.52776 | 2.6458 | 52.9446 | 0.063181 | -0.0080452 | 0.0214 | 0.063181 | 0.067495 | 1.3031 | 0.29064 | -0.57984 | 1.3031 | 1.272 | 1.3799 | 0.49486 | -1.0395 | 1.3799 | 1.2999
23 | 0.3 | 0.19 | South/Central | AL | Birmingham.Muni.AP.722280 | 3 | 3613104 | 40.8082 | 10.522 | 55.6262 | 40.265 | 15.3612 | 1099.19 | 1.0445 | 35.64 | -0.08142 | 1.1259 | 43.6136 | -0.44548 | 14.46 | -1.592 | 1.1465 | 25.1 | 0.1705 | -3.75 | 0.5122 | -0.3417 | -6.9978 | 1.0445 | 35.64 | -0.08142 | 1.1259 | 43.6136 | 1.1348 | 34.99 | 0.1141 | 1.0207 | 41.9405 | 0.047803 | 1.9507 | 0.50298 | 2.6591 | 52.5441 | 0.049931 | -0.021295 | 0.0081503 | 0.049931 | 0.054245 | 1.7037 | 0.69122 | -0.17926 | 1.7037 | 1.6726 | 2.0848 | 1.1998 | -0.33451 | 2.0848 | 2.0049 | 0.047803 | 1.9507 | 0.50298 | 2.6591 | 52.5441 | 0.049931 | -0.021295 | 0.0081503 | 0.049931 | 0.054245 | 1.7037 | 0.69122 | -0.17926 | 1.7037 | 1.6726 | 2.0848 | 1.1998 | -0.33451 | 2.0848 | 2.0049
24 | 0.3 | 0.17 | South/Central | AL | Birmingham.Muni.AP.722280 | 3 | 3613104 | 41.3273 | 10.2641 | 55.7967 | 40.7772 | 15.0195 | 1095.44 | 0.87403 | 39.39 | -0.59362 | 1.4677 | 50.6113 | -0.61598 | 18.21 | -2.1042 | 1.4882 | 32.0978 | 0 | 0 | 0 | 0 | 0 | 0.87403 | 39.39 | -0.59362 | 1.4677 | 50.6113 | 0.96428 | 38.74 | -0.3981 | 1.3624 | 48.9382 | 0.047803 | 1.9755 | 0.49065 | 2.6672 | 52.3648 | 0.041781 | -0.029445 | 0 | 0.041781 | 0.046095 | 1.8829 | 0.87048 | 0 | 1.8829 | 1.8519 | 2.4193 | 1.5344 | 0 | 2.4193 | 2.3394 | 0.047803 | 1.9755 | 0.49065 | 2.6672 | 52.3648 | 0.041781 | -0.029445 | 0 | 0.041781 | 0.046095 | 1.8829 | 0.87048 | 0 | 1.8829 | 1.8519 | 2.4193 | 1.5344 | 0 | 2.4193 | 2.3394
25 | 0.28 | 0.47 | South/Central | AL | Birmingham.Muni.AP.722280 | 3 | 3613104 | 35.6089 | 13.3508 | 54.2406 | 35.1344 | 19.1062 | 1147.36 | 2.4301 | -12.53 | 5.0492 | -2.6191 | -39.2632 | 0.94011 | -33.71 | 3.5386 | -2.5985 | -57.7767 | 1.5561 | -51.92 | 5.6428 | -4.0867 | -89.8745 | 2.4301 | -12.53 | 5.0492 | -2.6191 | -39.2632 | 2.5204 | -13.18 | 5.2447 | -2.7244 | -40.9362 | 0.047803 | 1.7022 | 0.6382 | 2.5928 | 54.8467 | 0.11617 | 0.044939 | 0.074385 | 0.11617 | 0.12048 | -0.59897 | -1.6114 | -2.4819 | -0.59897 | -0.63004 | -1.8769 | -2.7619 | -4.2962 | -1.8769 | -1.9569 | 0.047803 | 1.7022 | 0.6382 | 2.5928 | 54.8467 | 0.11617 | 0.044939 | 0.074385 | 0.11617 | 0.12048 | -0.59897 | -1.6114 | -2.4819 | -0.59897 | -0.63004 | -1.8769 | -2.7619 | -4.2962 | -1.8769 | -1.9569
26 | 0.28 | 0.42 | South/Central | AL | Birmingham.Muni.AP.722280 | 3 | 3613104 | 36.3411 | 12.7843 | 54.2155 | 35.8568 | 18.3587 | 1133.39 | 2.4552 | 1.44 | 4.3268 | -1.8716 | -18.8606 | 0.96524 | -19.74 | 2.8163 | -1.851 | -37.3741 | 1.5812 | -37.95 | 4.9205 | -3.3392 | -69.4719 | 2.4552 | 1.44 | 4.3268 | -1.8716 | -18.8606 | 2.5455 | 0.79 | 4.5224 | -1.9769 | -20.5337 | 0.047803 | 1.7372 | 0.61112 | 2.5916 | 54.1789 | 0.11737 | 0.046141 | 0.075586 | 0.11737 | 0.12168 | 0.068836 | -0.94362 | -1.8141 | 0.068836 | 0.037764 | -0.90158 | -1.7866 | -3.3209 | -0.90158 | -0.98156 | 0.047803 | 1.7372 | 0.61112 | 2.5916 | 54.1789 | 0.11737 | 0.046141 | 0.075586 | 0.11737 | 0.12168 | 0.068836 | -0.94362 | -1.8141 | 0.068836 | 0.037764 | -0.90158 | -1.7866 | -3.3209 | -0.90158 | -0.98156
27 | 0.28 | 0.37 | South/Central | AL | Birmingham.Muni.AP.722280 | 3 | 3613104 | 37.0771 | 12.2817 | 54.2833 | 36.5831 | 17.7002 | 1122.38 | 2.3874 | 12.45 | 3.6005 | -1.2131 | -2.0399 | 0.89737 | -8.73 | 2.0899 | -1.1925 | -20.5534 | 1.5134 | -26.94 | 4.1941 | -2.6808 | -52.6512 | 2.3874 | 12.45 | 3.6005 | -1.2131 | -2.0399 | 2.4776 | 11.8 | 3.796 | -1.3184 | -3.713 | 0.047803 | 1.7724 | 0.58709 | 2.5949 | 53.6526 | 0.11412 | 0.042897 | 0.072342 | 0.11412 | 0.11844 | 0.59514 | -0.41732 | -1.2878 | 0.59514 | 0.56407 | -0.097512 | -0.98251 | -2.5169 | -0.097512 | -0.17749 | 0.047803 | 1.7724 | 0.58709 | 2.5949 | 53.6526 | 0.11412 | 0.042897 | 0.072342 | 0.11412 | 0.11844 | 0.59514 | -0.41732 | -1.2878 | 0.59514 | 0.56407 | -0.097512 | -0.98251 | -2.5169 | -0.097512 | -0.17749
28 | 0.28 | 0.32 | South/Central | AL | Birmingham.Muni.AP.722280 | 3 | 3613104 | 37.9407 | 11.7489 | 54.4288 | 37.4352 | 16.9936 | 1111.61 | 2.2419 | 23.22 | 2.7483 | -0.50648 | 15.0813 | 0.75186 | 2.04 | 1.2378 | -0.4859 | -3.4323 | 1.3678 | -16.17 | 3.342 | -1.9741 | -35.53 | 2.2419 | 23.22 | 2.7483 | -0.50648 | 15.0813 | 2.3321 | 22.57 | 2.9439 | -0.61175 | 13.4082 | 0.047803 | 1.8137 | 0.56163 | 2.6018 | 53.1378 | 0.10717 | 0.035941 | 0.065386 | 0.10717 | 0.11148 | 1.11 | 0.097517 | -0.77297 | 1.11 | 1.0789 | 0.72092 | -0.16407 | -1.6984 | 0.72092 | 0.64095 | 0.047803 | 1.8137 | 0.56163 | 2.6018 | 53.1378 | 0.10717 | 0.035941 | 0.065386 | 0.10717 | 0.11148 | 1.11 | 0.097517 | -0.77297 | 1.11 | 1.0789 | 0.72092 | -0.16407 | -1.6984 | 0.72092 | 0.64095
29 | 0.28 | 0.27 | South/Central | AL | Birmingham.Muni.AP.722280 | 3 | 3613104 | 38.6266 | 11.3668 | 54.5776 | 38.1121 | 16.4655 | 1104.13 | 2.0931 | 30.7 | 2.0715 | 0.02161 | 27.3642 | 0.60308 | 9.52 | 0.56089 | 0.042193 | 8.8507 | 1.2191 | -8.69 | 2.6651 | -1.446 | -23.2471 | 2.0931 | 30.7 | 2.0715 | 0.02161 | 27.3642 | 2.1833 | 30.05 | 2.267 | -0.083659 | 25.6911 | 0.047803 | 1.8465 | 0.54336 | 2.6089 | 52.7802 | 0.10005 | 0.028829 | 0.058274 | 0.10005 | 0.10437 | 1.4675 | 0.45508 | -0.4154 | 1.4675 | 1.4365 | 1.3081 | 0.42308 | -1.1113 | 1.3081 | 1.2281 | 0.047803 | 1.8465 | 0.54336 | 2.6089 | 52.7802 | 0.10005 | 0.028829 | 0.058274 | 0.10005 | 0.10437 | 1.4675 | 0.45508 | -0.4154 | 1.4675 | 1.4365 | 1.3081 | 0.42308 | -1.1113 | 1.3081 | 1.2281
30 | 0.28 | 0.23 | South/Central | AL | Birmingham.Muni.AP.722280 | 3 | 3613104 | 39.1962 | 11.0605 | 54.7242 | 38.6741 | 16.0501 | 1098.67 | 1.9465 | 36.16 | 1.5095 | 0.43698 | 36.6469 | 0.45649 | 14.98 | -0.0010759 | 0.45756 | 18.1333 | 1.0725 | -3.23 | 2.1031 | -1.0307 | -13.9644 | 1.9465 | 36.16 | 1.5095 | 0.43698 | 36.6469 | 2.0367 | 35.51 | 1.705 | 0.33171 | 34.9738 | 0.047803 | 1.8737 | 0.52872 | 2.616 | 52.5192 | 0.093047 | 0.021821 | 0.051267 | 0.093047 | 0.097362 | 1.7285 | 0.71608 | -0.1544 | 1.7285 | 1.6975 | 1.7518 | 0.86682 | -0.66753 | 1.7518 | 1.6718 | 0.047803 | 1.8737 | 0.52872 | 2.616 | 52.5192 | 0.093047 | 0.021821 | 0.051267 | 0.093047 | 0.097362 | 1.7285 | 0.71608 | -0.1544 | 1.7285 | 1.6975 | 1.7518 | 0.86682 | -0.66753 | 1.7518 | 1.6718
31 | 0.28 | 0.19 | South/Central | AL | Birmingham.Muni.AP.722280 | 3 | 3613104 | 40.1549 | 10.542 | 54.9828 | 39.6201 | 15.3628 | 1089.91 | 1.6879 | 44.92 | 0.5635 | 1.1244 | 51.8031 | 0.19785 | 23.74 | -0.94709 | 1.1449 | 33.2895 | 0.81383 | 5.53 | 1.1571 | -0.34329 | 1.1918 | 1.6879 | 44.92 | 0.5635 | 1.1244 | 51.8031 | 1.7781 | 44.27 | 0.75902 | 1.0191 | 50.13 | 0.047803 | 1.9195 | 0.50394 | 2.6283 | 52.1005 | 0.080684 | 0.0094577 | 0.038903 | 0.080684 | 0.084998 | 2.1473 | 1.1348 | 0.26435 | 2.1473 | 2.1162 | 2.4763 | 1.5913 | 0.056969 | 2.4763 | 2.3963 | 0.047803 | 1.9195 | 0.50394 | 2.6283 | 52.1005 | 0.080684 | 0.0094577 | 0.038903 | 0.080684 | 0.084998 | 2.1473 | 1.1348 | 0.26435 | 2.1473 | 2.1162 | 2.4763 | 1.5913 | 0.056969 | 2.4763 | 2.3963
32 | 0.28 | 0.17 | South/Central | AL | Birmingham.Muni.AP.722280 | 3 | 3613104 | 40.6674 | 10.2896 | 55.1533 | 40.1259 | 15.0274 | 1086.28 | 1.5174 | 48.55 | 0.057719 | 1.4597 | 58.6292 | 0.027374 | 27.37 | -1.4529 | 1.4802 | 40.1156 | 0.64335 | 9.16 | 0.65134 | -0.0079886 | 8.0179 | 1.5174 | 48.55 | 0.057719 | 1.4597 | 58.6292 | 1.6076 | 47.9 | 0.25324 | 1.3544 | 56.9561 | 0.047803 | 1.944 | 0.49187 | 2.6365 | 51.9269 | 0.072535 | 0.0013085 | 0.030754 | 0.072535 | 0.076849 | 2.3208 | 1.3084 | 0.43787 | 2.3208 | 2.2897 | 2.8026 | 1.9176 | 0.38328 | 2.8026 | 2.7226 | 0.047803 | 1.944 | 0.49187 | 2.6365 | 51.9269 | 0.072535 | 0.0013085 | 0.030754 | 0.072535 | 0.076849 | 2.3208 | 1.3084 | 0.43787 | 2.3208 | 2.2897 | 2.8026 | 1.9176 | 0.38328 | 2.8026 | 2.7226
33 | 0.27 | 0.47 | South/Central | AL | Birmingham.Muni.AP.722280 | 3 | 3613104 | 35.3442 | 13.3405 | 53.9555 | 34.873 | 19.0825 | 1142.8 | 2.7152 | -7.97 | 5.3106 | -2.5954 | -34.9783 | 1.2252 | -29.15 | 3.8 | -2.5748 | -53.4918 | 1.8412 | -47.36 | 5.9042 | -4.063 | -85.5896 | 2.7152 | -7.97 | 5.3106 | -2.5954 | -34.9783 | 2.8054 | -8.62 | 5.5061 | -2.7006 | -36.6514 | 0.047803 | 1.6895 | 0.63771 | 2.5792 | 54.6287 | 0.12979 | 0.058566 | 0.088012 | 0.12979 | 0.13411 | -0.38099 | -1.3934 | -2.2639 | -0.38099 | -0.41206 | -1.672 | -2.557 | -4.0914 | -1.672 | -1.752 | 0.047803 | 1.6895 | 0.63771 | 2.5792 | 54.6287 | 0.12979 | 0.058566 | 0.088012 | 0.12979 | 0.13411 | -0.38099 | -1.3934 | -2.2639 | -0.38099 | -0.41206 | -1.672 | -2.557 | -4.0914 | -1.672 | -1.752
34 | 0.27 | 0.42 | South/Central | AL | Birmingham.Muni.AP.722280 | 3 | 3613104 | 36.0552 | 12.7878 | 53.9238 | 35.5747 | 18.3492 | 1128.99 | 2.7469 | 5.84 | 4.6089 | -1.8621 | -14.8723 | 1.2569 | -15.34 | 3.0984 | -1.8415 | -33.3859 | 1.8729 | -33.55 | 5.2026 | -3.3297 | -65.4836 | 2.7469 | 5.84 | 4.6089 | -1.8621 | -14.8723 | 2.8371 | 5.19 | 4.8045 | -1.9673 | -16.5454 | 0.047803 | 1.7235 | 0.61129 | 2.5777 | 53.9686 | 0.13131 | 0.060082 | 0.089528 | 0.13131 | 0.13562 | 0.27917 | -0.73329 | -1.6038 | 0.27917 | 0.2481 | -0.71093 | -1.5959 | -3.1303 | -0.71093 | -0.79091 | 0.047803 | 1.7235 | 0.61129 | 2.5777 | 53.9686 | 0.13131 | 0.060082 | 0.089528 | 0.13131 | 0.13562 | 0.27917 | -0.73329 | -1.6038 | 0.27917 | 0.2481 | -0.71093 | -1.5959 | -3.1303 | -0.71093 | -0.79091
35 | 0.27 | 0.37 | South/Central | AL | Birmingham.Muni.AP.722280 | 3 | 3613104 | 36.6615 | 12.3779 | 53.9743 | 36.1728 | 17.8015 | 1119.74 | 2.6964 | 15.09 | 4.0108 | -1.3144 | -0.80594 | 1.2064 | -6.09 | 2.5002 | -1.2938 | -19.3195 | 1.8223 | -24.3 | 4.6044 | -2.782 | -51.4172 | 2.6964 | 15.09 | 4.0108 | -1.3144 | -0.80594 | 2.7866 | 14.44 | 4.2063 | -1.4196 | -2.479 | 0.047803 | 1.7525 | 0.5917 | 2.5801 | 53.5264 | 0.12889 | 0.057668 | 0.087113 | 0.12889 | 0.13321 | 0.72134 | -0.29112 | -1.1616 | 0.72134 | 0.69027 | -0.038526 | -0.92352 | -2.4579 | -0.038526 | -0.1185 | 0.047803 | 1.7525 | 0.5917 | 2.5801 | 53.5264 | 0.12889 | 0.057668 | 0.087113 | 0.12889 | 0.13321 | 0.72134 | -0.29112 | -1.1616 | 0.72134 | 0.69027 | -0.038526 | -0.92352 | -2.4579 | -0.038526 | -0.1185
36 | 0.27 | 0.32 | South/Central | AL | Birmingham.Muni.AP.722280 | 3 | 3613104 | 37.4422 | 11.8952 | 54.1058 | 36.9433 | 17.1625 | 1110 | 2.5649 | 24.83 | 3.2403 | -0.67537 | 14.6782 | 1.0749 | 3.65 | 1.7297 | -0.65479 | -3.8354 | 1.6909 | -14.56 | 3.8339 | -2.143 | -35.9331 | 2.5649 | 24.83 | 3.2403 | -0.67537 | 14.6782 | 2.6552 | 24.18 | 3.4358 | -0.78064 | 13.0051 | 0.047803 | 1.7898 | 0.56862 | 2.5864 | 53.0608 | 0.12261 | 0.051384 | 0.080829 | 0.12261 | 0.12692 | 1.1869 | 0.17448 | -0.696 | 1.1869 | 1.1559 | 0.70166 | -0.18334 | -1.7177 | 0.70166 | 0.62168 | 0.047803 | 1.7898 | 0.56862 | 2.5864 | 53.0608 | 0.12261 | 0.051384 | 0.080829 | 0.12261 | 0.12692 | 1.1869 | 0.17448 | -0.696 | 1.1869 | 1.1559 | 0.70166 | -0.18334 | -1.7177 | 0.70166 | 0.62168
37 | 0.27 | 0.27 | South/Central | AL | Birmingham.Muni.AP.722280 | 3 | 3613104 | 38.206 | 11.4468 | 54.2503 | 37.6968 | 16.5535 | 1100.99 | 2.4204 | 33.84 | 2.4868 | -0.06641 | 29.1876 | 0.93036 | 12.66 | 0.97619 | -0.045827 | 10.674 | 1.5463 | -5.55 | 3.0804 | -1.5341 | -21.4237 | 2.4204 | 33.84 | 2.4868 | -0.06641 | 29.1876 | 2.5106 | 33.19 | 2.6823 | -0.17168 | 27.5145 | 0.047803 | 1.8263 | 0.54719 | 2.5933 | 52.6301 | 0.1157 | 0.044474 | 0.073919 | 0.1157 | 0.12001 | 1.6176 | 0.60518 | -0.2653 | 1.6176 | 1.5866 | 1.3952 | 0.51025 | -1.0241 | 1.3952 | 1.3153 | 0.047803 | 1.8263 | 0.54719 | 2.5933 | 52.6301 | 0.1157 | 0.044474 | 0.073919 | 0.1157 | 0.12001 | 1.6176 | 0.60518 | -0.2653 | 1.6176 | 1.5866 | 1.3952 | 0.51025 | -1.0241 | 1.3952 | 1.3153
38 | 0.27 | 0.23 | South/Central | AL | Birmingham.Muni.AP.722280 | 3 | 3613104 | 38.8717 | 11.0763 | 54.4059 | 38.3537 | 16.0522 | 1094.1 | 2.2648 | 40.73 | 1.8299 | 0.43493 | 40.6648 | 0.77479 | 19.55 | 0.31928 | 0.45551 | 22.1512 | 1.3908 | 1.34 | 2.4235 | -1.0327 | -9.9465 | 2.2648 | 40.73 | 1.8299 | 0.43493 | 40.6648 | 2.3551 | 40.08 | 2.0254 | 0.32966 | 38.9917 | 0.047803 | 1.8582 | 0.52948 | 2.6007 | 52.3007 | 0.10826 | 0.037037 | 0.066482 | 0.10826 | 0.11258 | 1.947 | 0.93454 | 0.064055 | 1.947 | 1.9159 | 1.9439 | 1.0589 | -0.47547 | 1.9439 | 1.8639 | 0.047803 | 1.8582 | 0.52948 | 2.6007 | 52.3007 | 0.10826 | 0.037037 | 0.066482 | 0.10826 | 0.11258 | 1.947 | 0.93454 | 0.064055 | 1.947 | 1.9159 | 1.9439 | 1.0589 | -0.47547 | 1.9439 | 1.8639
39 | 0.27 | 0.19 | South/Central | AL | Birmingham.Muni.AP.722280 | 3 | 3613104 | 39.8238 | 10.5606 | 54.6658 | 39.2933 | 15.3725 | 1085.5 | 2.0049 | 49.33 | 0.89028 | 1.1146 | 55.5968 | 0.51485 | 28.15 | -0.62031 | 1.1352 | 37.0832 | 1.1308 | 9.94 | 1.4839 | -0.35307 | 4.9855 | 2.0049 | 49.33 | 0.89028 | 1.1146 | 55.5968 | 2.0951 | 48.68 | 1.0858 | 1.0093 | 53.9237 | 0.047803 | 1.9037 | 0.50482 | 2.6132 | 51.8896 | 0.095837 | 0.024611 | 0.054057 | 0.095837 | 0.10015 | 2.3581 | 1.3456 | 0.47516 | 2.3581 | 2.327 | 2.6577 | 1.7727 | 0.23832 | 2.6577 | 2.5777 | 0.047803 | 1.9037 | 0.50482 | 2.6132 | 51.8896 | 0.095837 | 0.024611 | 0.054057 | 0.095837 | 0.10015 | 2.3581 | 1.3456 | 0.47516 | 2.3581 | 2.327 | 2.6577 | 1.7727 | 0.23832 | 2.6577 | 2.5777
40 | 0.27 | 0.17 | South/Central | AL | Birmingham.Muni.AP.722280 | 3 | 3613104 | 40.3329 | 10.2996 | 54.8277 | 39.7957 | 15.032 | 1081.64 | 1.843 | 53.19 | 0.38791 | 1.4551 | 62.674 | 0.35302 | 32.01 | -1.1227 | 1.4757 | 44.1604 | 0.969 | 13.8 | 0.98154 | -0.012539 | 12.0627 | 1.843 | 53.19 | 0.38791 | 1.4551 | 62.674 | 1.9333 | 52.54 | 0.58343 | 1.3498 | 61.0009 | 0.047803 | 1.928 | 0.49235 | 2.6209 | 51.7051 | 0.088101 | 0.016875 | 0.046321 | 0.088101 | 0.092416 | 2.5426 | 1.5302 | 0.65967 | 2.5426 | 2.5115 | 2.996 | 2.111 | 0.57663 | 2.996 | 2.916 | 0.047803 | 1.928 | 0.49235 | 2.6209 | 51.7051 | 0.088101 | 0.016875 | 0.046321 | 0.088101 | 0.092416 | 2.5426 | 1.5302 | 0.65967 | 2.5426 | 2.5115 | 2.996 | 2.111 | 0.57663 | 2.996 | 2.916
41 | 0.26 | 0.47 | South/Central | AL | Birmingham.Muni.AP.722280 | 3 | 3613104 | 35.0786 | 13.3305 | 53.6787 | 34.6109 | 19.0678 | 1138.51 | 2.992 | -3.68 | 5.5727 | -2.5807 | -31.0426 | 1.502 | -24.86 | 4.0621 | -2.5601 | -49.5561 | 2.1179 | -43.07 | 6.1663 | -4.0484 | -81.6539 | 2.992 | -3.68 | 5.5727 | -2.5807 | -31.0426 | 3.0822 | -4.33 | 5.7682 | -2.686 | -32.7157 | 0.047803 | 1.6768 | 0.63723 | 2.566 | 54.4237 | 0.14302 | 0.071798 | 0.10124 | 0.14302 | 0.14734 | -0.17591 | -1.1884 | -2.0589 | -0.17591 | -0.20698 | -1.4839 | -2.3689 | -3.9033 | -1.4839 | -1.5639 | 0.047803 | 1.6768 | 0.63723 | 2.566 | 54.4237 | 0.14302 | 0.071798 | 0.10124 | 0.14302 | 0.14734 | -0.17591 | -1.1884 | -2.0589 | -0.17591 | -0.20698 | -1.4839 | -2.3689 | -3.9033 | -1.4839 | -1.5639
42 | 0.26 | 0.42 | South/Central | AL | Birmingham.Muni.AP.722280 | 3 | 3613104 | 35.7598 | 12.794 | 53.6281 | 35.283 | 18.3451 | 1124.63 | 3.0426 | 10.2 | 4.9006 | -1.858 | -10.9779 | 1.5526 | -10.98 | 3.39 | -1.8374 | -29.4915 | 2.1686 | -29.19 | 5.4942 | -3.3256 | -61.5892 | 3.0426 | 10.2 | 4.9006 | -1.858 | -10.9779 | 3.1329 | 9.55 | 5.0961 | -1.9632 | -12.651 | 0.047803 | 1.7094 | 0.61159 | 2.5636 | 53.7602 | 0.14545 | 0.074219 | 0.10366 | 0.14545 | 0.14976 | 0.48759 | -0.52487 | -1.3954 | 0.48759 | 0.45651 | -0.52477 | -1.4098 | -2.9441 | -0.52477 | -0.60475 | 0.047803 | 1.7094 | 0.61159 | 2.5636 | 53.7602 | 0.14545 | 0.074219 | 0.10366 | 0.14545 | 0.14976 | 0.48759 | -0.52487 | -1.3954 | 0.48759 | 0.45651 | -0.52477 | -1.4098 | -2.9441 | -0.52477 | -0.60475
43 | 0.26 | 0.37 | South/Central | AL | Birmingham.Muni.AP.722280 | 3 | 3613104 | 36.2404 | 12.4838 | 53.6789 | 35.7572 | 17.9216 | 1117.65 | 2.9918 | 17.18 | 4.4263 | -1.4345 | -0.25346 | 1.5018 | -4 | 2.9158 | -1.414 | -18.767 | 2.1178 | -22.21 | 5.02 | -2.9022 | -50.8648 | 2.9918 | 17.18 | 4.4263 | -1.4345 | -0.25346 | 3.0821 | 16.53 | 4.6219 | -1.5398 | -1.9265 | 0.047803 | 1.7324 | 0.59676 | 2.566 | 53.4265 | 0.14302 | 0.07179 | 0.10124 | 0.14302 | 0.14733 | 0.82125 | -0.19121 | -1.0617 | 0.82125 | 0.79018 | -0.012116 | -0.89711 | -2.4315 | -0.012116 | -0.092094 | 0.047803 | 1.7324 | 0.59676 | 2.566 | 53.4265 | 0.14302 | 0.07179 | 0.10124 | 0.14302 | 0.14733 | 0.82125 | -0.19121 | -1.0617 | 0.82125 | 0.79018 | -0.012116 | -0.89711 | -2.4315 | -0.012116 | -0.092094
44 | 0.26 | 0.32 | South/Central | AL | Birmingham.Muni.AP.722280 | 3 | 3613104 | 36.9167 | 12.0745 | 53.7942 | 36.4246 | 17.3697 | 1109.25 | 2.8765 | 25.58 | 3.759 | -0.88255 | 13.0991 | 1.3865 | 4.4 | 2.2484 | -0.86197 | -5.4144 | 2.0024 | -13.81 | 4.3526 | -2.3502 | -37.5122 | 2.8765 | 25.58 | 3.759 | -0.88255 | 13.0991 | 2.9667 | 24.93 | 3.9545 | -0.98782 | 11.4261 | 0.047803 | 1.7647 | 0.57719 | 2.5715 | 53.025 | 0.1375 | 0.066276 | 0.095722 | 0.1375 | 0.14182 | 1.2228 | 0.21033 | -0.66015 | 1.2228 | 1.1917 | 0.62617 | -0.25882 | -1.7932 | 0.62617 | 0.54619 | 0.047803 | 1.7647 | 0.57719 | 2.5715 | 53.025 | 0.1375 | 0.066276 | 0.095722 | 0.1375 | 0.14182 | 1.2228 | 0.21033 | -0.66015 | 1.2228 | 1.1917 | 0.62617 | -0.25882 | -1.7932 | 0.62617 | 0.54619
45 | 0.26 | 0.27 | South/Central | AL | Birmingham.Muni.AP.722280 | 3 | 3613104 | 37.7891 | 11.5327 | 53.9348 | 37.2855 | 16.6493 | 1098.16 | 2.7359 | 36.67 | 2.8981 | -0.1622 | 30.652 | 1.2459 | 15.49 | 1.3875 | -0.14162 | 12.1385 | 1.8619 | -2.72 | 3.4917 | -1.6298 | -19.9593 | 2.7359 | 36.67 | 2.8981 | -0.1622 | 30.652 | 2.8262 | 36.02 | 3.0936 | -0.26747 | 28.9789 | 0.047803 | 1.8064 | 0.55129 | 2.5782 | 52.4948 | 0.13078 | 0.059557 | 0.089002 | 0.13078 | 0.1351 | 1.7529 | 0.74046 | -0.13002 | 1.7529 | 1.7218 | 1.4652 | 0.58025 | -0.9541 | 1.4652 | 1.3853 | 0.047803 | 1.8064 | 0.55129 | 2.5782 | 52.4948 | 0.13078 | 0.059557 | 0.089002 | 0.13078 | 0.1351 | 1.7529 | 0.74046 | -0.13002 | 1.7529 | 1.7218 | 1.4652 | 0.58025 | -0.9541 | 1.4652 | 1.3853
46 | 0.26 | 0.23 | South/Central | AL | Birmingham.Muni.AP.722280 | 3 | 3613104 | 38.5463 | 11.0897 | 54.0935 | 38.0326 | 16.061 | 1089.74 | 2.5772 | 45.09 | 2.151 | 0.42614 | 44.4258 | 1.0872 | 23.91 | 0.64043 | 0.44672 | 25.9122 | 1.7031 | 5.7 | 2.7446 | -1.0415 | -6.1855 | 2.5772 | 45.09 | 2.151 | 0.42614 | 44.4258 | 2.6674 | 44.44 | 2.3465 | 0.32087 | 42.7527 | 0.047803 | 1.8426 | 0.53012 | 2.5858 | 52.0923 | 0.12319 | 0.051969 | 0.081414 | 0.12319 | 0.12751 | 2.1554 | 1.143 | 0.27247 | 2.1554 | 2.1243 | 2.1237 | 1.2387 | -0.29568 | 2.1237 | 2.0437 | 0.047803 | 1.8426 | 0.53012 | 2.5858 | 52.0923 | 0.12319 | 0.051969 | 0.081414 | 0.12319 | 0.12751 | 2.1554 | 1.143 | 0.27247 | 2.1554 | 2.1243 | 2.1237 | 1.2387 | -0.29568 | 2.1237 | 2.0437
47 | 0.26 | 0.19 | South/Central | AL | Birmingham.Muni.AP.722280 | 3 | 3613104 | 39.4947 | 10.5767 | 54.3528 | 38.9685 | 15.3843 | 1081.18 | 2.3179 | 53.65 | 1.2151 | 1.1028 | 59.2871 | 0.82794 | 32.47 | -0.29546 | 1.1234 | 40.7735 | 1.4439 | 14.26 | 1.8088 | -0.36484 | 8.6758 | 2.3179 | 53.65 | 1.2151 | 1.1028 | 59.2871 | 2.4082 | 53 | 1.4107 | 0.99755 | 57.614 | 0.047803 | 1.8879 | 0.50559 | 2.5982 | 51.6831 | 0.1108 | 0.039578 | 0.069023 | 0.1108 | 0.11512 | 2.5646 | 1.5521 | 0.68166 | 2.5646 | 2.5335 | 2.8341 | 1.9491 | 0.41472 | 2.8341 | 2.7541 | 0.047803 | 1.8879 | 0.50559 | 2.5982 | 51.6831 | 0.1108 | 0.039578 | 0.069023 | 0.1108 | 0.11512 | 2.5646 | 1.5521 | 0.68166 | 2.5646 | 2.5335 | 2.8341 | 1.9491 | 0.41472 | 2.8341 | 2.7541
48 | 0.26 | 0.17 | South/Central | AL | Birmingham.Muni.AP.722280 | 3 | 3613104 | 39.9976 | 10.3105 | 54.4941 | 39.4647 | 15.0294 | 1076.77 | 2.1766 | 58.06 | 0.71889 | 1.4577 | 67.0118 | 0.68658 | 36.88 | -0.79169 | 1.4783 | 48.4983 | 1.3026 | 18.67 | 1.3125 | -0.0099535 | 16.4005 | 2.1766 | 58.06 | 0.71889 | 1.4577 | 67.0118 | 2.2668 | 57.41 | 0.91442 | 1.3524 | 65.3387 | 0.047803 | 1.912 | 0.49287 | 2.605 | 51.4723 | 0.10405 | 0.03282 | 0.062266 | 0.10405 | 0.10836 | 2.7754 | 1.763 | 0.89247 | 2.7754 | 2.7443 | 3.2033 | 2.3183 | 0.78399 | 3.2033 | 3.1234 | 0.047803 | 1.912 | 0.49287 | 2.605 | 51.4723 | 0.10405 | 0.03282 | 0.062266 | 0.10405 | 0.10836 | 2.7754 | 1.763 | 0.89247 | 2.7754 | 2.7443 | 3.2033 | 2.3183 | 0.78399 | 3.2033 | 3.1234
49 | 0.25 | 0.47 | South/Central | AL | Birmingham.Muni.AP.722280 | 3 | 3613104 | 34.8096 | 13.3159 | 53.3852 | 34.3454 | 19.0399 | 1133.75 | 3.2855 | 1.08 | 5.8382 | -2.5528 | -26.5354 | 1.7955 | -20.1 | 4.3276 | -2.5322 | -45.049 | 2.4115 | -38.31 | 6.4319 | -4.0204 | -77.1467 | 3.2855 | 1.08 | 5.8382 | -2.5528 | -26.5354 | 3.3757 | 0.43 | 6.0338 | -2.658 | -28.2085 | 0.047803 | 1.664 | 0.63653 | 2.5519 | 54.1961 | 0.15705 | 0.085828 | 0.11527 | 0.15705 | 0.16137 | 0.051627 | -0.96083 | -1.8313 | 0.051627 | 0.020555 | -1.2685 | -2.1535 | -3.6878 | -1.2685 | -1.3484 | 0.047803 | 1.664 | 0.63653 | 2.5519 | 54.1961 | 0.15705 | 0.085828 | 0.11527 | 0.15705 | 0.16137 | 0.051627 | -0.96083 | -1.8313 | 0.051627 | 0.020555 | -1.2685 | -2.1535 | -3.6878 | -1.2685 | -1.3484
50 | 0.25 | 0.42 | South/Central | AL | Birmingham.Muni.AP.722280 | 3 | 3613104 | 35.4651 | 12.7906 | 53.3166 | 34.9922 | 18.3244 | 1119.74 | 3.3541 | 15.09 | 5.1914 | -1.8373 | -6.4379 | 1.8641 | -6.09 | 3.6808 | -1.8167 | -24.9515 | 2.4801 | -24.3 | 5.7851 | -3.305 | -57.0493 | 3.3541 | 15.09 | 5.1914 | -1.8373 | -6.4379 | 3.4444 | 14.44 | 5.387 | -1.9426 | -8.111 | 0.047803 | 1.6953 | 0.61143 | 2.5487 | 53.5264 | 0.16034 | 0.089109 | 0.11855 | 0.16034 | 0.16465 | 0.72134 | -0.29112 | -1.1616 | 0.72134 | 0.69027 | -0.30775 | -1.1927 | -2.7271 | -0.30775 | -0.38773 | 0.047803 | 1.6953 | 0.61143 | 2.5487 | 53.5264 | 0.16034 | 0.089109 | 0.11855 | 0.16034 | 0.16465 | 0.72134 | -0.29112 | -1.1616 | 0.72134 | 0.69027 | -0.30775 | -1.1927 | -2.7271 | -0.30775 | -0.38773
51 | 0.25 | 0.37 | South/Central | AL | Birmingham.Muni.AP.722280 | 3 | 3613104 | 35.8248 | 12.5927 | 53.392 | 35.347 | 18.045 | 1115.73 | 3.2787 | 19.1 | 4.8366 | -1.5579 | 0.10302 | 1.7887 | -2.08 | 3.326 | -1.5373 | -18.4105 | 2.4047 | -20.29 | 5.4302 | -3.0256 | -50.5083 | 3.2787 | 19.1 | 4.8366 | -1.5579 | 0.10302 | 3.3689 | 18.45 | 5.0321 | -1.6632 | -1.5701 | 0.047803 | 1.7125 | 0.60196 | 2.5523 | 53.3347 | 0.15673 | 0.085503 | 0.11495 | 0.15673 | 0.16104 | 0.91303 | -0.099429 | -0.96991 | 0.91303 | 0.88196 | 0.0049246 | -0.88007 | -2.4144 | 0.0049246 | -0.075053 | 0.047803 | 1.7125 | 0.60196 | 2.5523 | 53.3347 | 0.15673 | 0.085503 | 0.11495 | 0.15673 | 0.16104 | 0.91303 | -0.099429 | -0.96991 | 0.91303 | 0.88196 | 0.0049246 | -0.88007 | -2.4144 | 0.0049246 | -0.075053
52 | 0.25 | 0.32 | South/Central | AL | Birmingham.Muni.AP.722280 | 3 | 3613104 | 36.3846 | 12.2596 | 53.487 | 35.8994 | 17.5876 | 1108.75 | 3.1837 | 26.08 | 4.2842 | -1.1004 | 11.1774 | 1.6937 | 4.9 | 2.7736 | -1.0799 | -7.3361 | 2.3097 | -13.31 | 4.8778 | -2.5681 | -39.4339 | 3.1837 | 26.08 | 4.2842 | -1.1004 | 11.1774 | 3.274 | 25.43 | 4.4797 | -1.2057 | 9.5043 | 0.047803 | 1.7393 | 0.58604 | 2.5568 | 53.0011 | 0.15219 | 0.080964 | 0.11041 | 0.15219 | 0.1565 | 1.2467 | 0.23423 | -0.63625 | 1.2467 | 1.2156 | 0.53431 | -0.35069 | -1.885 | 0.53431 | 0.45433 | 0.047803 | 1.7393 | 0.58604 | 2.5568 | 53.0011 | 0.15219 | 0.080964 | 0.11041 | 0.15219 | 0.1565 | 1.2467 | 0.23423 | -0.63625 | 1.2467 | 1.2156 | 0.53431 | -0.35069 | -1.885 | 0.53431 | 0.45433
53 | 0.25 | 0.27 | South/Central | AL | Birmingham.Muni.AP.722280 | 3 | 3613104 | 37.3638 | 11.6182 | 53.5995 | 36.8657 | 16.7338 | 1094.84 | 3.0712 | 39.99 | 3.3179 | -0.24674 | 32.671 | 1.5812 | 18.81 | 1.8073 | -0.22615 | 14.1575 | 2.1971 | 0.6 | 3.9115 | -1.7144 | -17.9403 | 3.0712 | 39.99 | 3.3179 | -0.24674 | 32.671 | 3.1614 | 39.34 | 3.5134 | -0.35201 | 30.9979 | 0.047803 | 1.7861 | 0.55538 | 2.5622 | 52.3361 | 0.14681 | 0.075583 | 0.10503 | 0.14681 | 0.15112 | 1.9116 | 0.89917 | 0.028682 | 1.9116 | 1.8806 | 1.5618 | 0.67676 | -0.85759 | 1.5618 | 1.4818 | 0.047803 | 1.7861 | 0.55538 | 2.5622 | 52.3361 | 0.14681 | 0.075583 | 0.10503 | 0.14681 | 0.15112 | 1.9116 | 0.89917 | 0.028682 | 1.9116 | 1.8806 | 1.5618 | 0.67676 | -0.85759 | 1.5618 | 1.4818
54 | 0.25 | 0.23 | South/Central | AL | Birmingham.Muni.AP.722280 | 3 | 3613104 | 38.2209 | 11.1017 | 53.7737 | 37.7114 | 16.0622 | 1085.13 | 2.897 | 49.7 | 2.4722 | 0.42488 | 48.4852 | 1.407 | 28.52 | 0.96157 | 0.44546 | 29.9716 | 2.023 | 10.31 | 3.0658 | -1.0428 | -2.1261 | 2.897 | 49.7 | 2.4722 | 0.42488 | 48.4852 | 2.9873 | 49.05 | 2.6677 | 0.31961 | 46.8121 | 0.047803 | 1.8271 | 0.53069 | 2.5705 | 51.872 | 0.13849 | 0.06726 | 0.096705 | 0.13849 | 0.1428 | 2.3758 | 1.3633 | 0.49284 | 2.3758 | 2.3447 | 2.3177 | 1.4327 | -0.10163 | 2.3177 | 2.2377 | 0.047803 | 1.8271 | 0.53069 | 2.5705 | 51.872 | 0.13849 | 0.06726 | 0.096705 | 0.13849 | 0.1428 | 2.3758 | 1.3633 | 0.49284 | 2.3758 | 2.3447 | 2.3177 | 1.4327 | -0.10163 | 2.3177 | 2.2377
55 | 0.25 | 0.19 | South/Central | AL | Birmingham.Muni.AP.722280 | 3 | 3613104 | 39.1594 | 10.5868 | 54.0211 | 38.6375 | 15.3836 | 1076.36 | 2.6496 | 58.47 | 1.5461 | 1.1035 | 63.5498 | 1.1596 | 37.29 | 0.035521 | 1.1241 | 45.0363 | 1.7756 | 19.08 | 2.1397 | -0.36414 | 12.9385 | 2.6496 | 58.47 | 1.5461 | 1.1035 | 63.5498 | 2.7399 | 57.82 | 1.7416 | 0.99824 | 61.8768 | 0.047803 | 1.8719 | 0.50608 | 2.5823 | 51.4527 | 0.12666 | 0.055432 | 0.084878 | 0.12666 | 0.13097 | 2.795 | 1.7826 | 0.91207 | 2.795 | 2.7639 | 3.0378 | 2.1528 | 0.61849 | 3.0378 | 2.9579 | 0.047803 | 1.8719 | 0.50608 | 2.5823 | 51.4527 | 0.12666 | 0.055432 | 0.084878 | 0.12666 | 0.13097 | 2.795 | 1.7826 | 0.91207 | 2.795 | 2.7639 | 3.0378 | 2.1528 | 0.61849 | 3.0378 | 2.9579
56 | 0.25 | 0.17 | South/Central | AL | Birmingham.Muni.AP.722280 | 3 | 3613104 | 39.6623 | 10.3258 | 54.1742 | 39.1337 | 15.0404 | 1072.34 | 2.4965 | 62.49 | 1.0499 | 1.4467 | 70.81 | 1.0065 | 41.31 | -0.46071 | 1.4673 | 52.2964 | 1.6225 | 23.1 | 1.6435 | -0.020977 | 20.1987 | 2.4965 | 62.49 | 1.0499 | 1.4467 | 70.81 | 2.5868 | 61.84 | 1.2454 | 1.3414 | 69.1369 | 0.047803 | 1.896 | 0.4936 | 2.5897 | 51.2606 | 0.11934 | 0.048115 | 0.077561 | 0.11934 | 0.12366 | 2.9872 | 1.9747 | 1.1042 | 2.9872 | 2.9561 | 3.3849 | 2.4999 | 0.96555 | 3.3849 | 3.3049 | 0.047803 | 1.896 | 0.4936 | 2.5897 | 51.2606 | 0.11934 | 0.048115 | 0.077561 | 0.11934 | 0.12366 | 2.9872 | 1.9747 | 1.1042 | 2.9872 | 2.9561 | 3.3849 | 2.4999 | 0.96555 | 3.3849 | 3.3049
57 | 0.24 | 0.47 | South/Central | AL | Birmingham.Muni.AP.722280 | 3 | 3613104 | 34.4943 | 13.3359 | 53.0807 | 34.034 | 19.0467 | 1129.46 | 3.59 | 5.37 | 6.1495 | -2.5596 | -22.8225 | 2.1 | -15.81 | 4.639 | -2.539 | -41.336 | 2.7159 | -34.02 | 6.7432 | -4.0272 | -73.4338 | 3.59 | 5.37 | 6.1495 | -2.5596 | -22.8225 | 3.6802 | 4.72 | 6.3451 | -2.6648 | -24.4955 | 0.047803 | 1.6489 | 0.63749 | 2.5374 | 53.991 | 0.17161 | 0.10038 | 0.12983 | 0.17161 | 0.17592 | 0.2567 | -0.75576 | -1.6262 | 0.2567 | 0.22563 | -1.091 | -1.976 | -3.5103 | -1.091 | -1.1709 | 0.047803 | 1.6489 | 0.63749 | 2.5374 | 53.991 | 0.17161 | 0.10038 | 0.12983 | 0.17161 | 0.17592 | 0.2567 | -0.75576 | -1.6262 | 0.2567 | 0.22563 | -1.091 | -1.976 | -3.5103 | -1.091 | -1.1709
58 | 0.24 | 0.42 | South/Central | AL | Birmingham.Muni.AP.722280 | 3 | 3613104 | 35.1461 | 12.8103 | 53.0118 | 34.6771 | 18.3346 | 1115.51 | 3.6589 | 19.32 | 5.5065 | -1.8475 | -2.8112 | 2.1689 | -1.86 | 3.9959 | -1.8269 | -21.3248 | 2.7849 | -20.07 | 6.1001 | -3.3152 | -53.4225 | 3.6589 | 19.32 | 5.5065 | -1.8475 | -2.8112 | 3.7492 | 18.67 | 5.702 | -1.9528 | -4.4843 | 0.047803 | 1.6801 | 0.61236 | 2.5341 | 53.3242 | 0.17491 | 0.10368 | 0.13313 | 0.17491 | 0.17922 | 0.92354 | -0.088913 | -0.9594 | 0.92354 | 0.89247 | -0.13438 | -1.0194 | -2.5537 | -0.13438 | -0.21436 | 0.047803 | 1.6801 | 0.61236 | 2.5341 | 53.3242 | 0.17491 | 0.10368 | 0.13313 | 0.17491 | 0.17922 | 0.92354 | -0.088913 | -0.9594 | 0.92354 | 0.89247 | -0.13438 | -1.0194 | -2.5537 | -0.13438 | -0.21436
59 | 0.24 | 0.37 | South/Central | AL | Birmingham.Muni.AP.722280 | 3 | 3613104 | 35.5086 | 12.6093 | 53.0924 | 35.0349 | 18.0575 | 1111.61 | 3.5783 | 23.22 | 5.1487 | -1.5704 | 3.6005 | 2.0883 | 2.04 | 3.6381 | -1.5498 | -14.9131 | 2.7042 | -16.17 | 5.7423 | -3.0381 | -47.0108 | 3.5783 | 23.22 | 5.1487 | -1.5704 | 3.6005 | 3.6685 | 22.57 | 5.3442 | -1.6757 | 1.9274 | 0.047803 | 1.6974 | 0.60276 | 2.538 | 53.1378 | 0.17105 | 0.099824 | 0.12927 | 0.17105 | 0.17536 | 1.11 | 0.097517 | -0.77297 | 1.11 | 1.0789 | 0.17211 | -0.71288 | -2.2472 | 0.17211 | 0.092133 | 0.047803 | 1.6974 | 0.60276 | 2.538 | 53.1378 | 0.17105 | 0.099824 | 0.12927 | 0.17105 | 0.17536 | 1.11 | 0.097517 | -0.77297 | 1.11 | 1.0789 | 0.17211 | -0.71288 | -2.2472 | 0.17211 | 0.092133
60 | 0.24 | 0.32 | South/Central | AL | Birmingham.Muni.AP.722280 | 3 | 3613104 | 36.0654 | 12.2706 | 53.1698 | 35.5844 | 17.5854 | 1104.11 | 3.5009 | 30.72 | 4.5992 | -1.0983 | 15.2935 | 2.0109 | 9.54 | 3.0886 | -1.0777 | -3.22 | 2.6269 | -8.67 | 5.1928 | -2.5659 | -35.3178 | 3.5009 | 30.72 | 4.5992 | -1.0983 | 15.2935 | 3.5911 | 30.07 | 4.7947 | -1.2036 | 13.6204 | 0.047803 | 1.724 | 0.58657 | 2.5417 | 52.7792 | 0.16735 | 0.096125 | 0.12557 | 0.16735 | 0.17167 | 1.4685 | 0.45604 | -0.41445 | 1.4685 | 1.4374 | 0.73107 | -0.15393 | -1.6883 | 0.73107 | 0.65109 | 0.047803 | 1.724 | 0.58657 | 2.5417 | 52.7792 | 0.16735 | 0.096125 | 0.12557 | 0.16735 | 0.17167 | 1.4685 | 0.45604 | -0.41445 | 1.4685 | 1.4374 | 0.73107 | -0.15393 | -1.6883 | 0.73107 | 0.65109
61 | 0.24 | 0.27 | South/Central | AL | Birmingham.Muni.AP.722280 | 3 | 3613104 | 37.0384 | 11.6324 | 53.2884 | 36.5446 | 16.7438 | 1090.51 | 3.3823 | 44.32 | 3.639 | -0.2567 | 36.3855 | 1.8923 | 23.14 | 2.1285 | -0.23611 | 17.8719 | 2.5083 | 4.93 | 4.2327 | -1.7243 | -14.2258 | 3.3823 | 44.32 | 3.639 | -0.2567 | 36.3855 | 3.4726 | 43.67 | 3.8346 | -0.36196 | 34.7124 | 0.047803 | 1.7705 | 0.55606 | 2.5473 | 52.1291 | 0.16168 | 0.090459 | 0.1199 | 0.16168 | 0.166 | 2.1186 | 1.1062 | 0.23567 | 2.1186 | 2.0875 | 1.7393 | 0.85432 | -0.68003 | 1.7393 | 1.6593 | 0.047803 | 1.7705 | 0.55606 | 2.5473 | 52.1291 | 0.16168 | 0.090459 | 0.1199 | 0.16168 | 0.166 | 2.1186 | 1.1062 | 0.23567 | 2.1186 | 2.0875 | 1.7393 | 0.85432 | -0.68003 | 1.7393 | 1.6593
62 | 0.24 | 0.23 | South/Central | AL | Birmingham.Muni.AP.722280 | 3 | 3613104 | 37.8918 | 11.1125 | 53.4518 | 37.3866 | 16.0652 | 1080.52 | 3.2189 | 54.31 | 2.797 | 0.42187 | 52.5227 | 1.7289 | 33.13 | 1.2864 | 0.44245 | 34.0092 | 2.3449 | 14.92 | 3.3906 | -1.0458 | 1.9114 | 3.2189 | 54.31 | 2.797 | 0.42187 | 52.5227 | 3.3091 | 53.66 | 2.9925 | 0.3166 | 50.8496 | 0.047803 | 1.8113 | 0.53121 | 2.5551 | 51.6516 | 0.15387 | 0.082645 | 0.11209 | 0.15387 | 0.15818 | 2.5962 | 1.5837 | 0.71321 | 2.5962 | 2.5651 | 2.5107 | 1.6257 | 0.09137 | 2.5107 | 2.4307 | 0.047803 | 1.8113 | 0.53121 | 2.5551 | 51.6516 | 0.15387 | 0.082645 | 0.11209 | 0.15387 | 0.15818 | 2.5962 | 1.5837 | 0.71321 | 2.5962 | 2.5651 | 2.5107 | 1.6257 | 0.09137 | 2.5107 | 2.4307
63 | 0.24 | 0.19 | South/Central | AL | Birmingham.Muni.AP.722280 | 3 | 3613104 | 38.834 | 10.5968 | 53.7021 | 38.3163 | 15.3858 | 1071.79 | 2.9686 | 63.04 | 1.8673 | 1.1013 | 67.572 | 1.4786 | 41.86 | 0.35667 | 1.1219 | 49.0585 | 2.0945 | 23.65 | 2.4609 | -0.36634 | 16.9607 | 2.9686 | 63.04 | 1.8673 | 1.1013 | 67.572 | 3.0588 | 62.39 | 2.0628 | 0.99604 | 65.8989 | 0.047803 | 1.8564 | 0.50655 | 2.5671 | 51.2343 | 0.1419 | 0.070679 | 0.10012 | 0.1419 | 0.14622 | 3.0135 | 2.001 | 1.1305 | 3.0135 | 2.9824 | 3.2301 | 2.3451 | 0.81077 | 3.2301 | 3.1501 | 0.047803 | 1.8564 | 0.50655 | 2.5671 | 51.2343 | 0.1419 | 0.070679 | 0.10012 | 0.1419 | 0.14622 | 3.0135 | 2.001 | 1.1305 | 3.0135 | 2.9824 | 3.2301 | 2.3451 | 0.81077 | 3.2301 | 3.1501
64 | 0.24 | 0.17 | South/Central | AL | Birmingham.Muni.AP.722280 | 3 | 3613104 | 39.3335 | 10.3354 | 53.8483 | 38.8092 | 15.0391 | 1067.6 | 2.8224 | 67.23 | 1.3744 | 1.448 | 75.0143 | 1.3324 | 46.05 | -0.13616 | 1.4685 | 56.5008 | 1.9484 | 27.84 | 1.9681 | -0.019684 | 24.403 | 2.8224 | 67.23 | 1.3744 | 1.448 | 75.0143 | 2.9126 | 66.58 | 1.57 | 1.3427 | 73.3412 | 0.047803 | 1.8802 | 0.49406 | 2.5741 | 51.034 | 0.13492 | 0.063692 | 0.093137 | 0.13492 | 0.13923 | 3.2138 | 2.2013 | 1.3308 | 3.2138 | 3.1827 | 3.5859 | 2.7009 | 1.1665 | 3.5859 | 3.5059 | 0.047803 | 1.8802 | 0.49406 | 2.5741 | 51.034 | 0.13492 | 0.063692 | 0.093137 | 0.13492 | 0.13923 | 3.2138 | 2.2013 | 1.3308 | 3.2138 | 3.1827 | 3.5859 | 2.7009 | 1.1665 | 3.5859 | 3.5059
65 | 0.22 | 0.47 | South/Central | AL | Birmingham.Muni.AP.722280 | 3 | 3613104 | 33.8574 | 13.3809 | 52.4879 | 33.4055 | 19.0824 | 1121.5 | 4.1828 | 13.33 | 6.7781 | -2.5953 | -16.1975 | 2.6928 | -7.85 | 5.2675 | -2.5748 | -34.7111 | 3.3087 | -26.06 | 7.3717 | -4.063 | -66.8088 | 4.1828 | 13.33 | 6.7781 | -2.5953 | -16.1975 | 4.273 | 12.68 | 6.9736 | -2.7006 | -17.8706 | 0.047803 | 1.6185 | 0.63964 | 2.5091 | 53.6105 | 0.19995 | 0.12872 | 0.15817 | 0.19995 | 0.20426 | 0.63721 | -0.37525 | -1.2457 | 0.63721 | 0.60614 | -0.77428 | -1.6593 | -3.1936 | -0.77428 | -0.85426 | 0.047803 | 1.6185 | 0.63964 | 2.5091 | 53.6105 | 0.19995 | 0.12872 | 0.15817 | 0.19995 | 0.20426 | 0.63721 | -0.37525 | -1.2457 | 0.63721 | 0.60614 | -0.77428 | -1.6593 | -3.1936 | -0.77428 | -0.85426
66 | 0.22 | 0.42 | South/Central | AL | Birmingham.Muni.AP.722280 | 3 | 3613104 | 34.505 | 12.8553 | 52.4166 | 34.0444 | 18.3722 | 1107.55 | 4.2541 | 27.28 | 6.1392 | -1.8851 | 3.7958 | 2.7641 | 6.1 | 4.6286 | -1.8645 | -14.7178 | 3.3801 | -12.11 | 6.7328 | -3.3527 | -46.8155 | 4.2541 | 27.28 | 6.1392 | -1.8851 | 3.7958 | 4.3444 | 26.63 | 6.3347 | -1.9904 | 2.1227 | 0.047803 | 1.6494 | 0.61452 | 2.5056 | 52.9437 | 0.20336 | 0.13213 | 0.16158 | 0.20336 | 0.20767 | 1.3041 | 0.2916 | -0.57889 | 1.3041 | 1.273 | 0.18145 | -0.70355 | -2.2379 | 0.18145 | 0.10147 | 0.047803 | 1.6494 | 0.61452 | 2.5056 | 52.9437 | 0.20336 | 0.13213 | 0.16158 | 0.20336 | 0.20767 | 1.3041 | 0.2916 | -0.57889 | 1.3041 | 1.273 | 0.18145 | -0.70355 | -2.2379 | 0.18145 | 0.10147
67 | 0.22 | 0.37 | South/Central | AL | Birmingham.Muni.AP.722280 | 3 | 3613104 | 34.8592 | 12.6478 | 52.4717 | 34.3939 | 18.0778 | 1102.98 | 4.199 | 31.85 | 5.7897 | -1.5907 | 10.9985 | 2.709 | 10.67 | 4.2791 | -1.5701 | -7.5151 | 3.325 | -7.54 | 6.3833 | -3.0584 | -39.6128 | 4.199 | 31.85 | 5.7897 | -1.5907 | 10.9985 | 4.2892 | 31.2 | 5.9852 | -1.696 | 9.3254 | 0.047803 | 1.6664 | 0.6046 | 2.5083 | 52.7252 | 0.20072 | 0.1295 | 0.15894 | 0.20072 | 0.20504 | 1.5225 | 0.51005 | -0.36043 | 1.5225 | 1.4914 | 0.52576 | -0.35924 | -1.8936 | 0.52576 | 0.44578 | 0.047803 | 1.6664 | 0.6046 | 2.5083 | 52.7252 | 0.20072 | 0.1295 | 0.15894 | 0.20072 | 0.20504 | 1.5225 | 0.51005 | -0.36043 | 1.5225 | 1.4914 | 0.52576 | -0.35924 | -1.8936 | 0.52576 | 0.44578
68 | 0.22 | 0.32 | South/Central | AL | Birmingham.Muni.AP.722280 | 3 | 3613104 | 35.409 | 12.3094 | 52.5477 | 34.9365 | 17.6112 | 1095.56 | 4.123 | 39.27 | 5.2471 | -1.1241 | 22.5618 | 2.633 | 18.09 | 3.7365 | -1.1035 | 4.0482 | 3.249 | -0.12 | 5.8407 | -2.5917 | -28.0495 | 4.123 | 39.27 | 5.2471 | -1.1241 | 22.5618 | 4.2133 | 38.62 | 5.4426 | -1.2294 | 20.8887 | 0.047803 | 1.6926 | 0.58842 | 2.5119 | 52.3705 | 0.19709 | 0.12587 | 0.15531 | 0.19709 | 0.20141 | 1.8772 | 0.86475 | -0.0057363 | 1.8772 | 1.8461 | 1.0785 | 0.19352 | -1.3408 | 1.0785 | 0.99853 | 0.047803 | 1.6926 | 0.58842 | 2.5119 | 52.3705 | 0.19709 | 0.12587 | 0.15531 | 0.19709 | 0.20141 | 1.8772 | 0.86475 | -0.0057363 | 1.8772 | 1.8461 | 1.0785 | 0.19352 | -1.3408 | 1.0785 | 0.99853
69 | 0.22 | 0.27 | South/Central | AL | Birmingham.Muni.AP.722280 | 3 | 3613104 | 36.3783 | 11.664 | 52.6553 | 35.8929 | 16.7624 | 1081.67 | 4.0154 | 53.16 | 4.2907 | -0.27526 | 43.9875 | 2.5254 | 31.98 | 2.7801 | -0.25468 | 25.474 | 3.1414 | 13.77 | 4.8843 | -1.7429 | -6.6238 | 4.0154 | 53.16 | 4.2907 | -0.27526 | 43.9875 | 4.1057 | 52.51 | 4.4862 | -0.38053 | 42.3144 | 0.047803 | 1.739 | 0.55757 | 2.5171 | 51.7066 | 0.19195 | 0.12072 | 0.15017 | 0.19195 | 0.19626 | 2.5412 | 1.5287 | 0.65824 | 2.5412 | 2.5101 | 2.1027 | 1.2177 | -0.31663 | 2.1027 | 2.0227 | 0.047803 | 1.739 | 0.55757 | 2.5171 | 51.7066 | 0.19195 | 0.12072 | 0.15017 | 0.19195 | 0.19626 | 2.5412 | 1.5287 | 0.65824 | 2.5412 | 2.5101 | 2.1027 | 1.2177 | -0.31663 | 2.1027 | 2.0227
70 | 0.22 | 0.23 | South/Central | AL | Birmingham.Muni.AP.722280 | 3 | 3613104 | 37.2317 | 11.1406 | 52.8097 | 36.7349 | 16.0748 | 1071.39 | 3.861 | 63.44 | 3.4486 | 0.41232 | 60.4825 | 2.371 | 42.26 | 1.9381 | 0.4329 | 41.9689 | 2.9869 | 24.05 | 4.0423 | -1.0553 | 9.8712 | 3.861 | 63.44 | 3.4486 | 0.41232 | 60.4825 | 3.9512 | 62.79 | 3.6442 | 0.30705 | 58.8094 | 0.047803 | 1.7798 | 0.53255 | 2.5244 | 51.2152 | 0.18456 | 0.11334 | 0.14278 | 0.18456 | 0.18888 | 3.0326 | 2.0201 | 1.1497 | 3.0326 | 3.0015 | 2.8912 | 2.0062 | 0.47187 | 2.8912 | 2.8112 | 0.047803 | 1.7798 | 0.53255 | 2.5244 | 51.2152 | 0.18456 | 0.11334 | 0.14278 | 0.18456 | 0.18888 | 3.0326 | 2.0201 | 1.1497 | 3.0326 | 3.0015 | 2.8912 | 2.0062 | 0.47187 | 2.8912 | 2.8112
71 | 0.22 | 0.19 | South/Central | AL | Birmingham.Muni.AP.722280 | 3 | 3613104 | 38.1676 | 10.6156 | 53.0445 | 37.6586 | 15.386 | 1062.27 | 3.6262 | 72.56 | 2.525 | 1.1011 | 75.9826 | 2.1362 | 51.38 | 1.0144 | 1.1217 | 57.4691 | 2.7521 | 33.17 | 3.1186 | -0.3665 | 25.3713 | 3.6262 | 72.56 | 2.525 | 1.1011 | 75.9826 | 3.7164 | 71.91 | 2.7205 | 0.99588 | 74.3095 | 0.047803 | 1.8245 | 0.50745 | 2.5357 | 50.7792 | 0.17334 | 0.10211 | 0.13156 | 0.17334 | 0.17765 | 3.4686 | 2.4561 | 1.5856 | 3.4686 | 3.4375 | 3.6322 | 2.7472 | 1.2128 | 3.6322 | 3.5522 | 0.047803 | 1.8245 | 0.50745 | 2.5357 | 50.7792 | 0.17334 | 0.10211 | 0.13156 | 0.17334 | 0.17765 | 3.4686 | 2.4561 | 1.5856 | 3.4686 | 3.4375 | 3.6322 | 2.7472 | 1.2128 | 3.6322 | 3.5522
72 | 0.22 | 0.17 | South/Central | AL | Birmingham.Muni.AP.722280 | 3 | 3613104 | 38.668 | 10.3554 | 53.1893 | 38.1522 | 15.0371 | 1058.03 | 3.4814 | 76.8 | 2.0314 | 1.45 | 83.5006 | 1.9914 | 55.62 | 0.52082 | 1.4705 | 64.987 | 2.6073 | 37.41 | 2.625 | -0.017683 | 32.8893 | 3.4814 | 76.8 | 2.0314 | 1.45 | 83.5006 | 3.5716 | 76.15 | 2.2269 | 1.3447 | 81.8275 | 0.047803 | 1.8484 | 0.49501 | 2.5426 | 50.5765 | 0.16642 | 0.095193 | 0.12464 | 0.16642 | 0.17073 | 3.6712 | 2.6588 | 1.7883 | 3.6712 | 3.6402 | 3.9915 | 3.1065 | 1.5722 | 3.9915 | 3.9116 | 0.047803 | 1.8484 | 0.49501 | 2.5426 | 50.5765 | 0.16642 | 0.095193 | 0.12464 | 0.16642 | 0.17073 | 3.6712 | 2.6588 | 1.7883 | 3.6712 | 3.6402 | 3.9915 | 3.1065 | 1.5722 | 3.9915 | 3.9116
73 | 0.2 | 0.47 | South/Central | AL | Birmingham.Muni.AP.722280 | 3 | 3613104 | 33.2126 | 13.4226 | 51.8758 | 32.769 | 19.1067 | 1113.05 | 4.795 | 21.78 | 7.4146 | -2.6196 | -9.0157 | 3.3049 | 0.6 | 5.904 | -2.599 | -27.5293 | 3.9209 | -17.61 | 8.0082 | -4.0873 | -59.627 | 4.795 | 21.78 | 7.4146 | -2.6196 | -9.0157 | 4.8852 | 21.13 | 7.6101 | -2.7249 | -10.6888 | 0.047803 | 1.5876 | 0.64164 | 2.4798 | 53.2066 | 0.22921 | 0.15798 | 0.18743 | 0.22921 | 0.23353 | 1.0411 | 0.028682 | -0.8418 | 1.0411 | 1.0101 | -0.43097 | -1.316 | -2.8503 | -0.43097 | -0.51095 | 0.047803 | 1.5876 | 0.64164 | 2.4798 | 53.2066 | 0.22921 | 0.15798 | 0.18743 | 0.22921 | 0.23353 | 1.0411 | 0.028682 | -0.8418 | 1.0411 | 1.0101 | -0.43097 | -1.316 | -2.8503 | -0.43097 | -0.51095
74 | 0.2 | 0.42 | South/Central | AL | Birmingham.Muni.AP.722280 | 3 | 3613104 | 33.854 | 12.8908 | 51.7945 | 33.4018 | 18.3927 | 1098.9 | 4.8762 | 35.93 | 6.7818 | -1.9056 | 11.2042 | 3.3862 | 14.75 | 5.2712 | -1.885 | -7.3094 | 4.0021 | -3.46 | 7.3754 | -3.3733 | -39.4072 | 4.8762 | 35.93 | 6.7818 | -1.9056 | 11.2042 | 4.9664 | 35.28 | 6.9773 | -2.0109 | 9.5311 | 0.047803 | 1.6183 | 0.61621 | 2.4759 | 52.5302 | 0.23309 | 0.16187 | 0.19131 | 0.23309 | 0.23741 | 1.7175 | 0.70509 | -0.1654 | 1.7175 | 1.6865 | 0.53559 | -0.34941 | -1.8838 | 0.53559 | 0.45561 | 0.047803 | 1.6183 | 0.61621 | 2.4759 | 52.5302 | 0.23309 | 0.16187 | 0.19131 | 0.23309 | 0.23741 | 1.7175 | 0.70509 | -0.1654 | 1.7175 | 1.6865 | 0.53559 | -0.34941 | -1.8838 | 0.53559 | 0.45561
75 | 0.2 | 0.37 | South/Central | AL | Birmingham.Muni.AP.722280 | 3 | 3613104 | 34.2081 | 12.6894 | 51.8564 | 33.7513 | 18.1051 | 1094.54 | 4.8143 | 40.29 | 6.4323 | -1.618 | 18.1388 | 3.3243 | 19.11 | 4.9217 | -1.5974 | -0.37479 | 3.9403 | 0.9 | 7.0259 | -3.0857 | -32.4725 | 4.8143 | 40.29 | 6.4323 | -1.618 | 18.1388 | 4.9045 | 39.64 | 6.6278 | -1.7233 | 16.4657 | 0.047803 | 1.6352 | 0.60659 | 2.4789 | 52.3218 | 0.23014 | 0.15891 | 0.18835 | 0.23014 | 0.23445 | 1.926 | 0.91351 | 0.043022 | 1.926 | 1.8949 | 0.86708 | -0.017916 | -1.5523 | 0.86708 | 0.7871 | 0.047803 | 1.6352 | 0.60659 | 2.4789 | 52.3218 | 0.23014 | 0.15891 | 0.18835 | 0.23014 | 0.23445 | 1.926 | 0.91351 | 0.043022 | 1.926 | 1.8949 | 0.86708 | -0.017916 | -1.5523 | 0.86708 | 0.7871
76 | 0.2 | 0.32 | South/Central | AL | Birmingham.Muni.AP.722280 | 3 | 3613104 | 34.7477 | 12.3506 | 51.9211 | 34.2838 | 17.6373 | 1086.95 | 4.7497 | 47.88 | 5.8998 | -1.1502 | 29.8793 | 3.2596 | 26.7 | 4.3892 | -1.1296 | 11.3657 | 3.8756 | 8.49 | 6.4935 | -2.6178 | -20.7321 | 4.7497 | 47.88 | 5.8998 | -1.1502 | 29.8793 | 4.8399 | 47.23 | 6.0954 | -1.2554 | 28.2062 | 0.047803 | 1.661 | 0.59039 | 2.482 | 51.959 | 0.22705 | 0.15582 | 0.18526 | 0.22705 | 0.23136 | 2.2888 | 1.2763 | 0.40584 | 2.2888 | 2.2577 | 1.4283 | 0.54331 | -0.99104 | 1.4283 | 1.3483 | 0.047803 | 1.661 | 0.59039 | 2.482 | 51.959 | 0.22705 | 0.15582 | 0.18526 | 0.22705 | 0.23136 | 2.2888 | 1.2763 | 0.40584 | 2.2888 | 2.2577 | 1.4283 | 0.54331 | -0.99104 | 1.4283 | 1.3483
77 | 0.2 | 0.27 | South/Central | AL | Birmingham.Muni.AP.722280 | 3 | 3613104 | 35.7082 | 11.6957 | 52.0066 | 35.2314 | 16.7752 | 1072.5 | 4.6641 | 62.33 | 4.9521 | -0.28805 | 51.9446 | 3.1741 | 41.15 | 3.4416 | -0.26747 | 33.431 | 3.7901 | 22.94 | 5.5458 | -1.7557 | 1.3333 | 4.6641 | 62.33 | 4.9521 | -0.28805 | 51.9446 | 4.7543 | 61.68 | 5.1477 | -0.39332 | 50.2715 | 0.047803 | 1.7069 | 0.55908 | 2.486 | 51.2682 | 0.22296 | 0.15173 | 0.18117 | 0.22296 | 0.22727 | 2.9795 | 1.9671 | 1.0966 | 2.9795 | 2.9485 | 2.4831 | 1.5981 | 0.063734 | 2.4831 | 2.4031 | 0.047803 | 1.7069 | 0.55908 | 2.486 | 51.2682 | 0.22296 | 0.15173 | 0.18117 | 0.22296 | 0.22727 | 2.9795 | 1.9671 | 1.0966 | 2.9795 | 2.9485 | 2.4831 | 1.5981 | 0.063734 | 2.4831 | 2.4031
78 | 0.2 | 0.23 | South/Central | AL | Birmingham.Muni.AP.722280 | 3 | 3613104 | 36.561 | 11.1668 | 52.1553 | 36.073 | 16.0823 | 1062.05 | 4.5154 | 72.78 | 4.1106 | 0.40484 | 68.6564 | 3.0254 | 51.6 | 2.6 | 0.42542 | 50.1429 | 3.6414 | 33.39 | 4.7042 | -1.0628 | 18.0451 | 4.5154 | 72.78 | 4.1106 | 0.40484 | 68.6564 | 4.6057 | 72.13 | 4.3061 | 0.29957 | 66.9833 | 0.047803 | 1.7477 | 0.5338 | 2.4932 | 50.7687 | 0.21585 | 0.14462 | 0.17407 | 0.21585 | 0.22016 | 3.4791 | 2.4666 | 1.5961 | 3.4791 | 3.448 | 3.282 | 2.397 | 0.8626 | 3.282 | 3.202 | 0.047803 | 1.7477 | 0.5338 | 2.4932 | 50.7687 | 0.21585 | 0.14462 | 0.17407 | 0.21585 | 0.22016 | 3.4791 | 2.4666 | 1.5961 | 3.4791 | 3.448 | 3.282 | 2.397 | 0.8626 | 3.282 | 3.202
79 | 0.2 | 0.19 | South/Central | AL | Birmingham.Muni.AP.722280 | 3 | 3613104 | 37.4941 | 10.6384 | 52.3773 | 36.9937 | 15.3836 | 1052.56 | 4.2934 | 82.27 | 3.1899 | 1.1035 | 84.5837 | 2.8034 | 61.09 | 1.6793 | 1.1241 | 66.0701 | 3.4194 | 42.88 | 3.7835 | -0.36416 | 33.9724 | 4.2934 | 82.27 | 3.1899 | 1.1035 | 84.5837 | 4.3836 | 81.62 | 3.3854 | 0.99822 | 82.9106 | 0.047803 | 1.7923 | 0.50854 | 2.5038 | 50.315 | 0.20524 | 0.13401 | 0.16345 | 0.20524 | 0.20955 | 3.9327 | 2.9203 | 2.0498 | 3.9327 | 3.9016 | 4.0433 | 3.1583 | 1.624 | 4.0433 | 3.9633 | 0.047803 | 1.7923 | 0.50854 | 2.5038 | 50.315 | 0.20524 | 0.13401 | 0.16345 | 0.20524 | 0.20955 | 3.9327 | 2.9203 | 2.0498 | 3.9327 | 3.9016 | 4.0433 | 3.1583 | 1.624 | 4.0433 | 3.9633
80 | 0.2 | 0.17 | South/Central | AL | Birmingham.Muni.AP.722280 | 3 | 3613104 | 37.9935 | 10.3717 | 52.5212 | 37.4865 | 15.0347 | 1048.3 | 4.1495 | 86.53 | 2.6971 | 1.4524 | 92.1155 | 2.6595 | 65.35 | 1.1865 | 1.473 | 73.6019 | 3.2755 | 47.14 | 3.2907 | -0.015239 | 41.5042 | 4.1495 | 86.53 | 2.6971 | 1.4524 | 92.1155 | 4.2397 | 85.88 | 2.8926 | 1.3471 | 90.4424 | 0.047803 | 1.8162 | 0.4958 | 2.5106 | 50.1114 | 0.19836 | 0.12713 | 0.15658 | 0.19836 | 0.20267 | 4.1364 | 3.1239 | 2.2534 | 4.1364 | 4.1053 | 4.4034 | 3.5184 | 1.984 | 4.4034 | 4.3234 | 0.047803 | 1.8162 | 0.4958 | 2.5106 | 50.1114 | 0.19836 | 0.12713 | 0.15658 | 0.19836 | 0.20267 | 4.1364 | 3.1239 | 2.2534 | 4.1364 | 4.1053 | 4.4034 | 3.5184 | 1.984 | 4.4034 | 4.3234
81 | 0.35 | 0.2 | South/Central | AL | Birmingham.Muni.AP.722280 | 3 | 3613104 | 42.1019 | 10.6123 | 57.0805 | 41.5421 | 15.5384 | 1123.44 | -0.40978 | 11.39 | -1.3585 | 0.94872 | 20.2427 | -1.8998 | -9.79 | -2.8691 | 0.9693 | 1.7292 | -1.2838 | -28 | -0.76487 | -0.51893 | -30.3686 | -0.40978 | 11.39 | -1.3585 | 0.94872 | 20.2427 | -0.31953 | 10.74 | -1.163 | 0.84345 | 18.5696 | 0.047803 | 2.0126 | 0.5073 | 2.7286 | 53.7033 | -0.019589 | -0.090815 | -0.061369 | -0.019589 | -0.015274 | 0.54447 | -0.46799 | -1.3385 | 0.54447 | 0.5134 | 0.96765 | 0.082659 | -1.4517 | 0.96765 | 0.88768 | 0.047803 | 2.0126 | 0.5073 | 2.7286 | 53.7033 | -0.019589 | -0.090815 | -0.061369 | -0.019589 | -0.015274 | 0.54447 | -0.46799 | -1.3385 | 0.54447 | 0.5134 | 0.96765 | 0.082659 | -1.4517 | 0.96765 | 0.88768
82 | 0.35 | 0.25 | South/Central | AL | Birmingham.Muni.AP.722280 | 3 | 3613104 | 40.9234 | 11.2501 | 56.761 | 40.3791 | 16.3818 | 1134.18 | -0.090251 | 0.65 | -0.19552 | 0.10527 | 1.6731 | -1.5803 | -20.53 | -1.7061 | 0.12585 | -16.8405 | -0.96428 | -38.74 | 0.3981 | -1.3624 | -48.9382 | -0.090251 | 0.65 | -0.19552 | 0.10527 | 1.6731 | 0 | 0 | 0 | 0 | 0 | 0.047803 | 1.9562 | 0.53778 | 2.7133 | 54.2167 | -0.0043142 | -0.07554 | -0.046095 | -0.0043142 | 0 | 0.031072 | -0.98139 | -1.8519 | 0.031072 | 0 | 0.079978 | -0.80502 | -2.3394 | 0.079978 | 0 | 0.047803 | 1.9562 | 0.53778 | 2.7133 | 54.2167 | -0.0043142 | -0.07554 | -0.046095 | -0.0043142 | 0 | 0.031072 | -0.98139 | -1.8519 | 0.031072 | 0 | 0.079978 | -0.80502 | -2.3394 | 0.079978 | 0
83 | 0.35 | 0.3 | South/Central | AL | Birmingham.Muni.AP.722280 | 3 | 3613104 | 40.7252 | 11.2921 | 56.6707 | 40.1836 | 16.4871 | 1134.83 | 0 | 0 | 0 | 0 | 0 | -1.49 | -21.18 | -1.5106 | 0.020583 | -18.5136 | -0.87403 | -39.39 | 0.59362 | -1.4677 | -50.6113 | 0 | 0 | 0 | 0 | 0 | 0.090251 | -0.65 | 0.19552 | -0.10527 | -1.6731 | 0.047803 | 1.9468 | 0.53979 | 2.709 | 54.2477 | 0 | -0.071226 | -0.041781 | 0 | 0.0043142 | 0 | -1.0125 | -1.8829 | 0 | -0.031072 | 0 | -0.88499 | -2.4193 | 0 | -0.079978 | 0.047803 | 1.9468 | 0.53979 | 2.709 | 54.2477 | 0 | -0.071226 | -0.041781 | 0 | 0.0043142 | 0 | -1.0125 | -1.8829 | 0 | -0.031072 | 0 | -0.88499 | -2.4193 | 0 | -0.079978
84 | 0.35 | 0.35 | South/Central | AL | Birmingham.Muni.AP.722280 | 3 | 3613104 | 39.7019 | 11.8836 | 56.4439 | 39.1738 | 17.2701 | 1145.83 | 0.22684 | -11 | 1.0098 | -0.78297 | -18.131 | -1.2632 | -32.18 | -0.50078 | -0.76239 | -36.6445 | -0.64719 | -50.39 | 1.6034 | -2.2506 | -68.7423 | 0.22684 | -11 | 1.0098 | -0.78297 | -18.131 | 0.31709 | -11.65 | 1.2053 | -0.88824 | -19.8041 | 0.047803 | 1.8979 | 0.56807 | 2.6982 | 54.7736 | 0.010844 | -0.060382 | -0.030937 | 0.010844 | 0.015158 | -0.52583 | -1.5383 | -2.4088 | -0.52583 | -0.5569 | -0.86671 | -1.7517 | -3.2861 | -0.86671 | -0.94668 | 0.047803 | 1.8979 | 0.56807 | 2.6982 | 54.7736 | 0.010844 | -0.060382 | -0.030937 | 0.010844 | 0.015158 | -0.52583 | -1.5383 | -2.4088 | -0.52583 | -0.5569 | -0.86671 | -1.7517 | -3.2861 | -0.86671 | -0.94668
85 | 0.35 | 0.4 | South/Central | AL | Birmingham.Muni.AP.722280 | 3 | 3613104 | 38.7693 | 12.4663 | 56.2894 | 38.2536 | 18.0358 | 1157.54 | 0.3813 | -22.71 | 1.93 | -1.5487 | -36.7259 | -1.1087 | -43.89 | 0.41944 | -1.5281 | -55.2395 | -0.49273 | -62.1 | 2.5236 | -3.0164 | -87.3372 | 0.3813 | -22.71 | 1.93 | -1.5487 | -36.7259 | 0.47155 | -23.36 | 2.1255 | -1.654 | -38.399 | 0.047803 | 1.8533 | 0.59592 | 2.6908 | 55.3333 | 0.018227 | -0.052999 | -0.023554 | 0.018227 | 0.022541 | -1.0856 | -2.0981 | -2.9685 | -1.0856 | -1.1167 | -1.7556 | -2.6406 | -4.1749 | -1.7556 | -1.8356 | 0.047803 | 1.8533 | 0.59592 | 2.6908 | 55.3333 | 0.018227 | -0.052999 | -0.023554 | 0.018227 | 0.022541 | -1.0856 | -2.0981 | -2.9685 | -1.0856 | -1.1167 | -1.7556 | -2.6406 | -4.1749 | -1.7556 | -1.8356
86 | 0.33 | 0.2 | South/Central | AL | Birmingham.Muni.AP.722280 | 3 | 3613104 | 41.4919 | 10.6278 | 56.4757 | 40.9399 | 15.5357 | 1114.65 | 0.19504 | 20.18 | -0.75633 | 0.95137 | 28.0534 | -1.295 | -1 | -2.2669 | 0.97195 | 9.5399 | -0.67899 | -19.21 | -0.16271 | -0.51628 | -22.5579 | 0.19504 | 20.18 | -0.75633 | 0.95137 | 28.0534 | 0.28529 | 19.53 | -0.56081 | 0.8461 | 26.3803 | 0.047803 | 1.9834 | 0.50804 | 2.6997 | 53.2831 | 0.0093233 | -0.061903 | -0.032457 | 0.0093233 | 0.013638 | 0.96466 | -0.047803 | -0.91829 | 0.96466 | 0.93358 | 1.341 | 0.45603 | -1.0783 | 1.341 | 1.261 | 0.047803 | 1.9834 | 0.50804 | 2.6997 | 53.2831 | 0.0093233 | -0.061903 | -0.032457 | 0.0093233 | 0.013638 | 0.96466 | -0.047803 | -0.91829 | 0.96466 | 0.93358 | 1.341 | 0.45603 | -1.0783 | 1.341 | 1.261
87 | 0.33 | 0.25 | South/Central | AL | Birmingham.Muni.AP.722280 | 3 | 3613104 | 40.3133 | 11.2659 | 56.1559 | 39.7769 | 16.379 | 1125.38 | 0.51479 | 9.45 | 0.40664 | 0.10815 | 9.4927 | -0.97521 | -11.73 | -1.1039 | 0.12873 | -9.0209 | -0.35924 | -29.94 | 1.0003 | -1.3595 | -41.1186 | 0.51479 | 9.45 | 0.40664 | 0.10815 | 9.4927 | 0.60504 | 8.8 | 0.60217 | 0.0028776 | 7.8196 | 0.047803 | 1.9271 | 0.53854 | 2.6844 | 53.796 | 0.024608 | -0.046618 | -0.017172 | 0.024608 | 0.028923 | 0.45173 | -0.56072 | -1.4312 | 0.45173 | 0.42066 | 0.45377 | -0.43122 | -1.9656 | 0.45377 | 0.3738 | 0.047803 | 1.9271 | 0.53854 | 2.6844 | 53.796 | 0.024608 | -0.046618 | -0.017172 | 0.024608 | 0.028923 | 0.45173 | -0.56072 | -1.4312 | 0.45173 | 0.42066 | 0.45377 | -0.43122 | -1.9656 | 0.45377 | 0.3738
88 | 0.33 | 0.3 | South/Central | AL | Birmingham.Muni.AP.722280 | 3 | 3613104 | 40.1206 | 11.3175 | 56.0823 | 39.5868 | 16.4955 | 1126.47 | 0.58843 | 8.36 | 0.59682 | -0.0083851 | 7.3045 | -0.90157 | -12.82 | -0.91377 | 0.012198 | -11.2091 | -0.28559 | -31.03 | 1.1904 | -1.476 | -43.3068 | 0.58843 | 8.36 | 0.59682 | -0.0083851 | 7.3045 | 0.67869 | 7.71 | 0.79234 | -0.11365 | 5.6314 | 0.047803 | 1.9179 | 0.541 | 2.6809 | 53.8481 | 0.028129 | -0.043097 | -0.013652 | 0.028129 | 0.032443 | 0.39963 | -0.61283 | -1.4833 | 0.39963 | 0.36856 | 0.34917 | -0.53582 | -2.0702 | 0.34917 | 0.2692 | 0.047803 | 1.9179 | 0.541 | 2.6809 | 53.8481 | 0.028129 | -0.043097 | -0.013652 | 0.028129 | 0.032443 | 0.39963 | -0.61283 | -1.4833 | 0.39963 | 0.36856 | 0.34917 | -0.53582 | -2.0702 | 0.34917 | 0.2692
89 | 0.33 | 0.35 | South/Central | AL | Birmingham.Muni.AP.722280 | 3 | 3613104 | 39.0973 | 11.9089 | 55.8547 | 38.577 | 17.2778 | 1137.44 | 0.81597 | -2.61 | 1.6066 | -0.79066 | -10.7989 | -0.67403 | -23.79 | 0.096041 | -0.77007 | -29.3124 | -0.058056 | -42 | 2.2003 | -2.2583 | -61.4102 | 0.81597 | -2.61 | 1.6066 | -0.79066 | -10.7989 | 0.90622 | -3.26 | 1.8022 | -0.89593 | -12.472 | 0.047803 | 1.869 | 0.56928 | 2.67 | 54.3725 | 0.039006 | -0.032221 | -0.0027752 | 0.039006 | 0.04332 | -0.12476 | -1.1372 | -2.0077 | -0.12476 | -0.15584 | -0.51621 | -1.4012 | -2.9356 | -0.51621 | -0.59619 | 0.047803 | 1.869 | 0.56928 | 2.67 | 54.3725 | 0.039006 | -0.032221 | -0.0027752 | 0.039006 | 0.04332 | -0.12476 | -1.1372 | -2.0077 | -0.12476 | -0.15584 | -0.51621 | -1.4012 | -2.9356 | -0.51621 | -0.59619
90 | 0.33 | 0.4 | South/Central | AL | Birmingham.Muni.AP.722280 | 3 | 3613104 | 38.1743 | 12.4979 | 55.7169 | 37.6663 | 18.0506 | 1149.53 | 0.9538 | -14.7 | 2.5173 | -1.5635 | -29.7971 | -0.53621 | -35.88 | 1.0067 | -1.5429 | -48.3107 | 0.079769 | -54.09 | 3.1109 | -3.0312 | -80.4085 | 0.9538 | -14.7 | 2.5173 | -1.5635 | -29.7971 | 1.044 | -15.35 | 2.7128 | -1.6688 | -31.4702 | 0.047803 | 1.8248 | 0.59743 | 2.6634 | 54.9504 | 0.045594 | -0.025632 | 0.0038131 | 0.045594 | 0.049908 | -0.7027 | -1.7152 | -2.5856 | -0.7027 | -0.73377 | -1.4244 | -2.3094 | -3.8437 | -1.4244 | -1.5044 | 0.047803 | 1.8248 | 0.59743 | 2.6634 | 54.9504 | 0.045594 | -0.025632 | 0.0038131 | 0.045594 | 0.049908 | -0.7027 | -1.7152 | -2.5856 | -0.7027 | -0.73377 | -1.4244 | -2.3094 | -3.8437 | -1.4244 | -1.5044
91 | 0.3 | 0.2 | South/Central | AL | Birmingham.Muni.AP.722280 | 3 | 3613104 | 40.5531 | 10.6528 | 55.5473 | 40.0132 | 15.5341 | 1101.19 | 1.1234 | 33.64 | 0.17039 | 0.95303 | 39.9777 | -0.36659 | 12.46 | -1.3402 | 0.97361 | 21.4642 | 0.24939 | -5.75 | 0.76401 | -0.51462 | -10.6336 | 1.1234 | 33.64 | 0.17039 | 0.95303 | 39.9777 | 1.2137 | 32.99 | 0.36591 | 0.84776 | 38.3046 | 0.047803 | 1.9385 | 0.50923 | 2.6553 | 52.6397 | 0.053702 | -0.017524 | 0.011921 | 0.053702 | 0.058016 | 1.6081 | 0.59562 | -0.27486 | 1.6081 | 1.577 | 1.911 | 1.026 | -0.50831 | 1.911 | 1.8311 | 0.047803 | 1.9385 | 0.50923 | 2.6553 | 52.6397 | 0.053702 | -0.017524 | 0.011921 | 0.053702 | 0.058016 | 1.6081 | 0.59562 | -0.27486 | 1.6081 | 1.577 | 1.911 | 1.026 | -0.50831 | 1.911 | 1.8311
92 | 0.3 | 0.25 | South/Central | AL | Birmingham.Muni.AP.722280 | 3 | 3613104 | 39.3868 | 11.3009 | 55.2453 | 38.8624 | 16.3829 | 1112.28 | 1.4254 | 22.55 | 1.3212 | 0.10416 | 21.0375 | -0.064646 | 1.37 | -0.18939 | 0.12474 | 2.5239 | 0.55133 | -16.84 | 1.9148 | -1.3635 | -29.5738 | 1.4254 | 22.55 | 1.3212 | 0.10416 | 21.0375 | 1.5156 | 21.9 | 1.5167 | -0.0011082 | 19.3644 | 0.047803 | 1.8828 | 0.54021 | 2.6409 | 53.1698 | 0.068136 | -0.0030902 | 0.026355 | 0.068136 | 0.07245 | 1.0779 | 0.065489 | -0.80499 | 1.0779 | 1.0469 | 1.0056 | 0.12065 | -1.4137 | 1.0056 | 0.92567 | 0.047803 | 1.8828 | 0.54021 | 2.6409 | 53.1698 | 0.068136 | -0.0030902 | 0.026355 | 0.068136 | 0.07245 | 1.0779 | 0.065489 | -0.80499 | 1.0779 | 1.0469 | 1.0056 | 0.12065 | -1.4137 | 1.0056 | 0.92567
93 | 0.3 | 0.3 | South/Central | AL | Birmingham.Muni.AP.722280 | 3 | 3613104 | 39.1948 | 11.3526 | 55.1807 | 38.673 | 16.5077 | 1113.65 | 1.49 | 21.18 | 1.5106 | -0.020583 | 18.5136 | 0 | 0 | 0 | 0 | 0 | 0.61598 | -18.21 | 2.1042 | -1.4882 | -32.0978 | 1.49 | 21.18 | 1.5106 | -0.020583 | 18.5136 | 1.5803 | 20.53 | 1.7061 | -0.12585 | 16.8405 | 0.047803 | 1.8736 | 0.54268 | 2.6378 | 53.2353 | 0.071226 | 0 | 0.029445 | 0.071226 | 0.07554 | 1.0125 | 0 | -0.87048 | 1.0125 | 0.98139 | 0.88499 | 0 | -1.5344 | 0.88499 | 0.80502 | 0.047803 | 1.8736 | 0.54268 | 2.6378 | 53.2353 | 0.071226 | 0 | 0.029445 | 0.071226 | 0.07554 | 1.0125 | 0 | -0.87048 | 1.0125 | 0.98139 | 0.88499 | 0 | -1.5344 | 0.88499 | 0.80502
94 | 0.3 | 0.35 | South/Central | AL | Birmingham.Muni.AP.722280 | 3 | 3613104 | 38.1815 | 11.9453 | 54.9617 | 37.673 | 17.2887 | 1124.71 | 1.709 | 10.12 | 2.5106 | -0.80158 | 0.3351 | 0.21898 | -11.06 | 0.99998 | -0.78099 | -18.1785 | 0.83496 | -29.27 | 3.1042 | -2.2692 | -50.2762 | 1.709 | 10.12 | 2.5106 | -0.80158 | 0.3351 | 1.7992 | 9.47 | 2.7061 | -0.90684 | -1.338 | 0.047803 | 1.8252 | 0.57101 | 2.6273 | 53.764 | 0.081694 | 0.010468 | 0.039913 | 0.081694 | 0.086008 | 0.48376 | -0.5287 | -1.3992 | 0.48376 | 0.45269 | 0.016018 | -0.86898 | -2.4033 | 0.016018 | -0.063959 | 0.047803 | 1.8252 | 0.57101 | 2.6273 | 53.764 | 0.081694 | 0.010468 | 0.039913 | 0.081694 | 0.086008 | 0.48376 | -0.5287 | -1.3992 | 0.48376 | 0.45269 | 0.016018 | -0.86898 | -2.4033 | 0.016018 | -0.063959
95 | 0.3 | 0.4 | South/Central | AL | Birmingham.Muni.AP.722280 | 3 | 3613104 | 37.2586 | 12.543 | 54.8329 | 36.7624 | 18.0706 | 1137.09 | 1.8378 | -2.26 | 3.4212 | -1.5835 | -19.0218 | 0.34776 | -23.44 | 1.9107 | -1.5629 | -37.5354 | 0.96374 | -41.65 | 4.0149 | -3.0511 | -69.6331 | 1.8378 | -2.26 | 3.4212 | -1.5835 | -19.0218 | 1.928 | -2.91 | 3.6168 | -1.6887 | -20.6949 | 0.047803 | 1.7811 | 0.59959 | 2.6212 | 54.3558 | 0.08785 | 0.016624 | 0.046069 | 0.08785 | 0.092164 | -0.10803 | -1.1205 | -1.991 | -0.10803 | -0.13911 | -0.90929 | -1.7943 | -3.3286 | -0.90929 | -0.98927 | 0.047803 | 1.7811 | 0.59959 | 2.6212 | 54.3558 | 0.08785 | 0.016624 | 0.046069 | 0.08785 | 0.092164 | -0.10803 | -1.1205 | -1.991 | -0.10803 | -0.13911 | -0.90929 | -1.7943 | -3.3286 | -0.90929 | -0.98927
96 | 0.28 | 0.2 | South/Central | AL | Birmingham.Muni.AP.722280 | 3 | 3613104 | 39.9063 | 10.6771 | 54.9148 | 39.3748 | 15.54 | 1092.15 | 1.7559 | 42.68 | 0.80878 | 0.9471 | 47.9115 | 0.26587 | 21.5 | -0.70181 | 0.96768 | 29.3979 | 0.88185 | 3.29 | 1.4024 | -0.52055 | -2.6998 | 1.7559 | 42.68 | 0.80878 | 0.9471 | 47.9115 | 1.8461 | 42.03 | 1.0043 | 0.84183 | 46.2384 | 0.047803 | 1.9076 | 0.51039 | 2.6251 | 52.2075 | 0.083935 | 0.012709 | 0.042155 | 0.083935 | 0.08825 | 2.0402 | 1.0278 | 0.15727 | 2.0402 | 2.0091 | 2.2903 | 1.4053 | -0.12906 | 2.2903 | 2.2103 | 0.047803 | 1.9076 | 0.51039 | 2.6251 | 52.2075 | 0.083935 | 0.012709 | 0.042155 | 0.083935 | 0.08825 | 2.0402 | 1.0278 | 0.15727 | 2.0402 | 2.0091 | 2.2903 | 1.4053 | -0.12906 | 2.2903 | 2.2103
97 | 0.28 | 0.25 | South/Central | AL | Birmingham.Muni.AP.722280 | 3 | 3613104 | 38.753 | 11.3214 | 54.6274 | 38.2369 | 16.3906 | 1103.47 | 2.0433 | 31.36 | 1.9467 | 0.09655 | 28.7402 | 0.55328 | 10.18 | 0.43615 | 0.11713 | 10.2266 | 1.1693 | -8.03 | 2.5404 | -1.3711 | -21.8711 | 2.0433 | 31.36 | 1.9467 | 0.09655 | 28.7402 | 2.1335 | 30.71 | 2.1423 | -0.0087191 | 27.0671 | 0.047803 | 1.8525 | 0.54119 | 2.6113 | 52.7487 | 0.097674 | 0.026448 | 0.055894 | 0.097674 | 0.10199 | 1.4991 | 0.48663 | -0.38385 | 1.4991 | 1.468 | 1.3739 | 0.48886 | -1.0455 | 1.3739 | 1.2939 | 0.047803 | 1.8525 | 0.54119 | 2.6113 | 52.7487 | 0.097674 | 0.026448 | 0.055894 | 0.097674 | 0.10199 | 1.4991 | 0.48663 | -0.38385 | 1.4991 | 1.468 | 1.3739 | 0.48886 | -1.0455 | 1.3739 | 1.2939
98 | 0.28 | 0.3 | South/Central | AL | Birmingham.Muni.AP.722280 | 3 | 3613104 | 38.3339 | 11.5088 | 54.5003 | 37.8233 | 16.677 | 1106.88 | 2.1704 | 27.95 | 2.3603 | -0.18989 | 22.6717 | 0.6804 | 6.77 | 0.84971 | -0.16931 | 4.1581 | 1.2964 | -11.44 | 2.9539 | -1.6575 | -27.9397 | 2.1704 | 27.95 | 2.3603 | -0.18989 | 22.6717 | 2.2607 | 27.3 | 2.5558 | -0.29516 | 20.9986 | 0.047803 | 1.8325 | 0.55015 | 2.6053 | 52.9117 | 0.10375 | 0.032525 | 0.06197 | 0.10375 | 0.10806 | 1.3361 | 0.32362 | -0.54686 | 1.3361 | 1.305 | 1.0838 | 0.19877 | -1.3356 | 1.0838 | 1.0038 | 0.047803 | 1.8325 | 0.55015 | 2.6053 | 52.9117 | 0.10375 | 0.032525 | 0.06197 | 0.10375 | 0.10806 | 1.3361 | 0.32362 | -0.54686 | 1.3361 | 1.305 | 1.0838 | 0.19877 | -1.3356 | 1.0838 | 1.0038
99 | 0.28 | 0.35 | South/Central | AL | Birmingham.Muni.AP.722280 | 3 | 3613104 | 37.3448 | 12.1203 | 54.33 | 36.8472 | 17.4828 | 1119.09 | 2.3407 | 15.74 | 3.3364 | -0.99568 | 3.2045 | 0.85072 | -5.44 | 1.8258 | -0.9751 | -15.309 | 1.4667 | -23.65 | 3.93 | -2.4633 | -47.4068 | 2.3407 | 15.74 | 3.3364 | -0.99568 | 3.2045 | 2.431 | 15.09 | 3.5319 | -1.101 | 1.5314 | 0.047803 | 1.7852 | 0.57938 | 2.5971 | 53.4953 | 0.11189 | 0.040667 | 0.070112 | 0.11189 | 0.11621 | 0.75241 | -0.26005 | -1.1305 | 0.75241 | 0.72134 | 0.15318 | -0.73181 | -2.2662 | 0.15318 | 0.073206 | 0.047803 | 1.7852 | 0.57938 | 2.5971 | 53.4953 | 0.11189 | 0.040667 | 0.070112 | 0.11189 | 0.11621 | 0.75241 | -0.26005 | -1.1305 | 0.75241 | 0.72134 | 0.15318 | -0.73181 | -2.2662 | 0.15318 | 0.073206
100 | 0.28 | 0.4 | South/Central | AL | Birmingham.Muni.AP.722280 | 3 | 3613104 | 36.6275 | 12.5784 | 54.2306 | 36.1394 | 18.0912 | 1128.74 | 2.4401 | 6.09 | 4.0442 | -1.6041 | -11.8689 | 0.95005 | -15.09 | 2.5336 | -1.5835 | -30.3825 | 1.566 | -33.3 | 4.6378 | -3.0717 | -62.4802 | 2.4401 | 6.09 | 4.0442 | -1.6041 | -11.8689 | 2.5303 | 5.44 | 4.2397 | -1.7094 | -13.542 | 0.047803 | 1.7509 | 0.60128 | 2.5924 | 53.9566 | 0.11664 | 0.045415 | 0.07486 | 0.11664 | 0.12096 | 0.29112 | -0.72134 | -1.5918 | 0.29112 | 0.26005 | -0.56736 | -1.4524 | -2.9867 | -0.56736 | -0.64734 | 0.047803 | 1.7509 | 0.60128 | 2.5924 | 53.9566 | 0.11664 | 0.045415 | 0.07486 | 0.11664 | 0.12096 | 0.29112 | -0.72134 | -1.5918 | 0.29112 | 0.26005 | -0.56736 | -1.4524 | -2.9867 | -0.56736 | -0.64734
101 | 0.27 | 0.2 | South/Central | AL | Birmingham.Muni.AP.722280 | 3 | 3613104 | 39.5775 | 10.6925 | 54.5959 | 39.0503 | 15.5456 | 1087.63 | 2.0748 | 47.2 | 1.1333 | 0.94148 | 51.842 | 0.58481 | 26.02 | -0.37725 | 0.96207 | 33.3284 | 1.2008 | 7.81 | 1.727 | -0.52617 | 1.2307 | 2.0748 | 47.2 | 1.1333 | 0.94148 | 51.842 | 2.1651 | 46.55 | 1.3289 | 0.83621 | 50.1689 | 0.047803 | 1.8919 | 0.51113 | 2.6098 | 51.9915 | 0.099182 | 0.027955 | 0.057401 | 0.099182 | 0.1035 | 2.2563 | 1.2438 | 0.37334 | 2.2563 | 2.2252 | 2.4782 | 1.5932 | 0.058828 | 2.4782 | 2.3982 | 0.047803 | 1.8919 | 0.51113 | 2.6098 | 51.9915 | 0.099182 | 0.027955 | 0.057401 | 0.099182 | 0.1035 | 2.2563 | 1.2438 | 0.37334 | 2.2563 | 2.2252 | 2.4782 | 1.5932 | 0.058828 | 2.4782 | 2.3982
102 | 0.27 | 0.25 | South/Central | AL | Birmingham.Muni.AP.722280 | 3 | 3613104 | 38.4288 | 11.3314 | 54.307 | 37.9168 | 16.3902 | 1098.83 | 2.3637 | 36 | 2.2668 | 0.096872 | 32.8486 | 0.87367 | 14.82 | 0.75622 | 0.11745 | 14.335 | 1.4896 | -3.39 | 2.8604 | -1.3708 | -17.7627 | 2.3637 | 36 | 2.2668 | 0.096872 | 32.8486 | 2.4539 | 35.35 | 2.4623 | -0.0083973 | 31.1755 | 0.047803 | 1.837 | 0.54167 | 2.596 | 52.5269 | 0.11299 | 0.041764 | 0.071209 | 0.11299 | 0.1173 | 1.7209 | 0.70843 | -0.16205 | 1.7209 | 1.6898 | 1.5702 | 0.68525 | -0.8491 | 1.5702 | 1.4903 | 0.047803 | 1.837 | 0.54167 | 2.596 | 52.5269 | 0.11299 | 0.041764 | 0.071209 | 0.11299 | 0.1173 | 1.7209 | 0.70843 | -0.16205 | 1.7209 | 1.6898 | 1.5702 | 0.68525 | -0.8491 | 1.5702 | 1.4903
103 | 0.27 | 0.3 | South/Central | AL | Birmingham.Muni.AP.722280 | 3 | 3613104 | 37.8617 | 11.6282 | 54.1693 | 37.3572 | 16.8121 | 1104.54 | 2.5014 | 30.29 | 2.8264 | -0.32503 | 23.2771 | 1.0114 | 9.11 | 1.3159 | -0.30445 | 4.7635 | 1.6274 | -9.1 | 3.4201 | -1.7927 | -27.3342 | 2.5014 | 30.29 | 2.8264 | -0.32503 | 23.2771 | 2.5917 | 29.64 | 3.022 | -0.4303 | 21.604 | 0.047803 | 1.8099 | 0.55586 | 2.5894 | 52.7998 | 0.11957 | 0.048348 | 0.077793 | 0.11957 | 0.12389 | 1.4479 | 0.43548 | -0.435 | 1.4479 | 1.4169 | 1.1127 | 0.22771 | -1.3066 | 1.1127 | 1.0327 | 0.047803 | 1.8099 | 0.55586 | 2.5894 | 52.7998 | 0.11957 | 0.048348 | 0.077793 | 0.11957 | 0.12389 | 1.4479 | 0.43548 | -0.435 | 1.4479 | 1.4169 | 1.1127 | 0.22771 | -1.3066 | 1.1127 | 1.0327
104 | 0.27 | 0.35 | South/Central | AL | Birmingham.Muni.AP.722280 | 3 | 3613104 | 36.8526 | 12.2854 | 54.031 | 36.3614 | 17.6696 | 1118.15 | 2.6397 | 16.68 | 3.8222 | -1.1825 | 2.0127 | 1.1497 | -4.5 | 2.3116 | -1.1619 | -16.5009 | 1.7657 | -22.71 | 4.4158 | -2.6501 | -48.5986 | 2.6397 | 16.68 | 3.8222 | -1.1825 | 2.0127 | 2.73 | 16.03 | 4.0177 | -1.2877 | 0.3396 | 0.047803 | 1.7616 | 0.58727 | 2.5828 | 53.4504 | 0.12619 | 0.05496 | 0.084406 | 0.12619 | 0.1305 | 0.79735 | -0.21511 | -1.0856 | 0.79735 | 0.76627 | 0.096211 | -0.78878 | -2.3231 | 0.096211 | 0.016234 | 0.047803 | 1.7616 | 0.58727 | 2.5828 | 53.4504 | 0.12619 | 0.05496 | 0.084406 | 0.12619 | 0.1305 | 0.79735 | -0.21511 | -1.0856 | 0.79735 | 0.76627 | 0.096211 | -0.78878 | -2.3231 | 0.096211 | 0.016234
105 | 0.27 | 0.4 | South/Central | AL | Birmingham.Muni.AP.722280 | 3 | 3613104 | 36.3122 | 12.5931 | 53.9199 | 35.8281 | 18.0918 | 1124.25 | 2.7508 | 10.58 | 4.3555 | -1.6047 | -7.9077 | 1.2608 | -10.6 | 2.8449 | -1.5841 | -26.4213 | 1.8768 | -28.81 | 4.9491 | -3.0723 | -58.5191 | 2.7508 | 10.58 | 4.3555 | -1.6047 | -7.9077 | 2.8411 | 9.93 | 4.551 | -1.7099 | -9.5808 | 0.047803 | 1.7358 | 0.60198 | 2.5775 | 53.742 | 0.1315 | 0.060269 | 0.089715 | 0.1315 | 0.13581 | 0.50575 | -0.50671 | -1.3772 | 0.50575 | 0.47468 | -0.37801 | -1.263 | -2.7974 | -0.37801 | -0.45799 | 0.047803 | 1.7358 | 0.60198 | 2.5775 | 53.742 | 0.1315 | 0.060269 | 0.089715 | 0.1315 | 0.13581 | 0.50575 | -0.50671 | -1.3772 | 0.50575 | 0.47468 | -0.37801 | -1.263 | -2.7974 | -0.37801 | -0.45799
106 | 0.26 | 0.2 | South/Central | AL | Birmingham.Muni.AP.722280 | 3 | 3613104 | 39.2518 | 10.7025 | 54.2757 | 38.7288 | 15.5469 | 1083.02 | 2.395 | 51.81 | 1.4548 | 0.94021 | 55.9048 | 0.90498 | 30.63 | -0.055816 | 0.9608 | 37.3913 | 1.521 | 12.42 | 2.0484 | -0.52744 | 5.2935 | 2.395 | 51.81 | 1.4548 | 0.94021 | 55.9048 | 2.4852 | 51.16 | 1.6503 | 0.83494 | 54.2317 | 0.047803 | 1.8763 | 0.5116 | 2.5945 | 51.7711 | 0.11449 | 0.04326 | 0.072706 | 0.11449 | 0.1188 | 2.4766 | 1.4642 | 0.59371 | 2.4766 | 2.4456 | 2.6724 | 1.7874 | 0.25304 | 2.6724 | 2.5924 | 0.047803 | 1.8763 | 0.5116 | 2.5945 | 51.7711 | 0.11449 | 0.04326 | 0.072706 | 0.11449 | 0.1188 | 2.4766 | 1.4642 | 0.59371 | 2.4766 | 2.4456 | 2.6724 | 1.7874 | 0.25304 | 2.6724 | 2.5924
107 | 0.26 | 0.25 | South/Central | AL | Birmingham.Muni.AP.722280 | 3 | 3613104 | 38.1089 | 11.3469 | 53.9987 | 37.601 | 16.3977 | 1094.5 | 2.672 | 40.33 | 2.5826 | 0.089394 | 36.593 | 1.182 | 19.15 | 1.072 | 0.10998 | 18.0795 | 1.798 | 0.94 | 3.1762 | -1.3783 | -14.0183 | 2.672 | 40.33 | 2.5826 | 0.089394 | 36.593 | 2.7622 | 39.68 | 2.7781 | -0.015876 | 34.9199 | 0.047803 | 1.8217 | 0.54241 | 2.5813 | 52.3199 | 0.12773 | 0.056502 | 0.085947 | 0.12773 | 0.13204 | 1.9279 | 0.91542 | 0.044934 | 1.9279 | 1.8968 | 1.7492 | 0.86424 | -0.67011 | 1.7492 | 1.6693 | 0.047803 | 1.8217 | 0.54241 | 2.5813 | 52.3199 | 0.12773 | 0.056502 | 0.085947 | 0.12773 | 0.13204 | 1.9279 | 0.91542 | 0.044934 | 1.9279 | 1.8968 | 1.7492 | 0.86424 | -0.67011 | 1.7492 | 1.6693
108 | 0.26 | 0.3 | South/Central | AL | Birmingham.Muni.AP.722280 | 3 | 3613104 | 37.3107 | 11.8132 | 53.837 | 36.8134 | 17.0236 | 1103.57 | 2.8337 | 31.26 | 3.3702 | -0.53647 | 21.8492 | 1.3437 | 10.08 | 1.8596 | -0.51589 | 3.3356 | 1.9597 | -8.13 | 3.9638 | -2.0041 | -28.7621 | 2.8337 | 31.26 | 3.3702 | -0.53647 | 21.8492 | 2.924 | 30.61 | 3.5657 | -0.64174 | 20.1761 | 0.047803 | 1.7835 | 0.5647 | 2.5735 | 52.7534 | 0.13546 | 0.064233 | 0.093678 | 0.13546 | 0.13977 | 1.4943 | 0.48185 | -0.38863 | 1.4943 | 1.4632 | 1.0444 | 0.15945 | -1.3749 | 1.0444 | 0.96447 | 0.047803 | 1.7835 | 0.5647 | 2.5735 | 52.7534 | 0.13546 | 0.064233 | 0.093678 | 0.13546 | 0.13977 | 1.4943 | 0.48185 | -0.38863 | 1.4943 | 1.4632 | 1.0444 | 0.15945 | -1.3749 | 1.0444 | 0.96447
109 | 0.26 | 0.35 | South/Central | AL | Birmingham.Muni.AP.722280 | 3 | 3613104 | 36.356 | 12.4579 | 53.7431 | 35.8714 | 17.8718 | 1117.65 | 2.9276 | 17.18 | 4.3122 | -1.3847 | 0.26419 | 1.4376 | -4 | 2.8016 | -1.3641 | -18.2494 | 2.0535 | -22.21 | 4.9058 | -2.8523 | -50.3471 | 2.9276 | 17.18 | 4.3122 | -1.3847 | 0.26419 | 3.0178 | 16.53 | 4.5077 | -1.4899 | -1.4089 | 0.047803 | 1.7379 | 0.59552 | 2.5691 | 53.4265 | 0.13994 | 0.068719 | 0.098164 | 0.13994 | 0.14426 | 0.82125 | -0.19121 | -1.0617 | 0.82125 | 0.79018 | 0.012629 | -0.87237 | -2.4067 | 0.012629 | -0.067349 | 0.047803 | 1.7379 | 0.59552 | 2.5691 | 53.4265 | 0.13994 | 0.068719 | 0.098164 | 0.13994 | 0.14426 | 0.82125 | -0.19121 | -1.0617 | 0.82125 | 0.79018 | 0.012629 | -0.87237 | -2.4067 | 0.012629 | -0.067349
110 | 0.26 | 0.4 | South/Central | AL | Birmingham.Muni.AP.722280 | 3 | 3613104 | 35.993 | 12.6181 | 53.6258 | 35.5131 | 18.1126 | 1120.37 | 3.0449 | 14.46 | 4.6705 | -1.6255 | -4.7045 | 1.5549 | -6.72 | 3.1599 | -1.605 | -23.2181 | 2.1709 | -24.93 | 5.2641 | -3.0932 | -55.3158 | 3.0449 | 14.46 | 4.6705 | -1.6255 | -4.7045 | 3.1352 | 13.81 | 4.866 | -1.7308 | -6.3776 | 0.047803 | 1.7206 | 0.60318 | 2.5634 | 53.5565 | 0.14556 | 0.07433 | 0.10378 | 0.14556 | 0.14987 | 0.69122 | -0.32123 | -1.1917 | 0.69122 | 0.66015 | -0.22489 | -1.1099 | -2.6442 | -0.22489 | -0.30487 | 0.047803 | 1.7206 | 0.60318 | 2.5634 | 53.5565 | 0.14556 | 0.07433 | 0.10378 | 0.14556 | 0.14987 | 0.69122 | -0.32123 | -1.1917 | 0.69122 | 0.66015 | -0.22489 | -1.1099 | -2.6442 | -0.22489 | -0.30487
111 | 0.25 | 0.2 | South/Central | AL | Birmingham.Muni.AP.722280 | 3 | 3613104 | 38.9165 | 10.7179 | 53.9504 | 38.3978 | 15.5526 | 1078.41 | 2.7203 | 56.42 | 1.7858 | 0.93455 | 59.9153 | 1.2303 | 35.24 | 0.27516 | 0.95513 | 41.4017 | 1.8463 | 17.03 | 2.3794 | -0.5331 | 9.304 | 2.7203 | 56.42 | 1.7858 | 0.93455 | 59.9153 | 2.8106 | 55.77 | 1.9813 | 0.82928 | 58.2422 | 0.047803 | 1.8603 | 0.51234 | 2.579 | 51.5507 | 0.13004 | 0.058811 | 0.088256 | 0.13004 | 0.13435 | 2.697 | 1.6846 | 0.81408 | 2.697 | 2.6659 | 2.8641 | 1.9791 | 0.44475 | 2.8641 | 2.7841 | 0.047803 | 1.8603 | 0.51234 | 2.579 | 51.5507 | 0.13004 | 0.058811 | 0.088256 | 0.13004 | 0.13435 | 2.697 | 1.6846 | 0.81408 | 2.697 | 2.6659 | 2.8641 | 1.9791 | 0.44475 | 2.8641 | 2.7841
112 | 0.25 | 0.25 | South/Central | AL | Birmingham.Muni.AP.722280 | 3 | 3613104 | 37.7832 | 11.3611 | 53.6811 | 37.2795 | 16.4015 | 1089.96 | 2.9896 | 44.87 | 2.904 | 0.085569 | 40.5546 | 1.4996 | 23.69 | 1.3935 | 0.10615 | 22.041 | 2.1156 | 5.48 | 3.4977 | -1.3821 | -10.0567 | 2.9896 | 44.87 | 2.904 | 0.085569 | 40.5546 | 3.0799 | 44.22 | 3.0996 | -0.0197 | 38.8815 | 0.047803 | 1.8061 | 0.54309 | 2.5661 | 52.1028 | 0.14291 | 0.071685 | 0.10113 | 0.14291 | 0.14723 | 2.1449 | 1.1324 | 0.26196 | 2.1449 | 2.1138 | 1.9386 | 1.0536 | -0.48074 | 1.9386 | 1.8586 | 0.047803 | 1.8061 | 0.54309 | 2.5661 | 52.1028 | 0.14291 | 0.071685 | 0.10113 | 0.14291 | 0.14723 | 2.1449 | 1.1324 | 0.26196 | 2.1449 | 2.1138 | 1.9386 | 1.0536 | -0.48074 | 1.9386 | 1.8586
113 | 0.25 | 0.3 | South/Central | AL | Birmingham.Muni.AP.722280 | 3 | 3613104 | 36.7641 | 12.0046 | 53.5217 | 36.2739 | 17.2478 | 1103.07 | 3.149 | 31.76 | 3.9097 | -0.76066 | 19.8609 | 1.659 | 10.58 | 2.3991 | -0.74008 | 1.3473 | 2.275 | -7.63 | 4.5033 | -2.2283 | -30.7504 | 3.149 | 31.76 | 3.9097 | -0.76066 | 19.8609 | 3.2392 | 31.11 | 4.1052 | -0.86593 | 18.1878 | 0.047803 | 1.7574 | 0.57385 | 2.5585 | 52.7295 | 0.15053 | 0.079304 | 0.10875 | 0.15053 | 0.15484 | 1.5182 | 0.50575 | -0.36473 | 1.5182 | 1.4871 | 0.9494 | 0.064405 | -1.4699 | 0.9494 | 0.86942 | 0.047803 | 1.7574 | 0.57385 | 2.5585 | 52.7295 | 0.15053 | 0.079304 | 0.10875 | 0.15053 | 0.15484 | 1.5182 | 0.50575 | -0.36473 | 1.5182 | 1.4871 | 0.9494 | 0.064405 | -1.4699 | 0.9494 | 0.86942
114 | 0.25 | 0.35 | South/Central | AL | Birmingham.Muni.AP.722280 | 3 | 3613104 | 35.8239 | 12.6764 | 53.4883 | 35.3462 | 18.1421 | 1118.86 | 3.1824 | 15.97 | 4.8374 | -1.6549 | -3.7352 | 1.6924 | -5.21 | 3.3268 | -1.6344 | -22.2488 | 2.3084 | -23.42 | 5.431 | -3.1226 | -54.3465 | 3.1824 | 15.97 | 4.8374 | -1.6549 | -3.7352 | 3.2727 | 15.32 | 5.0329 | -1.7602 | -5.4083 | 0.047803 | 1.7125 | 0.60596 | 2.5569 | 53.4843 | 0.15213 | 0.080902 | 0.11035 | 0.15213 | 0.15644 | 0.76341 | -0.24905 | -1.1195 | 0.76341 | 0.73233 | -0.17855 | -1.0635 | -2.5979 | -0.17855 | -0.25853 | 0.047803 | 1.7125 | 0.60596 | 2.5569 | 53.4843 | 0.15213 | 0.080902 | 0.11035 | 0.15213 | 0.15644 | 0.76341 | -0.24905 | -1.1195 | 0.76341 | 0.73233 | -0.17855 | -1.0635 | -2.5979 | -0.17855 | -0.25853
115 | 0.25 | 0.4 | South/Central | AL | Birmingham.Muni.AP.722280 | 3 | 3613104 | 35.6685 | 12.6381 | 53.3112 | 35.1928 | 18.1185 | 1115.91 | 3.3595 | 18.92 | 4.9908 | -1.6314 | -0.83629 | 1.8695 | -2.26 | 3.4803 | -1.6108 | -19.3498 | 2.4854 | -20.47 | 5.5845 | -3.099 | -51.4476 | 3.3595 | 18.92 | 4.9908 | -1.6314 | -0.83629 | 3.4497 | 18.27 | 5.1864 | -1.7366 | -2.5094 | 0.047803 | 1.705 | 0.60413 | 2.5484 | 53.3433 | 0.16059 | 0.089365 | 0.11881 | 0.16059 | 0.16491 | 0.90442 | -0.10803 | -0.97852 | 0.90442 | 0.87335 | -0.039977 | -0.92497 | -2.4593 | -0.039977 | -0.11995 | 0.047803 | 1.705 | 0.60413 | 2.5484 | 53.3433 | 0.16059 | 0.089365 | 0.11881 | 0.16059 | 0.16491 | 0.90442 | -0.10803 | -0.97852 | 0.90442 | 0.87335 | -0.039977 | -0.92497 | -2.4593 | -0.039977 | -0.11995
116 | 0.24 | 0.2 | South/Central | AL | Birmingham.Muni.AP.722280 | 3 | 3613104 | 38.5878 | 10.7276 | 53.6268 | 38.0733 | 15.5535 | 1073.75 | 3.0439 | 61.08 | 2.1103 | 0.93358 | 64.0302 | 1.5539 | 39.9 | 0.59972 | 0.95417 | 45.5167 | 2.1699 | 21.69 | 2.7039 | -0.53407 | 13.4189 | 3.0439 | 61.08 | 2.1103 | 0.93358 | 64.0302 | 3.1341 | 60.43 | 2.3058 | 0.82831 | 62.3572 | 0.047803 | 1.8446 | 0.51281 | 2.5635 | 51.328 | 0.14551 | 0.07428 | 0.10372 | 0.14551 | 0.14982 | 2.9198 | 1.9073 | 1.0368 | 2.9198 | 2.8887 | 3.0608 | 2.1758 | 0.64146 | 3.0608 | 2.9808 | 0.047803 | 1.8446 | 0.51281 | 2.5635 | 51.328 | 0.14551 | 0.07428 | 0.10372 | 0.14551 | 0.14982 | 2.9198 | 1.9073 | 1.0368 | 2.9198 | 2.8887 | 3.0608 | 2.1758 | 0.64146 | 3.0608 | 2.9808
117 | 0.24 | 0.25 | South/Central | AL | Birmingham.Muni.AP.722280 | 3 | 3613104 | 37.4586 | 11.3765 | 53.3681 | 36.9592 | 16.4089 | 1085.57 | 3.3026 | 49.26 | 3.2244 | 0.078227 | 44.3628 | 1.8126 | 28.08 | 1.7138 | 0.09881 | 25.8492 | 2.4286 | 9.87 | 3.818 | -1.3894 | -6.2485 | 3.3026 | 49.26 | 3.2244 | 0.078227 | 44.3628 | 3.3929 | 48.61 | 3.4199 | -0.027043 | 42.6897 | 0.047803 | 1.7906 | 0.54382 | 2.5511 | 51.893 | 0.15787 | 0.086648 | 0.11609 | 0.15787 | 0.16219 | 2.3548 | 1.3423 | 0.47181 | 2.3548 | 2.3237 | 2.1207 | 1.2357 | -0.2987 | 2.1207 | 2.0407 | 0.047803 | 1.7906 | 0.54382 | 2.5511 | 51.893 | 0.15787 | 0.086648 | 0.11609 | 0.15787 | 0.16219 | 2.3548 | 1.3423 | 0.47181 | 2.3548 | 2.3237 | 2.1207 | 1.2357 | -0.2987 | 2.1207 | 2.0407
118 | 0.24 | 0.3 | South/Central | AL | Birmingham.Muni.AP.722280 | 3 | 3613104 | 36.4388 | 12.0237 | 53.2152 | 35.9528 | 17.2624 | 1098.89 | 3.4555 | 35.94 | 4.2308 | -0.77526 | 23.3914 | 1.9655 | 14.76 | 2.7202 | -0.75468 | 4.8779 | 2.5815 | -3.45 | 4.8244 | -2.2429 | -27.2199 | 3.4555 | 35.94 | 4.2308 | -0.77526 | 23.3914 | 3.5458 | 35.29 | 4.4263 | -0.88053 | 21.7183 | 0.047803 | 1.7419 | 0.57476 | 2.5438 | 52.5297 | 0.16518 | 0.093958 | 0.1234 | 0.16518 | 0.1695 | 1.718 | 0.70557 | -0.16492 | 1.718 | 1.687 | 1.1182 | 0.23317 | -1.3012 | 1.1182 | 1.0382 | 0.047803 | 1.7419 | 0.57476 | 2.5438 | 52.5297 | 0.16518 | 0.093958 | 0.1234 | 0.16518 | 0.1695 | 1.718 | 0.70557 | -0.16492 | 1.718 | 1.687 | 1.1182 | 0.23317 | -1.3012 | 1.1182 | 1.0382
119 | 0.24 | 0.35 | South/Central | AL | Birmingham.Muni.AP.722280 | 3 | 3613104 | 35.4994 | 12.6926 | 53.1709 | 35.0259 | 18.1451 | 1114.31 | 3.4998 | 20.52 | 5.1577 | -1.658 | 0.24492 | 2.0098 | -0.66 | 3.6472 | -1.6374 | -18.2686 | 2.6258 | -18.87 | 5.7514 | -3.1256 | -50.3664 | 3.4998 | 20.52 | 5.1577 | -1.658 | 0.24492 | 3.59 | 19.87 | 5.3533 | -1.7632 | -1.4282 | 0.047803 | 1.697 | 0.60674 | 2.5417 | 53.2668 | 0.1673 | 0.096073 | 0.12552 | 0.1673 | 0.17161 | 0.98091 | -0.03155 | -0.90203 | 0.98091 | 0.94984 | 0.011708 | -0.87329 | -2.4076 | 0.011708 | -0.06827 | 0.047803 | 1.697 | 0.60674 | 2.5417 | 53.2668 | 0.1673 | 0.096073 | 0.12552 | 0.1673 | 0.17161 | 0.98091 | -0.03155 | -0.90203 | 0.98091 | 0.94984 | 0.011708 | -0.87329 | -2.4076 | 0.011708 | -0.06827
120 | 0.24 | 0.4 | South/Central | AL | Birmingham.Muni.AP.722280 | 3 | 3613104 | 35.3528 | 12.6544 | 53.0118 | 34.8811 | 18.1306 | 1111.79 | 3.6589 | 23.04 | 5.3024 | -1.6435 | 2.6687 | 2.1689 | 1.86 | 3.7919 | -1.6229 | -15.8448 | 2.7849 | -16.35 | 5.8961 | -3.1112 | -47.9426 | 3.6589 | 23.04 | 5.3024 | -1.6435 | 2.6687 | 3.7492 | 22.39 | 5.498 | -1.7488 | 0.99563 | 0.047803 | 1.69 | 0.60491 | 2.5341 | 53.1464 | 0.17491 | 0.10368 | 0.13312 | 0.17491 | 0.17922 | 1.1014 | 0.088913 | -0.78157 | 1.1014 | 1.0703 | 0.12757 | -0.75742 | -2.2918 | 0.12757 | 0.047594 | 0.047803 | 1.69 | 0.60491 | 2.5341 | 53.1464 | 0.17491 | 0.10368 | 0.13312 | 0.17491 | 0.17922 | 1.1014 | 0.088913 | -0.78157 | 1.1014 | 1.0703 | 0.12757 | -0.75742 | -2.2918 | 0.12757 | 0.047594
121 | 0.22 | 0.2 | South/Central | AL | Birmingham.Muni.AP.722280 | 3 | 3613104 | 37.9222 | 10.7484 | 52.9719 | 37.4163 | 15.5556 | 1064.3 | 3.6988 | 70.53 | 2.7673 | 0.93152 | 72.3553 | 2.2088 | 49.35 | 1.2567 | 0.9521 | 53.8417 | 2.8248 | 31.14 | 3.3609 | -0.53613 | 21.744 | 3.6988 | 70.53 | 2.7673 | 0.93152 | 72.3553 | 3.7891 | 69.88 | 2.9628 | 0.82625 | 70.6822 | 0.047803 | 1.8128 | 0.5138 | 2.5322 | 50.8762 | 0.17681 | 0.10559 | 0.13503 | 0.17681 | 0.18113 | 3.3715 | 2.3591 | 1.4886 | 3.3715 | 3.3404 | 3.4588 | 2.5738 | 1.0394 | 3.4588 | 3.3788 | 0.047803 | 1.8128 | 0.5138 | 2.5322 | 50.8762 | 0.17681 | 0.10559 | 0.13503 | 0.17681 | 0.18113 | 3.3715 | 2.3591 | 1.4886 | 3.3715 | 3.3404 | 3.4588 | 2.5738 | 1.0394 | 3.4588 | 3.3788
122 | 0.22 | 0.25 | South/Central | AL | Birmingham.Muni.AP.722280 | 3 | 3613104 | 36.7924 | 11.4026 | 52.718 | 36.3014 | 16.4166 | 1076.29 | 3.9527 | 58.54 | 3.8822 | 0.070516 | 52.4739 | 2.4627 | 37.36 | 2.3716 | 0.091099 | 33.9604 | 3.0787 | 19.15 | 4.4758 | -1.3971 | 1.8626 | 3.9527 | 58.54 | 3.8822 | 0.070516 | 52.4739 | 4.0429 | 57.89 | 4.0777 | -0.034753 | 50.8008 | 0.047803 | 1.7588 | 0.54507 | 2.5201 | 51.4494 | 0.18895 | 0.11772 | 0.14717 | 0.18895 | 0.19326 | 2.7984 | 1.7859 | 0.91542 | 2.7984 | 2.7673 | 2.5084 | 1.6234 | 0.089037 | 2.5084 | 2.4284 | 0.047803 | 1.7588 | 0.54507 | 2.5201 | 51.4494 | 0.18895 | 0.11772 | 0.14717 | 0.18895 | 0.19326 | 2.7984 | 1.7859 | 0.91542 | 2.7984 | 2.7673 | 2.5084 | 1.6234 | 0.089037 | 2.5084 | 2.4284
123 | 0.22 | 0.3 | South/Central | AL | Birmingham.Muni.AP.722280 | 3 | 3613104 | 35.782 | 12.0542 | 52.579 | 35.3046 | 17.2744 | 1089.88 | 4.0917 | 44.95 | 4.879 | -0.78729 | 31.2092 | 2.6017 | 23.77 | 3.3684 | -0.76671 | 12.6956 | 3.2177 | 5.56 | 5.4727 | -2.2549 | -19.4021 | 4.0917 | 44.95 | 4.879 | -0.78729 | 31.2092 | 4.182 | 44.3 | 5.0746 | -0.89256 | 29.5361 | 0.047803 | 1.7105 | 0.57622 | 2.5134 | 52.099 | 0.1956 | 0.12437 | 0.15381 | 0.1956 | 0.19991 | 2.1487 | 1.1363 | 0.26578 | 2.1487 | 2.1177 | 1.4919 | 0.60688 | -0.92747 | 1.4919 | 1.4119 | 0.047803 | 1.7105 | 0.57622 | 2.5134 | 52.099 | 0.1956 | 0.12437 | 0.15381 | 0.1956 | 0.19991 | 2.1487 | 1.1363 | 0.26578 | 2.1487 | 2.1177 | 1.4919 | 0.60688 | -0.92747 | 1.4919 | 1.4119
124 | 0.22 | 0.35 | South/Central | AL | Birmingham.Muni.AP.722280 | 3 | 3613104 | 34.8492 | 12.7314 | 52.5552 | 34.3841 | 18.1711 | 1105.85 | 4.1155 | 28.98 | 5.7995 | -1.684 | 7.4233 | 2.6255 | 7.8 | 4.289 | -1.6634 | -11.0903 | 3.2415 | -10.41 | 6.3932 | -3.1517 | -43.188 | 4.1155 | 28.98 | 5.7995 | -1.684 | 7.4233 | 4.2058 | 28.33 | 5.9951 | -1.7893 | 5.7502 | 0.047803 | 1.6659 | 0.60859 | 2.5123 | 52.8624 | 0.19673 | 0.12551 | 0.15495 | 0.19673 | 0.20105 | 1.3853 | 0.37286 | -0.49762 | 1.3853 | 1.3542 | 0.35485 | -0.53014 | -2.0645 | 0.35485 | 0.27487 | 0.047803 | 1.6659 | 0.60859 | 2.5123 | 52.8624 | 0.19673 | 0.12551 | 0.15495 | 0.19673 | 0.20105 | 1.3853 | 0.37286 | -0.49762 | 1.3853 | 1.3542 | 0.35485 | -0.53014 | -2.0645 | 0.35485 | 0.27487
125 | 0.22 | 0.4 | South/Central | AL | Birmingham.Muni.AP.722280 | 3 | 3613104 | 34.7117 | 12.694 | 52.4057 | 34.2484 | 18.1573 | 1103.49 | 4.265 | 31.34 | 5.9352 | -1.6702 | 9.7087 | 2.775 | 10.16 | 4.4246 | -1.6496 | -8.8049 | 3.391 | -8.05 | 6.5288 | -3.1378 | -40.9026 | 4.265 | 31.34 | 5.9352 | -1.6702 | 9.7087 | 4.3553 | 30.69 | 6.1307 | -1.7754 | 8.0356 | 0.047803 | 1.6593 | 0.6068 | 2.5051 | 52.7496 | 0.20388 | 0.13265 | 0.1621 | 0.20388 | 0.20819 | 1.4981 | 0.48567 | -0.38481 | 1.4981 | 1.4671 | 0.4641 | -0.4209 | -1.9552 | 0.4641 | 0.38412 | 0.047803 | 1.6593 | 0.6068 | 2.5051 | 52.7496 | 0.20388 | 0.13265 | 0.1621 | 0.20388 | 0.20819 | 1.4981 | 0.48567 | -0.38481 | 1.4981 | 1.4671 | 0.4641 | -0.4209 | -1.9552 | 0.4641 | 0.38412
126 | 0.2 | 0.2 | South/Central | AL | Birmingham.Muni.AP.722280 | 3 | 3613104 | 37.2512 | 10.7735 | 52.3161 | 36.754 | 15.5621 | 1054.92 | 4.3546 | 79.91 | 3.4295 | 0.92504 | 80.5726 | 2.8646 | 58.73 | 1.919 | 0.94562 | 62.0591 | 3.4806 | 40.52 | 4.0232 | -0.54261 | 29.9613 | 4.3546 | 79.91 | 3.4295 | 0.92504 | 80.5726 | 4.4448 | 79.26 | 3.6251 | 0.81977 | 78.8996 | 0.047803 | 1.7807 | 0.515 | 2.5008 | 50.4278 | 0.20816 | 0.13693 | 0.16638 | 0.20816 | 0.21247 | 3.8199 | 2.8074 | 1.937 | 3.8199 | 3.7888 | 3.8516 | 2.9666 | 1.4322 | 3.8516 | 3.7716 | 0.047803 | 1.7807 | 0.515 | 2.5008 | 50.4278 | 0.20816 | 0.13693 | 0.16638 | 0.20816 | 0.21247 | 3.8199 | 2.8074 | 1.937 | 3.8199 | 3.7888 | 3.8516 | 2.9666 | 1.4322 | 3.8516 | 3.7716
127 | 0.2 | 0.25 | South/Central | AL | Birmingham.Muni.AP.722280 | 3 | 3613104 | 36.1225 | 11.4282 | 52.0637 | 35.6402 | 16.4234 | 1066.93 | 4.607 | 67.9 | 4.5433 | 0.063695 | 60.664 | 3.117 | 46.72 | 3.0328 | 0.084278 | 42.1504 | 3.733 | 28.51 | 5.137 | -1.404 | 10.0526 | 4.607 | 67.9 | 4.5433 | 0.063695 | 60.664 | 4.6973 | 67.25 | 4.7389 | -0.041574 | 58.9909 | 0.047803 | 1.7267 | 0.5463 | 2.4888 | 51.002 | 0.22023 | 0.149 | 0.17845 | 0.22023 | 0.22454 | 3.2458 | 2.2333 | 1.3629 | 3.2458 | 3.2147 | 2.8999 | 2.0149 | 0.48054 | 2.8999 | 2.8199 | 0.047803 | 1.7267 | 0.5463 | 2.4888 | 51.002 | 0.22023 | 0.149 | 0.17845 | 0.22023 | 0.22454 | 3.2458 | 2.2333 | 1.3629 | 3.2458 | 3.2147 | 2.8999 | 2.0149 | 0.48054 | 2.8999 | 2.8199
128 | 0.2 | 0.3 | South/Central | AL | Birmingham.Muni.AP.722280 | 3 | 3613104 | 35.1218 | 12.0896 | 51.9442 | 34.6529 | 17.2913 | 1080.99 | 4.7265 | 53.84 | 5.5307 | -0.80415 | 38.8791 | 3.2365 | 32.66 | 4.0201 | -0.78356 | 20.3655 | 3.8525 | 14.45 | 6.1243 | -2.2718 | -11.7322 | 4.7265 | 53.84 | 5.5307 | -0.80415 | 38.8791 | 4.8168 | 53.19 | 5.7262 | -0.90942 | 37.206 | 0.047803 | 1.6789 | 0.57792 | 2.4831 | 51.6741 | 0.22594 | 0.15471 | 0.18416 | 0.22594 | 0.23025 | 2.5737 | 1.5612 | 0.69075 | 2.5737 | 2.5426 | 1.8585 | 0.97352 | -0.56083 | 1.8585 | 1.7785 | 0.047803 | 1.6789 | 0.57792 | 2.4831 | 51.6741 | 0.22594 | 0.15471 | 0.18416 | 0.22594 | 0.23025 | 2.5737 | 1.5612 | 0.69075 | 2.5737 | 2.5426 | 1.8585 | 0.97352 | -0.56083 | 1.8585 | 1.7785
129 | 0.2 | 0.35 | South/Central | AL | Birmingham.Muni.AP.722280 | 3 | 3613104 | 34.1936 | 12.7675 | 51.9292 | 33.737 | 18.1922 | 1097.15 | 4.7415 | 37.68 | 6.4466 | -1.7051 | 14.8686 | 3.2515 | 16.5 | 4.936 | -1.6845 | -3.645 | 3.8675 | -1.71 | 7.0402 | -3.1727 | -35.7427 | 4.7415 | 37.68 | 6.4466 | -1.7051 | 14.8686 | 4.8318 | 37.03 | 6.6421 | -1.8103 | 13.1955 | 0.047803 | 1.6345 | 0.61032 | 2.4823 | 52.4465 | 0.22666 | 0.15543 | 0.18488 | 0.22666 | 0.23097 | 1.8012 | 0.78874 | -0.081742 | 1.8012 | 1.7701 | 0.71076 | -0.17424 | -1.7086 | 0.71076 | 0.63078 | 0.047803 | 1.6345 | 0.61032 | 2.4823 | 52.4465 | 0.22666 | 0.15543 | 0.18488 | 0.22666 | 0.23097 | 1.8012 | 0.78874 | -0.081742 | 1.8012 | 1.7701 | 0.71076 | -0.17424 | -1.7086 | 0.71076 | 0.63078
130 | 0.2 | 0.4 | South/Central | AL | Birmingham.Muni.AP.722280 | 3 | 3613104 | 34.0615 | 12.7356 | 51.7915 | 33.6066 | 18.1849 | 1095.07 | 4.8792 | 39.76 | 6.577 | -1.6978 | 16.8274 | 3.3892 | 18.58 | 5.0664 | -1.6772 | -1.6861 | 4.0052 | 0.37 | 7.1706 | -3.1654 | -33.7839 | 4.8792 | 39.76 | 6.577 | -1.6978 | 16.8274 | 4.9695 | 39.11 | 6.7725 | -1.803 | 15.1544 | 0.047803 | 1.6282 | 0.60879 | 2.4758 | 52.3471 | 0.23324 | 0.16201 | 0.19146 | 0.23324 | 0.23755 | 1.9006 | 0.88817 | 0.017687 | 1.9006 | 1.8696 | 0.80439 | -0.0806 | -1.615 | 0.80439 | 0.72442 | 0.047803 | 1.6282 | 0.60879 | 2.4758 | 52.3471 | 0.23324 | 0.16201 | 0.19146 | 0.23324 | 0.23755 | 1.9006 | 0.88817 | 0.017687 | 1.9006 | 1.8696 | 0.80439 | -0.0806 | -1.615 | 0.80439 | 0.72442
133 | 0.32 | 0.2 | South/Central | AL | Birmingham.Muni.AP.722280 | 3 | 3613104 | 41.1773 | 10.634 | 56.1627 | 40.6294 | 15.5333 | 1110.08 | 0.508 | 24.75 | -0.44581 | 0.9538 | 32.1235 | -0.98201 | 3.57 | -1.9564 | 0.97439 | 13.61 | -0.36603 | -14.64 | 0.14782 | -0.51385 | -18.4878 | 0.508 | 24.75 | -0.44581 | 0.9538 | 32.1235 | 0.59825 | 24.1 | -0.25029 | 0.84854 | 30.4505 | 0.047803 | 1.9684 | 0.50833 | 2.6847 | 53.0646 | 0.024284 | -0.046942 | -0.017497 | 0.024284 | 0.028598 | 1.1831 | 0.17066 | -0.69983 | 1.1831 | 1.152 | 1.5356 | 0.65059 | -0.88376 | 1.5356 | 1.4556 | 0.047803 | 1.9684 | 0.50833 | 2.6847 | 53.0646 | 0.024284 | -0.046942 | -0.017497 | 0.024284 | 0.028598 | 1.1831 | 0.17066 | -0.69983 | 1.1831 | 1.152 | 1.5356 | 0.65059 | -0.88376 | 1.5356 | 1.4556
134 | 0.32 | 0.23 | South/Central | AL | Birmingham.Muni.AP.722280 | 3 | 3613104 | 40.4607 | 11.0207 | 55.9681 | 39.9222 | 16.0459 | 1116.59 | 0.70257 | 18.24 | 0.26135 | 0.44121 | 20.843 | -0.78744 | -2.94 | -1.2492 | 0.4618 | 2.3295 | -0.17146 | -21.15 | 0.85498 | -1.0264 | -29.7683 | 0.70257 | 18.24 | 0.26135 | 0.44121 | 20.843 | 0.79282 | 17.59 | 0.45687 | 0.33594 | 19.1699 | 0.047803 | 1.9341 | 0.52682 | 2.6754 | 53.3758 | 0.033585 | -0.037642 | -0.0081963 | 0.033585 | 0.037899 | 0.87192 | -0.14054 | -1.011 | 0.87192 | 0.84085 | 0.99635 | 0.11135 | -1.423 | 0.99635 | 0.91637 | 0.047803 | 1.9341 | 0.52682 | 2.6754 | 53.3758 | 0.033585 | -0.037642 | -0.0081963 | 0.033585 | 0.037899 | 0.87192 | -0.14054 | -1.011 | 0.87192 | 0.84085 | 0.99635 | 0.11135 | -1.423 | 0.99635 | 0.91637
135 | 0.32 | 0.25 | South/Central | AL | Birmingham.Muni.AP.722280 | 3 | 3613104 | 40.0078 | 11.2756 | 55.8511 | 39.4755 | 16.3756 | 1120.91 | 0.81963 | 13.92 | 0.70812 | 0.11151 | 13.4838 | -0.67038 | -7.26 | -0.80247 | 0.13209 | -5.0298 | -0.054399 | -25.47 | 1.3017 | -1.3561 | -37.1275 | 0.81963 | 13.92 | 0.70812 | 0.11151 | 13.4838 | 0.90988 | 13.27 | 0.90364 | 0.0062399 | 11.8107 | 0.047803 | 1.9125 | 0.539 | 2.6698 | 53.5823 | 0.03918 | -0.032046 | -0.0026004 | 0.03918 | 0.043495 | 0.66541 | -0.34705 | -1.2175 | 0.66541 | 0.63434 | 0.64456 | -0.24044 | -1.7748 | 0.64456 | 0.56458 | 0.047803 | 1.9125 | 0.539 | 2.6698 | 53.5823 | 0.03918 | -0.032046 | -0.0026004 | 0.03918 | 0.043495 | 0.66541 | -0.34705 | -1.2175 | 0.66541 | 0.63434 | 0.64456 | -0.24044 | -1.7748 | 0.64456 | 0.56458
136 | 0.32 | 0.3 | South/Central | AL | Birmingham.Muni.AP.722280 | 3 | 3613104 | 39.8095 | 11.3275 | 55.7803 | 39.2797 | 16.5006 | 1122.2 | 0.89041 | 12.63 | 0.90393 | -0.01352 | 11.0308 | -0.59959 | -8.55 | -0.60665 | 0.0070625 | -7.4828 | 0.016386 | -26.76 | 1.4976 | -1.4812 | -39.5805 | 0.89041 | 12.63 | 0.90393 | -0.01352 | 11.0308 | 0.98067 | 11.98 | 1.0995 | -0.11879 | 9.3577 | 0.047803 | 1.903 | 0.54148 | 2.6664 | 53.644 | 0.042564 | -0.028662 | 0.00078331 | 0.042564 | 0.046878 | 0.60375 | -0.40871 | -1.2792 | 0.60375 | 0.57267 | 0.5273 | -0.3577 | -1.8921 | 0.5273 | 0.44732 | 0.047803 | 1.903 | 0.54148 | 2.6664 | 53.644 | 0.042564 | -0.028662 | 0.00078331 | 0.042564 | 0.046878 | 0.60375 | -0.40871 | -1.2792 | 0.60375 | 0.57267 | 0.5273 | -0.3577 | -1.8921 | 0.5273 | 0.44732
137 | 0.32 | 0.35 | South/Central | AL | Birmingham.Muni.AP.722280 | 3 | 3613104 | 38.7926 | 11.9198 | 55.552 | 38.2763 | 17.2757 | 1133.02 | 1.1187 | 1.81 | 1.9073 | -0.78862 | -6.8703 | -0.37131 | -19.37 | 0.39673 | -0.76804 | -25.3839 | 0.24467 | -37.58 | 2.5009 | -2.2563 | -57.4816 | 1.1187 | 1.81 | 1.9073 | -0.78862 | -6.8703 | 1.209 | 1.16 | 2.1028 | -0.89389 | -8.5434 | 0.047803 | 1.8544 | 0.5698 | 2.6555 | 54.1612 | 0.053477 | -0.017749 | 0.011696 | 0.053477 | 0.057791 | 0.086523 | -0.92593 | -1.7964 | 0.086523 | 0.055451 | -0.32842 | -1.2134 | -2.7478 | -0.32842 | -0.4084 | 0.047803 | 1.8544 | 0.5698 | 2.6555 | 54.1612 | 0.053477 | -0.017749 | 0.011696 | 0.053477 | 0.057791 | 0.086523 | -0.92593 | -1.7964 | 0.086523 | 0.055451 | -0.32842 | -1.2134 | -2.7478 | -0.32842 | -0.4084
138 | 0.32 | 0.4 | South/Central | AL | Birmingham.Muni.AP.722280 | 3 | 3613104 | 37.8689 | 12.5079 | 55.4177 | 37.3648 | 18.0529 | 1145.24 | 1.253 | -10.41 | 2.8188 | -1.5658 | -26.0285 | -0.23698 | -31.59 | 1.3082 | -1.5452 | -44.5421 | 0.379 | -49.8 | 3.4124 | -3.0334 | -76.6399 | 1.253 | -10.41 | 2.8188 | -1.5658 | -26.0285 | 1.3433 | -11.06 | 3.0143 | -1.671 | -27.7016 | 0.047803 | 1.8102 | 0.59791 | 2.6491 | 54.7454 | 0.059898 | -0.011328 | 0.018117 | 0.059898 | 0.064212 | -0.49762 | -1.5101 | -2.3806 | -0.49762 | -0.5287 | -1.2442 | -2.1292 | -3.6636 | -1.2442 | -1.3242 | 0.047803 | 1.8102 | 0.59791 | 2.6491 | 54.7454 | 0.059898 | -0.011328 | 0.018117 | 0.059898 | 0.064212 | -0.49762 | -1.5101 | -2.3806 | -0.49762 | -0.5287 | -1.2442 | -2.1292 | -3.6636 | -1.2442 | -1.3242
140 | 0.2 | 0.45 | South/Central | AL | Birmingham.Muni.AP.722280 | 3 | 3613104 | 33.5403 | 13.1558 | 51.8521 | 33.0924 | 18.7597 | 1106.41 | 4.8186 | 28.42 | 7.0912 | -2.2725 | 0.61042 | 3.3286 | 7.24 | 5.5806 | -2.252 | -17.9031 | 3.9446 | -10.97 | 7.6848 | -3.7402 | -50.0009 | 4.8186 | 28.42 | 7.0912 | -2.2725 | 0.61042 | 4.9089 | 27.77 | 7.2867 | -2.3778 | -1.0627 | 0.047803 | 1.6033 | 0.62888 | 2.4787 | 52.8892 | 0.23034 | 0.15912 | 0.18856 | 0.23034 | 0.23466 | 1.3585 | 0.34609 | -0.52439 | 1.3585 | 1.3275 | 0.029179 | -0.85582 | -2.3902 | 0.029179 | -0.050798 | 0.047803 | 1.6033 | 0.62888 | 2.4787 | 52.8892 | 0.23034 | 0.15912 | 0.18856 | 0.23034 | 0.23466 | 1.3585 | 0.34609 | -0.52439 | 1.3585 | 1.3275 | 0.029179 | -0.85582 | -2.3902 | 0.029179 | -0.050798
141 | 0.22 | 0.45 | South/Central | AL | Birmingham.Muni.AP.722280 | 3 | 3613104 | 34.1851 | 13.1166 | 52.4527 | 33.7289 | 18.7238 | 1114.47 | 4.218 | 20.36 | 6.4547 | -2.2367 | -6.1107 | 2.728 | -0.82 | 4.9441 | -2.2161 | -24.6243 | 3.344 | -19.03 | 7.0483 | -3.7043 | -56.7221 | 4.218 | 20.36 | 6.4547 | -2.2367 | -6.1107 | 4.3083 | 19.71 | 6.6502 | -2.3419 | -7.7838 | 0.047803 | 1.6341 | 0.62701 | 2.5074 | 53.2745 | 0.20163 | 0.13041 | 0.15985 | 0.20163 | 0.20595 | 0.97326 | -0.039198 | -0.90968 | 0.97326 | 0.94219 | -0.29211 | -1.1771 | -2.7115 | -0.29211 | -0.37209 | 0.047803 | 1.6341 | 0.62701 | 2.5074 | 53.2745 | 0.20163 | 0.13041 | 0.15985 | 0.20163 | 0.20595 | 0.97326 | -0.039198 | -0.90968 | 0.97326 | 0.94219 | -0.29211 | -1.1771 | -2.7115 | -0.29211 | -0.37209
142 | 0.24 | 0.45 | South/Central | AL | Birmingham.Muni.AP.722280 | 3 | 3613104 | 34.822 | 13.0754 | 53.058 | 34.3574 | 18.7006 | 1122.83 | 3.6127 | 12 | 5.8261 | -2.2135 | -13.2333 | 2.1227 | -9.18 | 4.3156 | -2.1929 | -31.7468 | 2.7387 | -27.39 | 6.4198 | -3.6811 | -63.8446 | 3.6127 | 12 | 5.8261 | -2.2135 | -13.2333 | 3.7029 | 11.35 | 6.0217 | -2.3187 | -14.9063 | 0.047803 | 1.6646 | 0.62504 | 2.5363 | 53.6741 | 0.1727 | 0.10147 | 0.13092 | 0.1727 | 0.17701 | 0.57363 | -0.43883 | -1.3093 | 0.57363 | 0.54256 | -0.63258 | -1.5176 | -3.0519 | -0.63258 | -0.71256 | 0.047803 | 1.6646 | 0.62504 | 2.5363 | 53.6741 | 0.1727 | 0.10147 | 0.13092 | 0.1727 | 0.17701 | 0.57363 | -0.43883 | -1.3093 | 0.57363 | 0.54256 | -0.63258 | -1.5176 | -3.0519 | -0.63258 | -0.71256
143 | 0.25 | 0.45 | South/Central | AL | Birmingham.Muni.AP.722280 | 3 | 3613104 | 35.1408 | 13.0554 | 53.3606 | 34.6722 | 18.6884 | 1127 | 3.3101 | 7.83 | 5.5114 | -2.2013 | -16.778 | 1.8201 | -13.35 | 4.0008 | -2.1807 | -35.2916 | 2.4361 | -31.56 | 6.105 | -3.6689 | -67.3893 | 3.3101 | 7.83 | 5.5114 | -2.2013 | -16.778 | 3.4004 | 7.18 | 5.7069 | -2.3066 | -18.4511 | 0.047803 | 1.6798 | 0.62408 | 2.5508 | 53.8734 | 0.15823 | 0.087007 | 0.11645 | 0.15823 | 0.16255 | 0.37429 | -0.63816 | -1.5086 | 0.37429 | 0.34322 | -0.80203 | -1.687 | -3.2214 | -0.80203 | -0.88201 | 0.047803 | 1.6798 | 0.62408 | 2.5508 | 53.8734 | 0.15823 | 0.087007 | 0.11645 | 0.15823 | 0.16255 | 0.37429 | -0.63816 | -1.5086 | 0.37429 | 0.34322 | -0.80203 | -1.687 | -3.2214 | -0.80203 | -0.88201
144 | 0.26 | 0.45 | South/Central | AL | Birmingham.Muni.AP.722280 | 3 | 3613104 | 35.4064 | 13.0754 | 53.6562 | 34.9343 | 18.7219 | 1131.9 | 3.0145 | 2.93 | 5.2493 | -2.2348 | -21.4608 | 1.5245 | -18.25 | 3.7387 | -2.2142 | -39.9743 | 2.1405 | -36.46 | 5.8429 | -3.7024 | -72.0721 | 3.0145 | 2.93 | 5.2493 | -2.2348 | -21.4608 | 3.1048 | 2.28 | 5.4448 | -2.34 | -23.1339 | 0.047803 | 1.6925 | 0.62504 | 2.5649 | 54.1077 | 0.1441 | 0.072875 | 0.10232 | 0.1441 | 0.14842 | 0.14006 | -0.8724 | -1.7429 | 0.14006 | 0.10899 | -1.0259 | -1.9109 | -3.4452 | -1.0259 | -1.1059 | 0.047803 | 1.6925 | 0.62504 | 2.5649 | 54.1077 | 0.1441 | 0.072875 | 0.10232 | 0.1441 | 0.14842 | 0.14006 | -0.8724 | -1.7429 | 0.14006 | 0.10899 | -1.0259 | -1.9109 | -3.4452 | -1.0259 | -1.1059
145 | 0.27 | 0.45 | South/Central | AL | Birmingham.Muni.AP.722280 | 3 | 3613104 | 35.6654 | 13.0891 | 53.9388 | 35.19 | 18.7488 | 1136.48 | 2.7319 | -1.65 | 4.9936 | -2.2617 | -25.8009 | 1.2419 | -22.83 | 3.483 | -2.2411 | -44.3145 | 1.8578 | -41.04 | 5.5872 | -3.7294 | -76.4122 | 2.7319 | -1.65 | 4.9936 | -2.2617 | -25.8009 | 2.8221 | -2.3 | 5.1891 | -2.367 | -27.474 | 0.047803 | 1.7049 | 0.62569 | 2.5784 | 54.3266 | 0.13059 | 0.059364 | 0.08881 | 0.13059 | 0.1349 | -0.078874 | -1.0913 | -1.9618 | -0.078874 | -0.10995 | -1.2333 | -2.1183 | -3.6527 | -1.2333 | -1.3133 | 0.047803 | 1.7049 | 0.62569 | 2.5784 | 54.3266 | 0.13059 | 0.059364 | 0.08881 | 0.13059 | 0.1349 | -0.078874 | -1.0913 | -1.9618 | -0.078874 | -0.10995 | -1.2333 | -2.1183 | -3.6527 | -1.2333 | -1.3133
146 | 0.28 | 0.45 | South/Central | AL | Birmingham.Muni.AP.722280 | 3 | 3613104 | 35.9264 | 13.1054 | 54.2262 | 35.4477 | 18.7785 | 1141.19 | 2.4445 | -6.36 | 4.7359 | -2.2914 | -30.2759 | 0.95452 | -27.54 | 3.2253 | -2.2708 | -48.7895 | 1.5705 | -45.75 | 5.3296 | -3.7591 | -80.8872 | 2.4445 | -6.36 | 4.7359 | -2.2914 | -30.2759 | 2.5348 | -7.01 | 4.9315 | -2.3967 | -31.949 | 0.047803 | 1.7174 | 0.62647 | 2.5921 | 54.5518 | 0.11685 | 0.045628 | 0.075074 | 0.11685 | 0.12117 | -0.30402 | -1.3165 | -2.187 | -0.30402 | -0.3351 | -1.4473 | -2.3323 | -3.8666 | -1.4473 | -1.5272 | 0.047803 | 1.7174 | 0.62647 | 2.5921 | 54.5518 | 0.11685 | 0.045628 | 0.075074 | 0.11685 | 0.12117 | -0.30402 | -1.3165 | -2.187 | -0.30402 | -0.3351 | -1.4473 | -2.3323 | -3.8666 | -1.4473 | -1.5272
147 | 0.3 | 0.45 | South/Central | AL | Birmingham.Muni.AP.722280 | 3 | 3613104 | 36.3804 | 13.1891 | 54.8103 | 35.8959 | 18.9144 | 1152.12 | 1.8604 | -17.29 | 4.2877 | -2.4273 | -41.4019 | 0.37038 | -38.47 | 2.7771 | -2.4067 | -59.9155 | 0.98636 | -56.68 | 4.8813 | -3.895 | -92.0132 | 1.8604 | -17.29 | 4.2877 | -2.4273 | -41.4019 | 1.9506 | -17.94 | 4.4832 | -2.5326 | -43.075 | 0.047803 | 1.7391 | 0.63047 | 2.6201 | 55.0742 | 0.088931 | 0.017705 | 0.047151 | 0.088931 | 0.093246 | -0.82651 | -1.839 | -2.7094 | -0.82651 | -0.85758 | -1.9791 | -2.8641 | -4.3985 | -1.9791 | -2.0591 | 0.047803 | 1.7391 | 0.63047 | 2.6201 | 55.0742 | 0.088931 | 0.017705 | 0.047151 | 0.088931 | 0.093246 | -0.82651 | -1.839 | -2.7094 | -0.82651 | -0.85758 | -1.9791 | -2.8641 | -4.3985 | -1.9791 | -2.0591
148 | 0.2 | 0.5 | South/Central | AL | Birmingham.Muni.AP.722280 | 3 | 3613104 | 32.7489 | 13.8136 | 51.9386 | 32.3116 | 19.627 | 1123.42 | 4.7321 | 11.41 | 7.872 | -3.1399 | -23.7964 | 3.2421 | -9.77 | 6.3615 | -3.1193 | -42.31 | 3.8581 | -27.98 | 8.4657 | -4.6075 | -74.4077 | 4.7321 | 11.41 | 7.872 | -3.1399 | -23.7964 | 4.8224 | 10.76 | 8.0676 | -3.2452 | -25.4695 | 0.047803 | 1.5655 | 0.66033 | 2.4828 | 53.7023 | 0.22621 | 0.15498 | 0.18443 | 0.22621 | 0.23052 | 0.54543 | -0.46703 | -1.3375 | 0.54543 | 0.51436 | -1.1375 | -2.0225 | -3.5569 | -1.1375 | -1.2175 | 0.047803 | 1.5655 | 0.66033 | 2.4828 | 53.7023 | 0.22621 | 0.15498 | 0.18443 | 0.22621 | 0.23052 | 0.54543 | -0.46703 | -1.3375 | 0.54543 | 0.51436 | -1.1375 | -2.0225 | -3.5569 | -1.1375 | -1.2175
149 | 0.22 | 0.5 | South/Central | AL | Birmingham.Muni.AP.722280 | 3 | 3613104 | 33.393 | 13.7685 | 52.5474 | 32.9472 | 19.6002 | 1131.78 | 4.1233 | 3.05 | 7.2364 | -3.1131 | -30.8662 | 2.6333 | -18.13 | 5.7258 | -3.0925 | -49.3798 | 3.2493 | -36.34 | 7.83 | -4.5807 | -81.4776 | 4.1233 | 3.05 | 7.2364 | -3.1131 | -30.8662 | 4.2136 | 2.4 | 7.4319 | -3.2183 | -32.5393 | 0.047803 | 1.5963 | 0.65817 | 2.5119 | 54.1019 | 0.1971 | 0.12588 | 0.15532 | 0.1971 | 0.20142 | 0.1458 | -0.86666 | -1.7371 | 0.1458 | 0.11473 | -1.4755 | -2.3605 | -3.8948 | -1.4755 | -1.5555 | 0.047803 | 1.5963 | 0.65817 | 2.5119 | 54.1019 | 0.1971 | 0.12588 | 0.15532 | 0.1971 | 0.20142 | 0.1458 | -0.86666 | -1.7371 | 0.1458 | 0.11473 | -1.4755 | -2.3605 | -3.8948 | -1.4755 | -1.5555
150 | 0.24 | 0.5 | South/Central | AL | Birmingham.Muni.AP.722280 | 3 | 3613104 | 34.0241 | 13.7268 | 53.1412 | 33.5701 | 19.571 | 1139.87 | 3.5295 | -5.04 | 6.6135 | -3.0839 | -37.6815 | 2.0395 | -26.22 | 5.1029 | -3.0633 | -56.195 | 2.6555 | -44.43 | 7.2071 | -4.5516 | -88.2928 | 3.5295 | -5.04 | 6.6135 | -3.0839 | -37.6815 | 3.6198 | -5.69 | 6.809 | -3.1892 | -39.3546 | 0.047803 | 1.6264 | 0.65618 | 2.5403 | 54.4887 | 0.16872 | 0.097495 | 0.12694 | 0.16872 | 0.17304 | -0.24092 | -1.2534 | -2.1239 | -0.24092 | -0.272 | -1.8013 | -2.6863 | -4.2206 | -1.8013 | -1.8812 | 0.047803 | 1.6264 | 0.65618 | 2.5403 | 54.4887 | 0.16872 | 0.097495 | 0.12694 | 0.16872 | 0.17304 | -0.24092 | -1.2534 | -2.1239 | -0.24092 | -0.272 | -1.8013 | -2.6863 | -4.2206 | -1.8013 | -1.8812
151 | 0.25 | 0.5 | South/Central | AL | Birmingham.Muni.AP.722280 | 3 | 3613104 | 34.3398 | 13.7068 | 53.4371 | 33.8817 | 19.5554 | 1143.88 | 3.2336 | -9.05 | 6.3019 | -3.0683 | -41.0494 | 1.7436 | -30.23 | 4.7913 | -3.0477 | -59.5629 | 2.3595 | -48.44 | 6.8955 | -4.5359 | -91.6607 | 3.2336 | -9.05 | 6.3019 | -3.0683 | -41.0494 | 3.3238 | -9.7 | 6.4974 | -3.1736 | -42.7224 | 0.047803 | 1.6415 | 0.65522 | 2.5544 | 54.6804 | 0.15457 | 0.083346 | 0.11279 | 0.15457 | 0.15889 | -0.43261 | -1.4451 | -2.3156 | -0.43261 | -0.46368 | -1.9623 | -2.8473 | -4.3816 | -1.9623 | -2.0422 | 0.047803 | 1.6415 | 0.65522 | 2.5544 | 54.6804 | 0.15457 | 0.083346 | 0.11279 | 0.15457 | 0.15889 | -0.43261 | -1.4451 | -2.3156 | -0.43261 | -0.46368 | -1.9623 | -2.8473 | -4.3816 | -1.9623 | -2.0422
152 | 0.26 | 0.5 | South/Central | AL | Birmingham.Muni.AP.722280 | 3 | 3613104 | 34.6142 | 13.7116 | 53.7263 | 34.1526 | 19.5736 | 1148.41 | 2.9444 | -13.58 | 6.031 | -3.0865 | -45.2392 | 1.4544 | -34.76 | 4.5204 | -3.066 | -63.7527 | 2.0704 | -52.97 | 6.6246 | -4.5542 | -95.8505 | 2.9444 | -13.58 | 6.031 | -3.0865 | -45.2392 | 3.0347 | -14.23 | 6.2265 | -3.1918 | -46.9123 | 0.047803 | 1.6546 | 0.65545 | 2.5683 | 54.8969 | 0.14075 | 0.069525 | 0.09897 | 0.14075 | 0.14507 | -0.64916 | -1.6616 | -2.5321 | -0.64916 | -0.68023 | -2.1625 | -3.0475 | -4.5819 | -2.1625 | -2.2425 | 0.047803 | 1.6546 | 0.65545 | 2.5683 | 54.8969 | 0.14075 | 0.069525 | 0.09897 | 0.14075 | 0.14507 | -0.64916 | -1.6616 | -2.5321 | -0.64916 | -0.68023 | -2.1625 | -3.0475 | -4.5819 | -2.1625 | -2.2425
153 | 0.27 | 0.5 | South/Central | AL | Birmingham.Muni.AP.722280 | 3 | 3613104 | 34.8835 | 13.7207 | 54.0145 | 34.4185 | 19.596 | 1152.99 | 2.6562 | -18.16 | 5.7651 | -3.1089 | -49.527 | 1.1662 | -39.34 | 4.2545 | -3.0883 | -68.0405 | 1.7822 | -57.55 | 6.3587 | -4.5765 | -100.1383 | 2.6562 | -18.16 | 5.7651 | -3.1089 | -49.527 | 2.7465 | -18.81 | 5.9606 | -3.2141 | -51.2001 | 0.047803 | 1.6675 | 0.65588 | 2.582 | 55.1158 | 0.12698 | 0.055749 | 0.085195 | 0.12698 | 0.13129 | -0.86809 | -1.8806 | -2.751 | -0.86809 | -0.89917 | -2.3675 | -3.2525 | -4.7869 | -2.3675 | -2.4475 | 0.047803 | 1.6675 | 0.65588 | 2.582 | 55.1158 | 0.12698 | 0.055749 | 0.085195 | 0.12698 | 0.13129 | -0.86809 | -1.8806 | -2.751 | -0.86809 | -0.89917 | -2.3675 | -3.2525 | -4.7869 | -2.3675 | -2.4475
154 | 0.28 | 0.5 | South/Central | AL | Birmingham.Muni.AP.722280 | 3 | 3613104 | 35.118 | 13.7616 | 54.3056 | 34.65 | 19.6555 | 1158.3 | 2.3651 | -23.47 | 5.5336 | -3.1684 | -54.8523 | 0.87513 | -44.65 | 4.023 | -3.1479 | -73.3658 | 1.4911 | -62.86 | 6.1272 | -4.6361 | -105.4636 | 2.3651 | -23.47 | 5.5336 | -3.1684 | -54.8523 | 2.4554 | -24.12 | 5.7291 | -3.2737 | -56.5254 | 0.047803 | 1.6787 | 0.65784 | 2.5959 | 55.3697 | 0.11306 | 0.041833 | 0.071279 | 0.11306 | 0.11737 | -1.1219 | -2.1344 | -3.0049 | -1.1219 | -1.153 | -2.6221 | -3.5071 | -5.0414 | -2.6221 | -2.7021 | 0.047803 | 1.6787 | 0.65784 | 2.5959 | 55.3697 | 0.11306 | 0.041833 | 0.071279 | 0.11306 | 0.11737 | -1.1219 | -2.1344 | -3.0049 | -1.1219 | -1.153 | -2.6221 | -3.5071 | -5.0414 | -2.6221 | -2.7021
155 | 0.3 | 0.5 | South/Central | AL | Birmingham.Muni.AP.722280 | 3 | 3613104 | 35.5527 | 13.8708 | 54.8894 | 35.0791 | 19.8104 | 1169.57 | 1.7813 | -34.74 | 5.1045 | -3.3233 | -66.4826 | 0.29127 | -55.92 | 3.5939 | -3.3027 | -84.9962 | 0.90725 | -74.13 | 5.6982 | -4.7909 | -117.0939 | 1.7813 | -34.74 | 5.1045 | -3.3233 | -66.4826 | 1.8715 | -35.39 | 5.3001 | -3.4285 | -68.1557 | 0.047803 | 1.6995 | 0.66306 | 2.6239 | 55.9084 | 0.085149 | 0.013923 | 0.043369 | 0.085149 | 0.089464 | -1.6607 | -2.6731 | -3.5436 | -1.6607 | -1.6917 | -3.178 | -4.063 | -5.5974 | -3.178 | -3.258 | 0.047803 | 1.6995 | 0.66306 | 2.6239 | 55.9084 | 0.085149 | 0.013923 | 0.043369 | 0.085149 | 0.089464 | -1.6607 | -2.6731 | -3.5436 | -1.6607 | -1.6917 | -3.178 | -4.063 | -5.5974 | -3.178 | -3.258
156 | 0.37 | 0.17 | South/Central | AL | Birmingham.Muni.AP.722280 | 3 | 3613104 | 43.4774 | 10.2229 | 57.9501 | 42.8995 | 15.0506 | 1127.14 | -1.2794 | 7.69 | -2.7159 | 1.4365 | 22.2204 | -2.7694 | -13.49 | -4.2265 | 1.4571 | 3.7068 | -2.1534 | -31.7 | -2.1223 | -0.031102 | -28.3909 | -1.2794 | 7.69 | -2.7159 | 1.4365 | 22.2204 | -1.1891 | 7.04 | -2.5204 | 1.3313 | 20.5473 | 0.047803 | 2.0783 | 0.48868 | 2.7702 | 53.8801 | -0.061157 | -0.13238 | -0.10294 | -0.061157 | -0.056843 | 0.3676 | -0.64486 | -1.5153 | 0.3676 | 0.33653 | 1.0622 | 0.1772 | -1.3572 | 1.0622 | 0.98221 | 0.047803 | 2.0783 | 0.48868 | 2.7702 | 53.8801 | -0.061157 | -0.13238 | -0.10294 | -0.061157 | -0.056843 | 0.3676 | -0.64486 | -1.5153 | 0.3676 | 0.33653 | 1.0622 | 0.1772 | -1.3572 | 1.0622 | 0.98221
157 | 0.37 | 0.19 | South/Central | AL | Birmingham.Muni.AP.722280 | 3 | 3613104 | 42.9582 | 10.4711 | 57.7653 | 42.3873 | 15.378 | 1130.43 | -1.0946 | 4.4 | -2.2037 | 1.1091 | 15.7883 | -2.5846 | -16.78 | -3.7143 | 1.1297 | -2.7252 | -1.9686 | -34.99 | -1.6101 | -0.35854 | -34.823 | -1.0946 | 4.4 | -2.2037 | 1.1091 | 15.7883 | -1.0044 | 3.75 | -2.0082 | 1.0038 | 14.1152 | 0.047803 | 2.0535 | 0.50055 | 2.7613 | 54.0374 | -0.052325 | -0.12355 | -0.094106 | -0.052325 | -0.048011 | 0.21033 | -0.80213 | -1.6726 | 0.21033 | 0.17926 | 0.75472 | -0.13027 | -1.6646 | 0.75472 | 0.67474 | 0.047803 | 2.0535 | 0.50055 | 2.7613 | 54.0374 | -0.052325 | -0.12355 | -0.094106 | -0.052325 | -0.048011 | 0.21033 | -0.80213 | -1.6726 | 0.21033 | 0.17926 | 0.75472 | -0.13027 | -1.6646 | 0.75472 | 0.67474
158 | 0.37 | 0.2 | South/Central | AL | Birmingham.Muni.AP.722280 | 3 | 3613104 | 42.7028 | 10.5973 | 57.6766 | 42.1352 | 15.5414 | 1132.12 | -1.0059 | 2.71 | -1.9516 | 0.94572 | 12.5342 | -2.4959 | -18.47 | -3.4622 | 0.9663 | -5.9793 | -1.8799 | -36.68 | -1.358 | -0.52193 | -38.0771 | -1.0059 | 2.71 | -1.9516 | 0.94572 | 12.5342 | -0.91564 | 2.06 | -1.7561 | 0.84045 | 10.8611 | 0.047803 | 2.0413 | 0.50658 | 2.7571 | 54.1182 | -0.048084 | -0.11931 | -0.089865 | -0.048084 | -0.04377 | 0.12954 | -0.88291 | -1.7534 | 0.12954 | 0.098473 | 0.59917 | -0.28583 | -1.8202 | 0.59917 | 0.51919 | 0.047803 | 2.0413 | 0.50658 | 2.7571 | 54.1182 | -0.048084 | -0.11931 | -0.089865 | -0.048084 | -0.04377 | 0.12954 | -0.88291 | -1.7534 | 0.12954 | 0.098473 | 0.59917 | -0.28583 | -1.8202 | 0.59917 | 0.51919
159 | 0.37 | 0.23 | South/Central | AL | Birmingham.Muni.AP.722280 | 3 | 3613104 | 41.9808 | 10.9794 | 57.4681 | 41.4227 | 16.0454 | 1138.28 | -0.79741 | -3.45 | -1.2391 | 0.4417 | 1.662 | -2.2874 | -24.63 | -2.7497 | 0.46228 | -16.8516 | -1.6714 | -42.84 | -0.64548 | -1.026 | -48.9494 | -0.79741 | -3.45 | -1.2391 | 0.4417 | 1.662 | -0.70716 | -4.1 | -1.0436 | 0.33643 | -0.011131 | 0.047803 | 2.0068 | 0.52484 | 2.7471 | 54.4127 | -0.038118 | -0.10934 | -0.079899 | -0.038118 | -0.033804 | -0.16492 | -1.1774 | -2.0479 | -0.16492 | -0.19599 | 0.079446 | -0.80555 | -2.3399 | 0.079446 | -0.00053209 | 0.047803 | 2.0068 | 0.52484 | 2.7471 | 54.4127 | -0.038118 | -0.10934 | -0.079899 | -0.038118 | -0.033804 | -0.16492 | -1.1774 | -2.0479 | -0.16492 | -0.19599 | 0.079446 | -0.80555 | -2.3399 | 0.079446 | -0.00053209
160 | 0.37 | 0.25 | South/Central | AL | Birmingham.Muni.AP.722280 | 3 | 3613104 | 41.5271 | 11.2307 | 57.3557 | 40.9751 | 16.3805 | 1142.76 | -0.68498 | -7.93 | -0.79156 | 0.10657 | -5.9023 | -2.175 | -29.11 | -2.3021 | 0.12715 | -24.4158 | -1.559 | -47.32 | -0.19793 | -1.3611 | -56.5136 | -0.68498 | -7.93 | -0.79156 | 0.10657 | -5.9023 | -0.59473 | -8.58 | -0.59603 | 0.0013026 | -7.5753 | 0.047803 | 1.9851 | 0.53686 | 2.7417 | 54.6268 | -0.032744 | -0.10397 | -0.074525 | -0.032744 | -0.02843 | -0.37907 | -1.3915 | -2.262 | -0.37907 | -0.41015 | -0.28214 | -1.1671 | -2.7015 | -0.28214 | -0.36212 | 0.047803 | 1.9851 | 0.53686 | 2.7417 | 54.6268 | -0.032744 | -0.10397 | -0.074525 | -0.032744 | -0.02843 | -0.37907 | -1.3915 | -2.262 | -0.37907 | -0.41015 | -0.28214 | -1.1671 | -2.7015 | -0.28214 | -0.36212
161 | 0.4 | 0.17 | South/Central | AL | Birmingham.Muni.AP.722280 | 3 | 3613104 | 44.3672 | 10.2079 | 58.8414 | 43.7778 | 15.0636 | 1140.26 | -2.1707 | -5.43 | -3.5942 | 1.4235 | 10.4639 | -3.6607 | -26.61 | -5.1048 | 1.4441 | -8.0496 | -3.0448 | -44.82 | -3.0006 | -0.044141 | -40.1474 | -2.1707 | -5.43 | -3.5942 | 1.4235 | 10.4639 | -2.0805 | -6.08 | -3.3987 | 1.3182 | 8.7908 | 0.047803 | 2.1209 | 0.48796 | 2.8128 | 54.5073 | -0.10377 | -0.17499 | -0.14555 | -0.10377 | -0.099453 | -0.25957 | -1.272 | -2.1425 | -0.25957 | -0.29064 | 0.5002 | -0.38479 | -1.9191 | 0.5002 | 0.42022 | 0.047803 | 2.1209 | 0.48796 | 2.8128 | 54.5073 | -0.10377 | -0.17499 | -0.14555 | -0.10377 | -0.099453 | -0.25957 | -1.272 | -2.1425 | -0.25957 | -0.29064 | 0.5002 | -0.38479 | -1.9191 | 0.5002 | 0.42022
162 | 0.4 | 0.19 | South/Central | AL | Birmingham.Muni.AP.722280 | 3 | 3613104 | 43.8484 | 10.4523 | 58.6559 | 43.2659 | 15.39 | 1143.52 | -1.9852 | -8.69 | -3.0823 | 1.0971 | 4.0708 | -3.4752 | -29.87 | -4.5929 | 1.1177 | -14.4427 | -2.8592 | -48.08 | -2.4887 | -0.3705 | -46.5405 | -1.9852 | -8.69 | -3.0823 | 1.0971 | 4.0708 | -1.8949 | -9.34 | -2.8868 | 0.99188 | 2.3977 | 0.047803 | 2.0961 | 0.49965 | 2.8039 | 54.6631 | -0.094897 | -0.16612 | -0.13668 | -0.094897 | -0.090583 | -0.4154 | -1.4279 | -2.2983 | -0.4154 | -0.44648 | 0.1946 | -0.6904 | -2.2248 | 0.1946 | 0.11462 | 0.047803 | 2.0961 | 0.49965 | 2.8039 | 54.6631 | -0.094897 | -0.16612 | -0.13668 | -0.094897 | -0.090583 | -0.4154 | -1.4279 | -2.2983 | -0.4154 | -0.44648 | 0.1946 | -0.6904 | -2.2248 | 0.1946 | 0.11462
163 | 0.4 | 0.2 | South/Central | AL | Birmingham.Muni.AP.722280 | 3 | 3613104 | 43.5922 | 10.583 | 58.5681 | 43.013 | 15.555 | 1145.25 | -1.8974 | -10.42 | -2.8295 | 0.93207 | 0.75979 | -3.3874 | -31.6 | -4.34 | 0.95265 | -17.7538 | -2.7714 | -49.81 | -2.2358 | -0.53558 | -49.8515 | -1.8974 | -10.42 | -2.8295 | 0.93207 | 0.75979 | -1.8071 | -11.07 | -2.6339 | 0.8268 | -0.91329 | 0.047803 | 2.0838 | 0.5059 | 2.7997 | 54.7458 | -0.0907 | -0.16193 | -0.13248 | -0.0907 | -0.086385 | -0.4981 | -1.5106 | -2.381 | -0.4981 | -0.52917 | 0.03632 | -0.84867 | -2.383 | 0.03632 | -0.043658 | 0.047803 | 2.0838 | 0.5059 | 2.7997 | 54.7458 | -0.0907 | -0.16193 | -0.13248 | -0.0907 | -0.086385 | -0.4981 | -1.5106 | -2.381 | -0.4981 | -0.52917 | 0.03632 | -0.84867 | -2.383 | 0.03632 | -0.043658
164 | 0.4 | 0.23 | South/Central | AL | Birmingham.Muni.AP.722280 | 3 | 3613104 | 42.8666 | 10.9575 | 58.3459 | 42.2971 | 16.0488 | 1151.03 | -1.6752 | -16.2 | -2.1135 | 0.43833 | -9.6609 | -3.1652 | -37.38 | -3.6241 | 0.45892 | -28.1745 | -2.5492 | -55.59 | -1.5199 | -1.0293 | -60.2722 | -1.6752 | -16.2 | -2.1135 | 0.43833 | -9.6609 | -1.585 | -16.85 | -1.918 | 0.33306 | -11.334 | 0.047803 | 2.0491 | 0.5238 | 2.7891 | 55.0221 | -0.080079 | -0.15131 | -0.12186 | -0.080079 | -0.075765 | -0.7744 | -1.7869 | -2.6573 | -0.7744 | -0.80547 | -0.46182 | -1.3468 | -2.8812 | -0.46182 | -0.5418 | 0.047803 | 2.0491 | 0.5238 | 2.7891 | 55.0221 | -0.080079 | -0.15131 | -0.12186 | -0.080079 | -0.075765 | -0.7744 | -1.7869 | -2.6573 | -0.7744 | -0.80547 | -0.46182 | -1.3468 | -2.8812 | -0.46182 | -0.5418
165 | 0.4 | 0.25 | South/Central | AL | Birmingham.Muni.AP.722280 | 3 | 3613104 | 42.4127 | 11.2088 | 58.2329 | 41.8493 | 16.3836 | 1155.5 | -1.5622 | -20.67 | -1.6657 | 0.10351 | -17.2093 | -3.0522 | -41.85 | -3.1763 | 0.12409 | -35.7229 | -2.4362 | -60.06 | -1.0721 | -1.3641 | -67.8206 | -1.5622 | -20.67 | -1.6657 | 0.10351 | -17.2093 | -1.4719 | -21.32 | -1.4702 | -0.001758 | -18.8824 | 0.047803 | 2.0274 | 0.53581 | 2.7837 | 55.2358 | -0.074676 | -0.1459 | -0.11646 | -0.074676 | -0.070362 | -0.98808 | -2.0005 | -2.871 | -0.98808 | -1.0191 | -0.82265 | -1.7076 | -3.242 | -0.82265 | -0.90263 | 0.047803 | 2.0274 | 0.53581 | 2.7837 | 55.2358 | -0.074676 | -0.1459 | -0.11646 | -0.074676 | -0.070362 | -0.98808 | -2.0005 | -2.871 | -0.98808 | -1.0191 | -0.82265 | -1.7076 | -3.242 | -0.82265 | -0.90263
166 | 0.21 | 0.17 | South/Central | AL | Birmingham.Muni.AP.722280 | 3 | 3613104 | 38.3323 | 10.3617 | 52.8587 | 37.8209 | 15.0378 | 1053.25 | 3.812 | 81.58 | 2.3627 | 1.4493 | 87.7127 | 2.322 | 60.4 | 0.8521 | 1.4699 | 69.1991 | 2.9379 | 42.19 | 2.9563 | -0.018362 | 37.1014 | 3.812 | 81.58 | 2.3627 | 1.4493 | 87.7127 | 3.9022 | 80.93 | 2.5582 | 1.344 | 86.0396 | 0.047803 | 1.8324 | 0.49531 | 2.5268 | 50.348 | 0.18222 | 0.111 | 0.14044 | 0.18222 | 0.18654 | 3.8997 | 2.8873 | 2.0168 | 3.8997 | 3.8687 | 4.1929 | 3.3079 | 1.7735 | 4.1929 | 4.1129 | 0.047803 | 1.8324 | 0.49531 | 2.5268 | 50.348 | 0.18222 | 0.111 | 0.14044 | 0.18222 | 0.18654 | 3.8997 | 2.8873 | 2.0168 | 3.8997 | 3.8687 | 4.1929 | 3.3079 | 1.7735 | 4.1929 | 4.1129
167 | 0.21 | 0.19 | South/Central | AL | Birmingham.Muni.AP.722280 | 3 | 3613104 | 37.8331 | 10.6222 | 52.7067 | 37.3284 | 15.3784 | 1057.24 | 3.964 | 77.59 | 2.8552 | 1.1087 | 80.5094 | 2.474 | 56.41 | 1.3446 | 1.1293 | 61.9959 | 3.0899 | 38.2 | 3.4488 | -0.3589 | 29.8981 | 3.964 | 77.59 | 2.8552 | 1.1087 | 80.5094 | 4.0542 | 76.94 | 3.0507 | 1.0035 | 78.8363 | 0.047803 | 1.8085 | 0.50777 | 2.5195 | 50.5387 | 0.18949 | 0.11826 | 0.14771 | 0.18949 | 0.1938 | 3.709 | 2.6965 | 1.8261 | 3.709 | 3.6779 | 3.8486 | 2.9636 | 1.4292 | 3.8486 | 3.7686 | 0.047803 | 1.8085 | 0.50777 | 2.5195 | 50.5387 | 0.18949 | 0.11826 | 0.14771 | 0.18949 | 0.1938 | 3.709 | 2.6965 | 1.8261 | 3.709 | 3.6779 | 3.8486 | 2.9636 | 1.4292 | 3.8486 | 3.7686
168 | 0.21 | 0.2 | South/Central | AL | Birmingham.Muni.AP.722280 | 3 | 3613104 | 37.5868 | 10.7637 | 52.6515 | 37.0853 | 15.5662 | 1059.85 | 4.0192 | 74.98 | 3.0983 | 0.92089 | 76.1692 | 2.5292 | 53.8 | 1.5877 | 0.94148 | 57.6556 | 3.1451 | 35.59 | 3.6919 | -0.54676 | 25.5579 | 4.0192 | 74.98 | 3.0983 | 0.92089 | 76.1692 | 4.1094 | 74.33 | 3.2938 | 0.81562 | 74.4961 | 0.047803 | 1.7967 | 0.51453 | 2.5169 | 50.6635 | 0.19213 | 0.1209 | 0.15035 | 0.19213 | 0.19644 | 3.5842 | 2.5718 | 1.7013 | 3.5842 | 3.5532 | 3.6411 | 2.7561 | 1.2217 | 3.6411 | 3.5611 | 0.047803 | 1.7967 | 0.51453 | 2.5169 | 50.6635 | 0.19213 | 0.1209 | 0.15035 | 0.19213 | 0.19644 | 3.5842 | 2.5718 | 1.7013 | 3.5842 | 3.5532 | 3.6411 | 2.7561 | 1.2217 | 3.6411 | 3.5611
169 | 0.21 | 0.23 | South/Central | AL | Birmingham.Muni.AP.722280 | 3 | 3613104 | 36.8998 | 11.1513 | 52.4788 | 36.4074 | 16.0714 | 1066.54 | 4.192 | 68.29 | 3.7762 | 0.41573 | 64.8096 | 2.7019 | 47.11 | 2.2656 | 0.43632 | 46.296 | 3.3179 | 28.9 | 4.3698 | -1.0519 | 14.1983 | 4.192 | 68.29 | 3.7762 | 0.41573 | 64.8096 | 4.2822 | 67.64 | 3.9717 | 0.31047 | 63.1365 | 0.047803 | 1.7639 | 0.53306 | 2.5086 | 50.9833 | 0.20039 | 0.12916 | 0.15861 | 0.20039 | 0.2047 | 3.2644 | 2.252 | 1.3815 | 3.2644 | 3.2334 | 3.0981 | 2.2131 | 0.67871 | 3.0981 | 3.0181 | 0.047803 | 1.7639 | 0.53306 | 2.5086 | 50.9833 | 0.20039 | 0.12916 | 0.15861 | 0.20039 | 0.2047 | 3.2644 | 2.252 | 1.3815 | 3.2644 | 3.2334 | 3.0981 | 2.2131 | 0.67871 | 3.0981 | 3.0181
170 | 0.21 | 0.25 | South/Central | AL | Birmingham.Muni.AP.722280 | 3 | 3613104 | 36.4666 | 11.4181 | 52.402 | 35.98 | 16.422 | 1071.81 | 4.2687 | 63.02 | 4.2036 | 0.065132 | 56.3736 | 2.7787 | 41.84 | 2.693 | 0.085715 | 37.86 | 3.3947 | 23.63 | 4.7972 | -1.4025 | 5.7623 | 4.2687 | 63.02 | 4.2036 | 0.065132 | 56.3736 | 4.359 | 62.37 | 4.3991 | -0.040137 | 54.7005 | 0.047803 | 1.7432 | 0.54581 | 2.5049 | 51.2352 | 0.20406 | 0.13283 | 0.16228 | 0.20406 | 0.20837 | 3.0125 | 2.0001 | 1.1296 | 3.0125 | 2.9814 | 2.6948 | 1.8098 | 0.27545 | 2.6948 | 2.6148 | 0.047803 | 1.7432 | 0.54581 | 2.5049 | 51.2352 | 0.20406 | 0.13283 | 0.16228 | 0.20406 | 0.20837 | 3.0125 | 2.0001 | 1.1296 | 3.0125 | 2.9814 | 2.6948 | 1.8098 | 0.27545 | 2.6948 | 2.6148
171 | 0.21 | 0.27 | South/Central | AL | Birmingham.Muni.AP.722280 | 3 | 3613104 | 36.0438 | 11.6794 | 52.3263 | 35.5627 | 16.7636 | 1076.92 | 4.3444 | 57.91 | 4.6209 | -0.27645 | 48.1656 | 2.8544 | 36.73 | 3.1103 | -0.25587 | 29.652 | 3.4704 | 18.52 | 5.2145 | -1.7441 | -2.4457 | 4.3444 | 57.91 | 4.6209 | -0.27645 | 48.1656 | 4.4347 | 57.26 | 4.8164 | -0.38172 | 46.4925 | 0.047803 | 1.723 | 0.55831 | 2.5013 | 51.4795 | 0.20767 | 0.13645 | 0.16589 | 0.20767 | 0.21199 | 2.7682 | 1.7558 | 0.8853 | 2.7682 | 2.7372 | 2.3024 | 1.4174 | -0.11691 | 2.3024 | 2.2225 | 0.047803 | 1.723 | 0.55831 | 2.5013 | 51.4795 | 0.20767 | 0.13645 | 0.16589 | 0.20767 | 0.21199 | 2.7682 | 1.7558 | 0.8853 | 2.7682 | 2.7372 | 2.3024 | 1.4174 | -0.11691 | 2.3024 | 2.2225
172 | 0.21 | 0.3 | South/Central | AL | Birmingham.Muni.AP.722280 | 3 | 3613104 | 35.4564 | 12.0696 | 52.2599 | 34.9831 | 17.2767 | 1085.3 | 4.4108 | 49.53 | 5.2005 | -0.78962 | 35.2297 | 2.9208 | 28.35 | 3.6899 | -0.76904 | 16.7162 | 3.5368 | 10.14 | 5.7941 | -2.2573 | -15.3816 | 4.4108 | 49.53 | 5.2005 | -0.78962 | 35.2297 | 4.5011 | 48.88 | 5.396 | -0.89489 | 33.5567 | 0.047803 | 1.6949 | 0.57696 | 2.4982 | 51.8801 | 0.21085 | 0.13962 | 0.16907 | 0.21085 | 0.21516 | 2.3677 | 1.3552 | 0.48472 | 2.3677 | 2.3366 | 1.6841 | 0.79908 | -0.73528 | 1.6841 | 1.6041 | 0.047803 | 1.6949 | 0.57696 | 2.4982 | 51.8801 | 0.21085 | 0.13962 | 0.16907 | 0.21085 | 0.21516 | 2.3677 | 1.3552 | 0.48472 | 2.3677 | 2.3366 | 1.6841 | 0.79908 | -0.73528 | 1.6841 | 1.6041
173 | 0.21 | 0.32 | South/Central | AL | Birmingham.Muni.AP.722280 | 3 | 3613104 | 35.0833 | 12.3257 | 52.2317 | 34.615 | 17.6167 | 1091.08 | 4.439 | 43.75 | 5.5686 | -1.1296 | 26.4577 | 2.949 | 22.57 | 4.058 | -1.109 | 7.9441 | 3.565 | 4.36 | 6.1622 | -2.5972 | -24.1536 | 4.439 | 43.75 | 5.5686 | -1.1296 | 26.4577 | 4.5292 | 43.1 | 5.7641 | -1.2348 | 24.7846 | 0.047803 | 1.6771 | 0.5892 | 2.4968 | 52.1564 | 0.21219 | 0.14097 | 0.17041 | 0.21219 | 0.21651 | 2.0914 | 1.0789 | 0.20842 | 2.0914 | 2.0603 | 1.2647 | 0.37975 | -1.1546 | 1.2647 | 1.1848 | 0.047803 | 1.6771 | 0.5892 | 2.4968 | 52.1564 | 0.21219 | 0.14097 | 0.17041 | 0.21219 | 0.21651 | 2.0914 | 1.0789 | 0.20842 | 2.0914 | 2.0603 | 1.2647 | 0.37975 | -1.1546 | 1.2647 | 1.1848
174 | 0.21 | 0.35 | South/Central | AL | Birmingham.Muni.AP.722280 | 3 | 3613104 | 34.5236 | 12.7477 | 52.2402 | 34.0626 | 18.1776 | 1101.4 | 4.4305 | 33.43 | 6.121 | -1.6905 | 11.28 | 2.9405 | 12.25 | 4.6104 | -1.6699 | -7.2336 | 3.5565 | -5.96 | 6.7146 | -3.1581 | -39.3313 | 4.4305 | 33.43 | 6.121 | -1.6905 | 11.28 | 4.5207 | 32.78 | 6.3165 | -1.7958 | 9.6069 | 0.047803 | 1.6503 | 0.60937 | 2.4972 | 52.6497 | 0.21179 | 0.14056 | 0.17001 | 0.21179 | 0.2161 | 1.598 | 0.58558 | -0.2849 | 1.598 | 1.567 | 0.53921 | -0.34578 | -1.8801 | 0.53921 | 0.45923 | 0.047803 | 1.6503 | 0.60937 | 2.4972 | 52.6497 | 0.21179 | 0.14056 | 0.17001 | 0.21179 | 0.2161 | 1.598 | 0.58558 | -0.2849 | 1.598 | 1.567 | 0.53921 | -0.34578 | -1.8801 | 0.53921 | 0.45923
175 | 0.21 | 0.37 | South/Central | AL | Birmingham.Muni.AP.722280 | 3 | 3613104 | 34.5369 | 12.6731 | 52.1743 | 34.0759 | 18.0984 | 1099.04 | 4.4964 | 35.79 | 6.1077 | -1.6113 | 14.2516 | 3.0064 | 14.61 | 4.5971 | -1.5907 | -4.2619 | 3.6224 | -3.6 | 6.7014 | -3.0789 | -36.3597 | 4.4964 | 35.79 | 6.1077 | -1.6113 | 14.2516 | 4.5867 | 35.14 | 6.3033 | -1.7166 | 12.5785 | 0.047803 | 1.651 | 0.60581 | 2.4941 | 52.5369 | 0.21494 | 0.14372 | 0.17316 | 0.21494 | 0.21926 | 1.7109 | 0.69839 | -0.17209 | 1.7109 | 1.6798 | 0.68126 | -0.20373 | -1.7381 | 0.68126 | 0.60129 | 0.047803 | 1.651 | 0.60581 | 2.4941 | 52.5369 | 0.21494 | 0.14372 | 0.17316 | 0.21494 | 0.21926 | 1.7109 | 0.69839 | -0.17209 | 1.7109 | 1.6798 | 0.68126 | -0.20373 | -1.7381 | 0.68126 | 0.60129
176 | 0.21 | 0.4 | South/Central | AL | Birmingham.Muni.AP.722280 | 3 | 3613104 | 34.386 | 12.7193 | 52.1054 | 33.927 | 18.1784 | 1099.51 | 4.5654 | 35.32 | 6.2566 | -1.6913 | 12.9847 | 3.0753 | 14.14 | 4.746 | -1.6707 | -5.5288 | 3.6913 | -4.07 | 6.8503 | -3.1589 | -37.6266 | 4.5654 | 35.32 | 6.2566 | -1.6913 | 12.9847 | 4.6556 | 34.67 | 6.4522 | -1.7966 | 11.3116 | 0.047803 | 1.6437 | 0.60802 | 2.4908 | 52.5594 | 0.21824 | 0.14701 | 0.17645 | 0.21824 | 0.22255 | 1.6884 | 0.67593 | -0.19456 | 1.6884 | 1.6573 | 0.6207 | -0.26429 | -1.7986 | 0.6207 | 0.54072 | 0.047803 | 1.6437 | 0.60802 | 2.4908 | 52.5594 | 0.21824 | 0.14701 | 0.17645 | 0.21824 | 0.22255 | 1.6884 | 0.67593 | -0.19456 | 1.6884 | 1.6573 | 0.6207 | -0.26429 | -1.7986 | 0.6207 | 0.54072
177 | 0.21 | 0.42 | South/Central | AL | Birmingham.Muni.AP.722280 | 3 | 3613104 | 34.1793 | 12.8711 | 52.1012 | 33.723 | 18.3783 | 1103.09 | 4.5695 | 31.74 | 6.4606 | -1.8912 | 7.667 | 3.0794 | 10.56 | 4.9501 | -1.8706 | -10.8465 | 3.6954 | -7.65 | 7.0543 | -3.3588 | -42.9443 | 4.5695 | 31.74 | 6.4606 | -1.8912 | 7.667 | 4.6597 | 31.09 | 6.6562 | -1.9965 | 5.9939 | 0.047803 | 1.6339 | 0.61527 | 2.4906 | 52.7305 | 0.21843 | 0.14721 | 0.17665 | 0.21843 | 0.22275 | 1.5173 | 0.50479 | -0.36569 | 1.5173 | 1.4862 | 0.3665 | -0.51849 | -2.0528 | 0.3665 | 0.28653 | 0.047803 | 1.6339 | 0.61527 | 2.4906 | 52.7305 | 0.21843 | 0.14721 | 0.17665 | 0.21843 | 0.22275 | 1.5173 | 0.50479 | -0.36569 | 1.5173 | 1.4862 | 0.3665 | -0.51849 | -2.0528 | 0.3665 | 0.28653
178 | 0.21 | 0.45 | South/Central | AL | Birmingham.Muni.AP.722280 | 3 | 3613104 | 33.865 | 13.1366 | 52.1522 | 33.4128 | 18.7394 | 1110.39 | 4.5185 | 24.44 | 6.7708 | -2.2522 | -2.6841 | 3.0285 | 3.26 | 5.2602 | -2.2317 | -21.1976 | 3.6445 | -14.95 | 7.3644 | -3.7199 | -53.2954 | 4.5185 | 24.44 | 6.7708 | -2.2522 | -2.6841 | 4.6088 | 23.79 | 6.9663 | -2.3575 | -4.3572 | 0.047803 | 1.6188 | 0.62796 | 2.493 | 53.0794 | 0.216 | 0.14477 | 0.17422 | 0.216 | 0.22031 | 1.1683 | 0.15584 | -0.71465 | 1.1683 | 1.1372 | -0.12831 | -1.0133 | -2.5477 | -0.12831 | -0.20828 | 0.047803 | 1.6188 | 0.62796 | 2.493 | 53.0794 | 0.216 | 0.14477 | 0.17422 | 0.216 | 0.22031 | 1.1683 | 0.15584 | -0.71465 | 1.1683 | 1.1372 | -0.12831 | -1.0133 | -2.5477 | -0.12831 | -0.20828
179 | 0.21 | 0.47 | South/Central | AL | Birmingham.Muni.AP.722280 | 3 | 3613104 | 33.5325 | 13.3976 | 52.176 | 33.0848 | 19.0912 | 1117.13 | 4.4947 | 17.7 | 7.0988 | -2.6041 | -12.4411 | 3.0047 | -3.48 | 5.5882 | -2.5835 | -30.9546 | 3.6206 | -21.69 | 7.6924 | -4.0717 | -63.0524 | 4.4947 | 17.7 | 7.0988 | -2.6041 | -12.4411 | 4.5849 | 17.05 | 7.2943 | -2.7093 | -14.1142 | 0.047803 | 1.6029 | 0.64044 | 2.4941 | 53.4016 | 0.21486 | 0.14363 | 0.17308 | 0.21486 | 0.21917 | 0.8461 | -0.16635 | -1.0368 | 0.8461 | 0.81503 | -0.59472 | -1.4797 | -3.0141 | -0.59472 | -0.67469 | 0.047803 | 1.6029 | 0.64044 | 2.4941 | 53.4016 | 0.21486 | 0.14363 | 0.17308 | 0.21486 | 0.21917 | 0.8461 | -0.16635 | -1.0368 | 0.8461 | 0.81503 | -0.59472 | -1.4797 | -3.0141 | -0.59472 | -0.67469
180 | 0.21 | 0.5 | South/Central | AL | Birmingham.Muni.AP.722280 | 3 | 3613104 | 33.0735 | 13.7885 | 52.2423 | 32.6319 | 19.6103 | 1127.53 | 4.4284 | 7.3 | 7.5517 | -3.1232 | -27.2352 | 2.9384 | -13.88 | 6.0411 | -3.1027 | -45.7488 | 3.5544 | -32.09 | 8.1453 | -4.5909 | -77.8466 | 4.4284 | 7.3 | 7.5517 | -3.1232 | -27.2352 | 4.5187 | 6.65 | 7.7472 | -3.2285 | -28.9083 | 0.047803 | 1.581 | 0.65912 | 2.4973 | 53.8988 | 0.21169 | 0.14046 | 0.16991 | 0.21169 | 0.21601 | 0.34896 | -0.6635 | -1.534 | 0.34896 | 0.31789 | -1.3019 | -2.1869 | -3.7213 | -1.3019 | -1.3819 | 0.047803 | 1.581 | 0.65912 | 2.4973 | 53.8988 | 0.21169 | 0.14046 | 0.16991 | 0.21169 | 0.21601 | 0.34896 | -0.6635 | -1.534 | 0.34896 | 0.31789 | -1.3019 | -2.1869 | -3.7213 | -1.3019 | -1.3819
181 | 0.23 | 0.17 | South/Central | AL | Birmingham.Muni.AP.722280 | 3 | 3613104 | 39.0025 | 10.3454 | 53.5238 | 38.4824 | 15.0415 | 1062.95 | 3.1469 | 71.88 | 1.7012 | 1.4456 | 79.1037 | 1.6568 | 50.7 | 0.19063 | 1.4662 | 60.5902 | 2.2728 | 32.49 | 2.2948 | -0.022009 | 28.4924 | 3.1469 | 71.88 | 1.7012 | 1.4456 | 79.1037 | 3.2371 | 71.23 | 1.8967 | 1.3404 | 77.4306 | 0.047803 | 1.8644 | 0.49454 | 2.5586 | 50.8117 | 0.15043 | 0.079202 | 0.10865 | 0.15043 | 0.15474 | 3.436 | 2.4236 | 1.5531 | 3.436 | 3.405 | 3.7814 | 2.8964 | 1.362 | 3.7814 | 3.7014 | 0.047803 | 1.8644 | 0.49454 | 2.5586 | 50.8117 | 0.15043 | 0.079202 | 0.10865 | 0.15043 | 0.15474 | 3.436 | 2.4236 | 1.5531 | 3.436 | 3.405 | 3.7814 | 2.8964 | 1.362 | 3.7814 | 3.7014
182 | 0.23 | 0.19 | South/Central | AL | Birmingham.Muni.AP.722280 | 3 | 3613104 | 38.4995 | 10.6059 | 53.3669 | 37.9861 | 15.3808 | 1066.84 | 3.3038 | 67.99 | 2.1975 | 1.1063 | 71.9972 | 1.8138 | 46.81 | 0.68686 | 1.1269 | 53.4837 | 2.4298 | 28.6 | 2.7911 | -0.3613 | 21.3859 | 3.3038 | 67.99 | 2.1975 | 1.1063 | 71.9972 | 3.394 | 67.34 | 2.393 | 1.0011 | 70.3241 | 0.047803 | 1.8404 | 0.50699 | 2.5511 | 50.9976 | 0.15793 | 0.086704 | 0.11615 | 0.15793 | 0.16224 | 3.2501 | 2.2376 | 1.3672 | 3.2501 | 3.219 | 3.4416 | 2.5567 | 1.0223 | 3.4416 | 3.3617 | 0.047803 | 1.8404 | 0.50699 | 2.5511 | 50.9976 | 0.15793 | 0.086704 | 0.11615 | 0.15793 | 0.16224 | 3.2501 | 2.2376 | 1.3672 | 3.2501 | 3.219 | 3.4416 | 2.5567 | 1.0223 | 3.4416 | 3.3617
183 | 0.23 | 0.2 | South/Central | AL | Birmingham.Muni.AP.722280 | 3 | 3613104 | 38.2567 | 10.7384 | 53.3063 | 37.7465 | 15.5598 | 1069.22 | 3.3644 | 65.61 | 2.4371 | 0.92727 | 67.9614 | 1.8744 | 44.43 | 0.92651 | 0.94785 | 49.4478 | 2.4903 | 26.22 | 3.0307 | -0.54038 | 17.3501 | 3.3644 | 65.61 | 2.4371 | 0.92727 | 67.9614 | 3.4546 | 64.96 | 2.6326 | 0.822 | 66.2883 | 0.047803 | 1.8288 | 0.51332 | 2.5482 | 51.1114 | 0.16082 | 0.089599 | 0.11904 | 0.16082 | 0.16514 | 3.1363 | 2.1239 | 1.2534 | 3.1363 | 3.1053 | 3.2487 | 2.3637 | 0.82938 | 3.2487 | 3.1687 | 0.047803 | 1.8288 | 0.51332 | 2.5482 | 51.1114 | 0.16082 | 0.089599 | 0.11904 | 0.16082 | 0.16514 | 3.1363 | 2.1239 | 1.2534 | 3.1363 | 3.1053 | 3.2487 | 2.3637 | 0.82938 | 3.2487 | 3.1687
184 | 0.23 | 0.23 | South/Central | AL | Birmingham.Muni.AP.722280 | 3 | 3613104 | 37.5662 | 11.1217 | 53.129 | 37.0651 | 16.0638 | 1075.82 | 3.5417 | 59.01 | 3.1185 | 0.42328 | 56.6918 | 2.0517 | 37.83 | 1.6079 | 0.44386 | 38.1783 | 2.6677 | 19.62 | 3.7121 | -1.0444 | 6.0805 | 3.5417 | 59.01 | 3.1185 | 0.42328 | 56.6918 | 3.632 | 58.36 | 3.314 | 0.31801 | 55.0187 | 0.047803 | 1.7958 | 0.53165 | 2.5397 | 51.4269 | 0.1693 | 0.098078 | 0.12752 | 0.1693 | 0.17362 | 2.8208 | 1.8084 | 0.93789 | 2.8208 | 2.7898 | 2.71 | 1.825 | 0.29066 | 2.71 | 2.63 | 0.047803 | 1.7958 | 0.53165 | 2.5397 | 51.4269 | 0.1693 | 0.098078 | 0.12752 | 0.1693 | 0.17362 | 2.8208 | 1.8084 | 0.93789 | 2.8208 | 2.7898 | 2.71 | 1.825 | 0.29066 | 2.71 | 2.63
185 | 0.23 | 0.25 | South/Central | AL | Birmingham.Muni.AP.722280 | 3 | 3613104 | 37.1268 | 11.3831 | 53.0367 | 36.6316 | 16.4051 | 1080.7 | 3.634 | 54.13 | 3.552 | 0.082014 | 48.7046 | 2.144 | 32.95 | 2.0414 | 0.1026 | 30.1911 | 2.76 | 14.74 | 4.1456 | -1.3856 | -1.9067 | 3.634 | 54.13 | 3.552 | 0.082014 | 48.7046 | 3.7242 | 53.48 | 3.7475 | -0.023256 | 47.0315 | 0.047803 | 1.7748 | 0.54414 | 2.5353 | 51.6602 | 0.17371 | 0.10249 | 0.13193 | 0.17371 | 0.17803 | 2.5876 | 1.5751 | 0.70461 | 2.5876 | 2.5565 | 2.3282 | 1.4432 | -0.091144 | 2.3282 | 2.2482 | 0.047803 | 1.7748 | 0.54414 | 2.5353 | 51.6602 | 0.17371 | 0.10249 | 0.13193 | 0.17371 | 0.17803 | 2.5876 | 1.5751 | 0.70461 | 2.5876 | 2.5565 | 2.3282 | 1.4432 | -0.091144 | 2.3282 | 2.2482
186 | 0.23 | 0.27 | South/Central | AL | Birmingham.Muni.AP.722280 | 3 | 3613104 | 36.7136 | 11.6444 | 52.9709 | 36.2239 | 16.747 | 1085.97 | 3.6998 | 48.86 | 3.9597 | -0.25993 | 40.3604 | 2.2098 | 27.68 | 2.4491 | -0.23935 | 21.8468 | 2.8257 | 9.47 | 4.5533 | -1.7276 | -10.2509 | 3.6998 | 48.86 | 3.9597 | -0.25993 | 40.3604 | 3.79 | 48.21 | 4.1552 | -0.3652 | 38.6873 | 0.047803 | 1.755 | 0.55663 | 2.5321 | 51.9121 | 0.17686 | 0.10563 | 0.13508 | 0.17686 | 0.18117 | 2.3356 | 1.3232 | 0.45269 | 2.3356 | 2.3046 | 1.9293 | 1.0443 | -0.49002 | 1.9293 | 1.8494 | 0.047803 | 1.755 | 0.55663 | 2.5321 | 51.9121 | 0.17686 | 0.10563 | 0.13508 | 0.17686 | 0.18117 | 2.3356 | 1.3232 | 0.45269 | 2.3356 | 2.3046 | 1.9293 | 1.0443 | -0.49002 | 1.9293 | 1.8494
187 | 0.23 | 0.3 | South/Central | AL | Birmingham.Muni.AP.722280 | 3 | 3613104 | 36.1139 | 12.0345 | 52.8914 | 35.6321 | 17.2593 | 1094.14 | 3.7793 | 40.69 | 4.5515 | -0.7722 | 27.6159 | 2.2893 | 19.51 | 3.0409 | -0.75162 | 9.1024 | 2.9052 | 1.3 | 5.1451 | -2.2399 | -22.9954 | 3.7793 | 40.69 | 4.5515 | -0.7722 | 27.6159 | 3.8695 | 40.04 | 4.747 | -0.87747 | 25.9428 | 0.047803 | 1.7263 | 0.57528 | 2.5283 | 52.3027 | 0.18066 | 0.10943 | 0.13888 | 0.18066 | 0.18497 | 1.9451 | 0.93263 | 0.062143 | 1.9451 | 1.914 | 1.3201 | 0.43512 | -1.0992 | 1.3201 | 1.2401 | 0.047803 | 1.7263 | 0.57528 | 2.5283 | 52.3027 | 0.18066 | 0.10943 | 0.13888 | 0.18066 | 0.18497 | 1.9451 | 0.93263 | 0.062143 | 1.9451 | 1.914 | 1.3201 | 0.43512 | -1.0992 | 1.3201 | 1.2401
188 | 0.23 | 0.32 | South/Central | AL | Birmingham.Muni.AP.722280 | 3 | 3613104 | 35.7398 | 12.2905 | 52.863 | 35.263 | 17.6001 | 1099.93 | 3.8077 | 34.9 | 4.9206 | -1.113 | 18.8251 | 2.3177 | 13.72 | 3.41 | -1.0924 | 0.3115 | 2.9336 | -4.49 | 5.5142 | -2.5806 | -31.7862 | 3.8077 | 34.9 | 4.9206 | -1.113 | 18.8251 | 3.8979 | 34.25 | 5.1161 | -1.2182 | 17.152 | 0.047803 | 1.7085 | 0.58752 | 2.527 | 52.5794 | 0.18202 | 0.11079 | 0.14024 | 0.18202 | 0.18633 | 1.6683 | 0.65585 | -0.21463 | 1.6683 | 1.6372 | 0.89989 | 0.014891 | -1.5195 | 0.89989 | 0.81991 | 0.047803 | 1.7085 | 0.58752 | 2.527 | 52.5794 | 0.18202 | 0.11079 | 0.14024 | 0.18202 | 0.18633 | 1.6683 | 0.65585 | -0.21463 | 1.6683 | 1.6372 | 0.89989 | 0.014891 | -1.5195 | 0.89989 | 0.81991
189 | 0.23 | 0.35 | South/Central | AL | Birmingham.Muni.AP.722280 | 3 | 3613104 | 35.1791 | 12.7123 | 52.8694 | 34.7098 | 18.1597 | 1110.21 | 3.8013 | 24.62 | 5.4738 | -1.6726 | 3.7099 | 2.3113 | 3.44 | 3.9632 | -1.652 | -14.8036 | 2.9272 | -14.77 | 6.0675 | -3.1402 | -46.9014 | 3.8013 | 24.62 | 5.4738 | -1.6726 | 3.7099 | 3.8915 | 23.97 | 5.6694 | -1.7778 | 2.0368 | 0.047803 | 1.6817 | 0.60768 | 2.5273 | 53.0708 | 0.18171 | 0.11048 | 0.13993 | 0.18171 | 0.18602 | 1.1769 | 0.16444 | -0.70604 | 1.1769 | 1.1458 | 0.17734 | -0.70765 | -2.242 | 0.17734 | 0.097366 | 0.047803 | 1.6817 | 0.60768 | 2.5273 | 53.0708 | 0.18171 | 0.11048 | 0.13993 | 0.18171 | 0.18602 | 1.1769 | 0.16444 | -0.70604 | 1.1769 | 1.1458 | 0.17734 | -0.70765 | -2.242 | 0.17734 | 0.097366
190 | 0.23 | 0.37 | South/Central | AL | Birmingham.Muni.AP.722280 | 3 | 3613104 | 35.1838 | 12.6281 | 52.7808 | 34.7142 | 18.0666 | 1107.25 | 3.8899 | 27.58 | 5.4693 | -1.5794 | 7.3459 | 2.3999 | 6.4 | 3.9588 | -1.5589 | -11.1677 | 3.0159 | -11.81 | 6.063 | -3.0471 | -43.2654 | 3.8899 | 27.58 | 5.4693 | -1.5794 | 7.3459 | 3.9802 | 26.93 | 5.6649 | -1.6847 | 5.6728 | 0.047803 | 1.6819 | 0.60366 | 2.5231 | 52.9293 | 0.18595 | 0.11472 | 0.14417 | 0.18595 | 0.19026 | 1.3184 | 0.30594 | -0.56455 | 1.3184 | 1.2873 | 0.35115 | -0.53384 | -2.0682 | 0.35115 | 0.27117 | 0.047803 | 1.6819 | 0.60366 | 2.5231 | 52.9293 | 0.18595 | 0.11472 | 0.14417 | 0.18595 | 0.19026 | 1.3184 | 0.30594 | -0.56455 | 1.3184 | 1.2873 | 0.35115 | -0.53384 | -2.0682 | 0.35115 | 0.27117
191 | 0.23 | 0.4 | South/Central | AL | Birmingham.Muni.AP.722280 | 3 | 3613104 | 35.0317 | 12.6743 | 52.7104 | 34.5642 | 18.1462 | 1107.7 | 3.9604 | 27.13 | 5.6194 | -1.659 | 6.1091 | 2.4703 | 5.95 | 4.1088 | -1.6385 | -12.4045 | 3.0863 | -12.26 | 6.213 | -3.1267 | -44.5022 | 3.9604 | 27.13 | 5.6194 | -1.659 | 6.1091 | 4.0506 | 26.48 | 5.8149 | -1.7643 | 4.436 | 0.047803 | 1.6746 | 0.60587 | 2.5197 | 52.9509 | 0.18931 | 0.11809 | 0.14753 | 0.18931 | 0.19363 | 1.2969 | 0.28443 | -0.58606 | 1.2969 | 1.2658 | 0.29203 | -0.59297 | -2.1273 | 0.29203 | 0.21205 | 0.047803 | 1.6746 | 0.60587 | 2.5197 | 52.9509 | 0.18931 | 0.11809 | 0.14753 | 0.18931 | 0.19363 | 1.2969 | 0.28443 | -0.58606 | 1.2969 | 1.2658 | 0.29203 | -0.59297 | -2.1273 | 0.29203 | 0.21205
192 | 0.23 | 0.42 | South/Central | AL | Birmingham.Muni.AP.722280 | 3 | 3613104 | 34.8303 | 12.8303 | 52.7149 | 34.3655 | 18.3494 | 1111.47 | 3.9558 | 23.36 | 5.8181 | -1.8623 | 0.59149 | 2.4658 | 2.18 | 4.3075 | -1.8417 | -17.9221 | 3.0818 | -16.03 | 6.4117 | -3.3299 | -50.0198 | 3.9558 | 23.36 | 5.8181 | -1.8623 | 0.59149 | 4.046 | 22.71 | 6.0136 | -1.9675 | -1.0816 | 0.047803 | 1.665 | 0.61332 | 2.5199 | 53.1311 | 0.1891 | 0.11787 | 0.14732 | 0.1891 | 0.19341 | 1.1167 | 0.10421 | -0.76627 | 1.1167 | 1.0856 | 0.028275 | -0.85672 | -2.3911 | 0.028275 | -0.051703 | 0.047803 | 1.665 | 0.61332 | 2.5199 | 53.1311 | 0.1891 | 0.11787 | 0.14732 | 0.1891 | 0.19341 | 1.1167 | 0.10421 | -0.76627 | 1.1167 | 1.0856 | 0.028275 | -0.85672 | -2.3911 | 0.028275 | -0.051703
193 | 0.23 | 0.45 | South/Central | AL | Birmingham.Muni.AP.722280 | 3 | 3613104 | 34.5062 | 13.0969 | 52.7636 | 34.0458 | 18.7178 | 1118.87 | 3.9071 | 15.96 | 6.1378 | -2.2307 | -9.9286 | 2.4171 | -5.22 | 4.6272 | -2.2101 | -28.4422 | 3.0331 | -23.43 | 6.7314 | -3.6983 | -60.5399 | 3.9071 | 15.96 | 6.1378 | -2.2307 | -9.9286 | 3.9973 | 15.31 | 6.3333 | -2.3359 | -11.6017 | 0.047803 | 1.6495 | 0.62607 | 2.5222 | 53.4848 | 0.18677 | 0.11554 | 0.14499 | 0.18677 | 0.19108 | 0.76293 | -0.24953 | -1.12 | 0.76293 | 0.73186 | -0.47461 | -1.3596 | -2.894 | -0.47461 | -0.55459 | 0.047803 | 1.6495 | 0.62607 | 2.5222 | 53.4848 | 0.18677 | 0.11554 | 0.14499 | 0.18677 | 0.19108 | 0.76293 | -0.24953 | -1.12 | 0.76293 | 0.73186 | -0.47461 | -1.3596 | -2.894 | -0.47461 | -0.55459
194 | 0.23 | 0.47 | South/Central | AL | Birmingham.Muni.AP.722280 | 3 | 3613104 | 34.1785 | 13.3609 | 52.7899 | 33.7224 | 19.0675 | 1125.62 | 3.8808 | 9.21 | 6.4612 | -2.5804 | -19.6605 | 2.3908 | -11.97 | 4.9506 | -2.5598 | -38.174 | 3.0067 | -30.18 | 7.0548 | -4.048 | -70.2718 | 3.8808 | 9.21 | 6.4612 | -2.5804 | -19.6605 | 3.971 | 8.56 | 6.6567 | -2.6857 | -21.3335 | 0.047803 | 1.6338 | 0.63868 | 2.5235 | 53.8075 | 0.18551 | 0.11428 | 0.14373 | 0.18551 | 0.18982 | 0.44026 | -0.5722 | -1.4427 | 0.44026 | 0.40919 | -0.93982 | -1.8248 | -3.3592 | -0.93982 | -1.0198 | 0.047803 | 1.6338 | 0.63868 | 2.5235 | 53.8075 | 0.18551 | 0.11428 | 0.14373 | 0.18551 | 0.18982 | 0.44026 | -0.5722 | -1.4427 | 0.44026 | 0.40919 | -0.93982 | -1.8248 | -3.3592 | -0.93982 | -1.0198
195 | 0.23 | 0.5 | South/Central | AL | Birmingham.Muni.AP.722280 | 3 | 3613104 | 33.7085 | 13.7424 | 52.8368 | 33.2585 | 19.5783 | 1135.58 | 3.8339 | -0.75 | 6.9251 | -3.0911 | -33.9808 | 2.3439 | -21.93 | 5.4145 | -3.0706 | -52.4944 | 2.9599 | -40.14 | 7.5187 | -4.5588 | -84.5921 | 3.8339 | -0.75 | 6.9251 | -3.0911 | -33.9808 | 3.9242 | -1.4 | 7.1206 | -3.1964 | -35.6539 | 0.047803 | 1.6113 | 0.65692 | 2.5257 | 54.2836 | 0.18327 | 0.11204 | 0.14149 | 0.18327 | 0.18759 | -0.035852 | -1.0483 | -1.9188 | -0.035852 | -0.066924 | -1.6244 | -2.5094 | -4.0437 | -1.6244 | -1.7043 | 0.047803 | 1.6113 | 0.65692 | 2.5257 | 54.2836 | 0.18327 | 0.11204 | 0.14149 | 0.18327 | 0.18759 | -0.035852 | -1.0483 | -1.9188 | -0.035852 | -0.066924 | -1.6244 | -2.5094 | -4.0437 | -1.6244 | -1.7043
196 | 0.29 | 0.17 | South/Central | AL | Birmingham.Muni.AP.722280 | 3 | 3613104 | 40.9932 | 10.2742 | 55.4726 | 40.4473 | 15.0252 | 1090.86 | 1.1981 | 43.97 | -0.26372 | 1.4619 | 54.6035 | -0.29186 | 22.79 | -1.7743 | 1.4825 | 36.0899 | 0.32412 | 4.58 | 0.3299 | -0.0057822 | 3.9922 | 1.1981 | 43.97 | -0.26372 | 1.4619 | 54.6035 | 1.2884 | 43.32 | -0.0682 | 1.3566 | 52.9304 | 0.047803 | 1.9596 | 0.49113 | 2.6517 | 52.1459 | 0.057274 | -0.013952 | 0.015494 | 0.057274 | 0.061589 | 2.1019 | 1.0894 | 0.21894 | 2.1019 | 2.0708 | 2.6102 | 1.7252 | 0.19084 | 2.6102 | 2.5302 | 0.047803 | 1.9596 | 0.49113 | 2.6517 | 52.1459 | 0.057274 | -0.013952 | 0.015494 | 0.057274 | 0.061589 | 2.1019 | 1.0894 | 0.21894 | 2.1019 | 2.0708 | 2.6102 | 1.7252 | 0.19084 | 2.6102 | 2.5302
197 | 0.29 | 0.19 | South/Central | AL | Birmingham.Muni.AP.722280 | 3 | 3613104 | 40.4837 | 10.532 | 55.302 | 39.9447 | 15.3573 | 1094.43 | 1.3687 | 40.4 | 0.23894 | 1.1298 | 47.8643 | -0.1213 | 19.22 | -1.2716 | 1.1503 | 29.3507 | 0.49467 | 1.01 | 0.83256 | -0.33789 | -2.747 | 1.3687 | 40.4 | 0.23894 | 1.1298 | 47.8643 | 1.459 | 39.75 | 0.43446 | 1.0245 | 46.1912 | 0.047803 | 1.9352 | 0.50346 | 2.6436 | 52.3165 | 0.065427 | -0.0057986 | 0.023647 | 0.065427 | 0.069742 | 1.9312 | 0.91876 | 0.048281 | 1.9312 | 1.9002 | 2.288 | 1.403 | -0.13132 | 2.288 | 2.2081 | 0.047803 | 1.9352 | 0.50346 | 2.6436 | 52.3165 | 0.065427 | -0.0057986 | 0.023647 | 0.065427 | 0.069742 | 1.9312 | 0.91876 | 0.048281 | 1.9312 | 1.9002 | 2.288 | 1.403 | -0.13132 | 2.288 | 2.2081
198 | 0.29 | 0.2 | South/Central | AL | Birmingham.Muni.AP.722280 | 3 | 3613104 | 40.2311 | 10.6628 | 55.2299 | 39.6955 | 15.5344 | 1096.6 | 1.4408 | 38.23 | 0.48812 | 0.95271 | 44.0309 | -0.049171 | 17.05 | -1.0225 | 0.97329 | 25.5174 | 0.56681 | -1.16 | 1.0817 | -0.51494 | -6.5804 | 1.4408 | 38.23 | 0.48812 | 0.95271 | 44.0309 | 1.5311 | 37.58 | 0.68365 | 0.84744 | 42.3578 | 0.047803 | 1.9231 | 0.50971 | 2.6401 | 52.4203 | 0.068876 | -0.0023505 | 0.027095 | 0.068876 | 0.07319 | 1.8275 | 0.81503 | -0.055451 | 1.8275 | 1.7964 | 2.1048 | 1.2198 | -0.31456 | 2.1048 | 2.0248 | 0.047803 | 1.9231 | 0.50971 | 2.6401 | 52.4203 | 0.068876 | -0.0023505 | 0.027095 | 0.068876 | 0.07319 | 1.8275 | 0.81503 | -0.055451 | 1.8275 | 1.7964 | 2.1048 | 1.2198 | -0.31456 | 2.1048 | 2.0248
199 | 0.29 | 0.23 | South/Central | AL | Birmingham.Muni.AP.722280 | 3 | 3613104 | 39.5214 | 11.0504 | 55.0387 | 38.9952 | 16.0434 | 1103.11 | 1.632 | 31.72 | 1.1884 | 0.44367 | 32.8029 | 0.14204 | 10.54 | -0.32222 | 0.46426 | 14.2893 | 0.75801 | -7.67 | 1.782 | -1.024 | -17.8084 | 1.632 | 31.72 | 1.1884 | 0.44367 | 32.8029 | 1.7223 | 31.07 | 1.3839 | 0.3384 | 31.1298 | 0.047803 | 1.8892 | 0.52824 | 2.631 | 52.7314 | 0.078016 | 0.0067897 | 0.036235 | 0.078016 | 0.08233 | 1.5163 | 0.50384 | -0.36665 | 1.5163 | 1.4852 | 1.5681 | 0.68307 | -0.85129 | 1.5681 | 1.4881 | 0.047803 | 1.8892 | 0.52824 | 2.631 | 52.7314 | 0.078016 | 0.0067897 | 0.036235 | 0.078016 | 0.08233 | 1.5163 | 0.50384 | -0.36665 | 1.5163 | 1.4852 | 1.5681 | 0.68307 | -0.85129 | 1.5681 | 1.4881
200 | 0.29 | 0.25 | South/Central | AL | Birmingham.Muni.AP.722280 | 3 | 3613104 | 39.0687 | 11.3117 | 54.9371 | 38.5485 | 16.3887 | 1107.92 | 1.7336 | 26.91 | 1.6351 | 0.098426 | 24.8272 | 0.24355 | 5.73 | 0.12455 | 0.11901 | 6.3136 | 0.85953 | -12.48 | 2.2288 | -1.3692 | -25.7841 | 1.7336 | 26.91 | 1.6351 | 0.098426 | 24.8272 | 1.8238 | 26.26 | 1.8307 | -0.0068437 | 23.1541 | 0.047803 | 1.8676 | 0.54073 | 2.6261 | 52.9614 | 0.082869 | 0.011643 | 0.041088 | 0.082869 | 0.087183 | 1.2864 | 0.27391 | -0.59658 | 1.2864 | 1.2553 | 1.1868 | 0.30181 | -1.2325 | 1.1868 | 1.1068 | 0.047803 | 1.8676 | 0.54073 | 2.6261 | 52.9614 | 0.082869 | 0.011643 | 0.041088 | 0.082869 | 0.087183 | 1.2864 | 0.27391 | -0.59658 | 1.2864 | 1.2553 | 1.1868 | 0.30181 | -1.2325 | 1.1868 | 1.1068
201 | 0.29 | 0.27 | South/Central | AL | Birmingham.Muni.AP.722280 | 3 | 3613104 | 39.0423 | 11.2871 | 54.9071 | 38.5224 | 16.3847 | 1107.44 | 1.7637 | 27.39 | 1.6612 | 0.10242 | 25.3196 | 0.27365 | 6.21 | 0.15064 | 0.12301 | 6.8061 | 0.88962 | -12 | 2.2549 | -1.3652 | -25.2917 | 1.7637 | 27.39 | 1.6612 | 0.10242 | 25.3196 | 1.8539 | 26.74 | 1.8568 | -0.0028463 | 23.6466 | 0.047803 | 1.8663 | 0.53955 | 2.6247 | 52.9384 | 0.084307 | 0.013081 | 0.042526 | 0.084307 | 0.088621 | 1.3093 | 0.29685 | -0.57363 | 1.3093 | 1.2782 | 1.2103 | 0.32535 | -1.209 | 1.2103 | 1.1304 | 0.047803 | 1.8663 | 0.53955 | 2.6247 | 52.9384 | 0.084307 | 0.013081 | 0.042526 | 0.084307 | 0.088621 | 1.3093 | 0.29685 | -0.57363 | 1.3093 | 1.2782 | 1.2103 | 0.32535 | -1.209 | 1.2103 | 1.1304
202 | 0.29 | 0.3 | South/Central | AL | Birmingham.Muni.AP.722280 | 3 | 3613104 | 38.7597 | 11.4322 | 54.8352 | 38.2434 | 16.5919 | 1110.18 | 1.8355 | 24.65 | 1.9402 | -0.10476 | 20.6728 | 0.34545 | 3.47 | 0.42962 | -0.084173 | 2.1593 | 0.96143 | -14.74 | 2.5338 | -1.5724 | -29.9385 | 1.8355 | 24.65 | 1.9402 | -0.10476 | 20.6728 | 1.9257 | 24 | 2.1357 | -0.21003 | 18.9997 | 0.047803 | 1.8528 | 0.54649 | 2.6213 | 53.0694 | 0.08774 | 0.016513 | 0.045959 | 0.08774 | 0.092054 | 1.1783 | 0.16587 | -0.70461 | 1.1783 | 1.1473 | 0.98821 | 0.10322 | -1.4311 | 0.98821 | 0.90824 | 0.047803 | 1.8528 | 0.54649 | 2.6213 | 53.0694 | 0.08774 | 0.016513 | 0.045959 | 0.08774 | 0.092054 | 1.1783 | 0.16587 | -0.70461 | 1.1783 | 1.1473 | 0.98821 | 0.10322 | -1.4311 | 0.98821 | 0.90824
203 | 0.29 | 0.32 | South/Central | AL | Birmingham.Muni.AP.722280 | 3 | 3613104 | 38.3564 | 11.6639 | 54.7441 | 37.8455 | 16.8986 | 1114.45 | 1.9266 | 20.38 | 2.3381 | -0.41145 | 13.6006 | 0.43664 | -0.8 | 0.82751 | -0.39087 | -4.913 | 1.0526 | -19.01 | 2.9317 | -1.8791 | -37.0107 | 1.9266 | 20.38 | 2.3381 | -0.41145 | 13.6006 | 2.0169 | 19.73 | 2.5336 | -0.51672 | 11.9275 | 0.047803 | 1.8335 | 0.55756 | 2.6169 | 53.2735 | 0.092099 | 0.020873 | 0.050318 | 0.092099 | 0.096413 | 0.97422 | -0.038242 | -0.90873 | 0.97422 | 0.94314 | 0.65014 | -0.23485 | -1.7692 | 0.65014 | 0.57016 | 0.047803 | 1.8335 | 0.55756 | 2.6169 | 53.2735 | 0.092099 | 0.020873 | 0.050318 | 0.092099 | 0.096413 | 0.97422 | -0.038242 | -0.90873 | 0.97422 | 0.94314 | 0.65014 | -0.23485 | -1.7692 | 0.65014 | 0.57016
204 | 0.29 | 0.35 | South/Central | AL | Birmingham.Muni.AP.722280 | 3 | 3613104 | 37.777 | 12.0206 | 54.6426 | 37.2737 | 17.3689 | 1121.55 | 2.0282 | 13.28 | 2.9099 | -0.88175 | 2.2655 | 0.53815 | -7.9 | 1.3993 | -0.86116 | -16.2481 | 1.1541 | -26.11 | 3.5035 | -2.3494 | -48.3458 | 2.0282 | 13.28 | 2.9099 | -0.88175 | 2.2655 | 2.1184 | 12.63 | 3.1054 | -0.98702 | 0.5924 | 0.047803 | 1.8058 | 0.57462 | 2.6121 | 53.6129 | 0.096951 | 0.025725 | 0.05517 | 0.096951 | 0.10127 | 0.63482 | -0.37764 | -1.2481 | 0.63482 | 0.60375 | 0.1083 | -0.7767 | -2.3111 | 0.1083 | 0.028318 | 0.047803 | 1.8058 | 0.57462 | 2.6121 | 53.6129 | 0.096951 | 0.025725 | 0.05517 | 0.096951 | 0.10127 | 0.63482 | -0.37764 | -1.2481 | 0.63482 | 0.60375 | 0.1083 | -0.7767 | -2.3111 | 0.1083 | 0.028318
205 | 0.29 | 0.37 | South/Central | AL | Birmingham.Muni.AP.722280 | 3 | 3613104 | 37.4426 | 12.2328 | 54.5912 | 36.9439 | 17.6473 | 1125.88 | 2.0795 | 8.95 | 3.2397 | -1.1602 | -4.5566 | 0.58954 | -12.23 | 1.7291 | -1.1396 | -23.0702 | 1.2055 | -30.44 | 3.8333 | -2.6278 | -55.1679 | 2.0795 | 8.95 | 3.2397 | -1.1602 | -4.5566 | 2.1698 | 8.3 | 3.4352 | -1.2654 | -6.2297 | 0.047803 | 1.7898 | 0.58476 | 2.6096 | 53.8199 | 0.099408 | 0.028182 | 0.057627 | 0.099408 | 0.10372 | 0.42783 | -0.58462 | -1.4551 | 0.42783 | 0.39676 | -0.21782 | -1.1028 | -2.6372 | -0.21782 | -0.2978 | 0.047803 | 1.7898 | 0.58476 | 2.6096 | 53.8199 | 0.099408 | 0.028182 | 0.057627 | 0.099408 | 0.10372 | 0.42783 | -0.58462 | -1.4551 | 0.42783 | 0.39676 | -0.21782 | -1.1028 | -2.6372 | -0.21782 | -0.2978
206 | 0.29 | 0.4 | South/Central | AL | Birmingham.Muni.AP.722280 | 3 | 3613104 | 36.9433 | 12.563 | 54.5363 | 36.451 | 18.0852 | 1133.06 | 2.1345 | 1.77 | 3.7326 | -1.5981 | -15.6185 | 0.64444 | -19.41 | 2.222 | -1.5775 | -34.132 | 1.2604 | -37.62 | 4.3262 | -3.0657 | -66.2298 | 2.1345 | 1.77 | 3.7326 | -1.5981 | -15.6185 | 2.2247 | 1.12 | 3.9281 | -1.7034 | -17.2916 | 0.047803 | 1.766 | 0.60054 | 2.607 | 54.1631 | 0.10203 | 0.030806 | 0.060251 | 0.10203 | 0.10635 | 0.08461 | -0.92785 | -1.7983 | 0.08461 | 0.053539 | -0.7466 | -1.6316 | -3.166 | -0.7466 | -0.82658 | 0.047803 | 1.766 | 0.60054 | 2.607 | 54.1631 | 0.10203 | 0.030806 | 0.060251 | 0.10203 | 0.10635 | 0.08461 | -0.92785 | -1.7983 | 0.08461 | 0.053539 | -0.7466 | -1.6316 | -3.166 | -0.7466 | -0.82658
207 | 0.29 | 0.42 | South/Central | AL | Birmingham.Muni.AP.722280 | 3 | 3613104 | 36.6354 | 12.779 | 54.5153 | 36.1473 | 18.368 | 1137.91 | 2.1554 | -3.08 | 4.0363 | -1.8809 | -22.947 | 0.6654 | -24.26 | 2.5257 | -1.8603 | -41.4605 | 1.2814 | -42.47 | 4.6299 | -3.3485 | -73.5583 | 2.1554 | -3.08 | 4.0363 | -1.8809 | -22.947 | 2.2457 | -3.73 | 4.2318 | -1.9861 | -24.6201 | 0.047803 | 1.7513 | 0.61087 | 2.606 | 54.395 | 0.10303 | 0.031808 | 0.061253 | 0.10303 | 0.10735 | -0.14723 | -1.1597 | -2.0302 | -0.14723 | -0.1783 | -1.0969 | -1.9819 | -3.5163 | -1.0969 | -1.1769 | 0.047803 | 1.7513 | 0.61087 | 2.606 | 54.395 | 0.10303 | 0.031808 | 0.061253 | 0.10303 | 0.10735 | -0.14723 | -1.1597 | -2.0302 | -0.14723 | -0.1783 | -1.0969 | -1.9819 | -3.5163 | -1.0969 | -1.1769
208 | 0.29 | 0.47 | South/Central | AL | Birmingham.Muni.AP.722280 | 3 | 3613104 | 35.8324 | 13.4004 | 54.5334 | 35.355 | 19.1785 | 1152.92 | 2.1373 | -18.09 | 4.8286 | -2.6914 | -44.9513 | 0.64729 | -39.27 | 3.3181 | -2.6708 | -63.4648 | 1.2633 | -57.48 | 5.4223 | -4.159 | -95.5626 | 2.1373 | -18.09 | 4.8286 | -2.6914 | -44.9513 | 2.2275 | -18.74 | 5.0242 | -2.7966 | -46.6243 | 0.047803 | 1.7129 | 0.64057 | 2.6068 | 55.1125 | 0.10217 | 0.030942 | 0.060387 | 0.10217 | 0.10648 | -0.86475 | -1.8772 | -2.7477 | -0.86475 | -0.89582 | -2.1488 | -3.0338 | -4.5681 | -2.1488 | -2.2288 | 0.047803 | 1.7129 | 0.64057 | 2.6068 | 55.1125 | 0.10217 | 0.030942 | 0.060387 | 0.10217 | 0.10648 | -0.86475 | -1.8772 | -2.7477 | -0.86475 | -0.89582 | -2.1488 | -3.0338 | -4.5681 | -2.1488 | -2.2288
209 | 0.31 | 0.17 | South/Central | AL | Birmingham.Muni.AP.722280 | 3 | 3613104 | 41.6373 | 10.2546 | 56.107 | 41.0832 | 15.0238 | 1100.01 | 0.56368 | 34.82 | -0.89959 | 1.4633 | 46.5223 | -0.92632 | 13.64 | -2.4102 | 1.4838 | 28.0087 | -0.31035 | -4.57 | -0.30596 | -0.004383 | -4.089 | 0.56368 | 34.82 | -0.89959 | 1.4633 | 46.5223 | 0.65393 | 34.17 | -0.70407 | 1.358 | 44.8492 | 0.047803 | 1.9904 | 0.4902 | 2.6821 | 52.5833 | 0.026945 | -0.044281 | -0.014835 | 0.026945 | 0.03126 | 1.6645 | 0.65203 | -0.21846 | 1.6645 | 1.6334 | 2.2239 | 1.3389 | -0.19547 | 2.2239 | 2.1439 | 0.047803 | 1.9904 | 0.4902 | 2.6821 | 52.5833 | 0.026945 | -0.044281 | -0.014835 | 0.026945 | 0.03126 | 1.6645 | 0.65203 | -0.21846 | 1.6645 | 1.6334 | 2.2239 | 1.3389 | -0.19547 | 2.2239 | 2.1439
210 | 0.31 | 0.19 | South/Central | AL | Birmingham.Muni.AP.722280 | 3 | 3613104 | 41.1182 | 10.5158 | 55.9303 | 40.571 | 15.3594 | 1103.55 | 0.74037 | 31.28 | -0.38738 | 1.1278 | 39.77 | -0.74964 | 10.1 | -1.898 | 1.1483 | 21.2565 | -0.13366 | -8.11 | 0.20624 | -0.3399 | -10.8413 | 0.74037 | 31.28 | -0.38738 | 1.1278 | 39.77 | 0.83062 | 30.63 | -0.19186 | 1.0225 | 38.097 | 0.047803 | 1.9656 | 0.50268 | 2.6736 | 52.7525 | 0.035392 | -0.035834 | -0.0063892 | 0.035392 | 0.039706 | 1.4953 | 0.48281 | -0.38768 | 1.4953 | 1.4642 | 1.9011 | 1.0161 | -0.51824 | 1.9011 | 1.8211 | 0.047803 | 1.9656 | 0.50268 | 2.6736 | 52.7525 | 0.035392 | -0.035834 | -0.0063892 | 0.035392 | 0.039706 | 1.4953 | 0.48281 | -0.38768 | 1.4953 | 1.4642 | 1.9011 | 1.0161 | -0.51824 | 1.9011 | 1.8211
211 | 0.31 | 0.2 | South/Central | AL | Birmingham.Muni.AP.722280 | 3 | 3613104 | 40.8676 | 10.6432 | 55.8533 | 40.3237 | 15.5296 | 1105.54 | 0.81738 | 29.29 | -0.14014 | 0.95751 | 36.182 | -0.67263 | 8.11 | -1.6507 | 0.9781 | 17.6685 | -0.056652 | -10.1 | 0.45349 | -0.51014 | -14.4293 | 0.81738 | 29.29 | -0.14014 | 0.95751 | 36.182 | 0.90763 | 28.64 | 0.055385 | 0.85224 | 34.5089 | 0.047803 | 1.9536 | 0.50877 | 2.6699 | 52.8476 | 0.039073 | -0.032153 | -0.0027081 | 0.039073 | 0.043387 | 1.4001 | 0.38768 | -0.48281 | 1.4001 | 1.3691 | 1.7296 | 0.8446 | -0.68976 | 1.7296 | 1.6496 | 0.047803 | 1.9536 | 0.50877 | 2.6699 | 52.8476 | 0.039073 | -0.032153 | -0.0027081 | 0.039073 | 0.043387 | 1.4001 | 0.38768 | -0.48281 | 1.4001 | 1.3691 | 1.7296 | 0.8446 | -0.68976 | 1.7296 | 1.6496
212 | 0.31 | 0.23 | South/Central | AL | Birmingham.Muni.AP.722280 | 3 | 3613104 | 40.1518 | 11.0304 | 55.659 | 39.6174 | 16.0417 | 1112.05 | 1.0117 | 22.78 | 0.56624 | 0.44542 | 24.9113 | -0.47835 | 1.6 | -0.94435 | 0.466 | 6.3977 | 0.13763 | -16.61 | 1.1599 | -1.0222 | -25.7 | 1.0117 | 22.78 | 0.56624 | 0.44542 | 24.9113 | 1.1019 | 22.13 | 0.76176 | 0.34015 | 23.2382 | 0.047803 | 1.9194 | 0.52728 | 2.6606 | 53.1588 | 0.04836 | -0.022866 | 0.0065791 | 0.04836 | 0.052674 | 1.0889 | 0.076484 | -0.794 | 1.0889 | 1.0579 | 1.1908 | 0.30583 | -1.2285 | 1.1908 | 1.1108 | 0.047803 | 1.9194 | 0.52728 | 2.6606 | 53.1588 | 0.04836 | -0.022866 | 0.0065791 | 0.04836 | 0.052674 | 1.0889 | 0.076484 | -0.794 | 1.0889 | 1.0579 | 1.1908 | 0.30583 | -1.2285 | 1.1908 | 1.1108
213 | 0.31 | 0.25 | South/Central | AL | Birmingham.Muni.AP.722280 | 3 | 3613104 | 39.6934 | 11.2909 | 55.551 | 39.1649 | 16.3861 | 1116.76 | 1.1197 | 18.07 | 1.0186 | 0.10102 | 17.0414 | -0.37034 | -3.11 | -0.49194 | 0.1216 | -1.4722 | 0.24564 | -21.32 | 1.6123 | -1.3666 | -33.5699 | 1.1197 | 18.07 | 1.0186 | 0.10102 | 17.0414 | 1.2099 | 17.42 | 1.2142 | -0.0042475 | 15.3683 | 0.047803 | 1.8974 | 0.53973 | 2.6555 | 53.384 | 0.053523 | -0.017703 | 0.011742 | 0.053523 | 0.057837 | 0.86379 | -0.14867 | -1.0191 | 0.86379 | 0.83272 | 0.81462 | -0.070373 | -1.6047 | 0.81462 | 0.73464 | 0.047803 | 1.8974 | 0.53973 | 2.6555 | 53.384 | 0.053523 | -0.017703 | 0.011742 | 0.053523 | 0.057837 | 0.86379 | -0.14867 | -1.0191 | 0.86379 | 0.83272 | 0.81462 | -0.070373 | -1.6047 | 0.81462 | 0.73464
214 | 0.31 | 0.27 | South/Central | AL | Birmingham.Muni.AP.722280 | 3 | 3613104 | 39.7426 | 11.2155 | 55.535 | 39.2136 | 16.3213 | 1115.37 | 1.1357 | 19.46 | 0.96996 | 0.16578 | 18.9869 | -0.35426 | -1.72 | -0.54063 | 0.18637 | 0.4733 | 0.26172 | -19.93 | 1.5636 | -1.3019 | -31.6244 | 1.1357 | 19.46 | 0.96996 | 0.16578 | 18.9869 | 1.226 | 18.81 | 1.1655 | 0.060513 | 17.3138 | 0.047803 | 1.8998 | 0.53613 | 2.6547 | 53.3175 | 0.054291 | -0.016935 | 0.012511 | 0.054291 | 0.058606 | 0.93024 | -0.08222 | -0.9527 | 0.93024 | 0.89917 | 0.90762 | 0.022625 | -1.5117 | 0.90762 | 0.82764 | 0.047803 | 1.8998 | 0.53613 | 2.6547 | 53.3175 | 0.054291 | -0.016935 | 0.012511 | 0.054291 | 0.058606 | 0.93024 | -0.08222 | -0.9527 | 0.93024 | 0.89917 | 0.90762 | 0.022625 | -1.5117 | 0.90762 | 0.82764
215 | 0.31 | 0.3 | South/Central | AL | Birmingham.Muni.AP.722280 | 3 | 3613104 | 39.5006 | 11.3372 | 55.472 | 38.9748 | 16.4972 | 1117.67 | 1.1987 | 17.16 | 1.2088 | -0.010075 | 15.0688 | -0.29126 | -4.02 | -0.30177 | 0.010508 | -3.4448 | 0.32472 | -22.23 | 1.8024 | -1.4777 | -35.5425 | 1.1987 | 17.16 | 1.2088 | -0.010075 | 15.0688 | 1.289 | 16.51 | 1.4043 | -0.11534 | 13.3957 | 0.047803 | 1.8882 | 0.54194 | 2.6517 | 53.4275 | 0.057303 | -0.013923 | 0.015522 | 0.057303 | 0.061617 | 0.82029 | -0.19217 | -1.0627 | 0.82029 | 0.78922 | 0.72033 | -0.16467 | -1.699 | 0.72033 | 0.64035 | 0.047803 | 1.8882 | 0.54194 | 2.6517 | 53.4275 | 0.057303 | -0.013923 | 0.015522 | 0.057303 | 0.061617 | 0.82029 | -0.19217 | -1.0627 | 0.82029 | 0.78922 | 0.72033 | -0.16467 | -1.699 | 0.72033 | 0.64035
216 | 0.31 | 0.32 | South/Central | AL | Birmingham.Muni.AP.722280 | 3 | 3613104 | 39.0866 | 11.5785 | 55.3845 | 38.5663 | 16.8183 | 1122.26 | 1.2862 | 12.57 | 1.6173 | -0.33117 | 7.5615 | -0.20385 | -8.61 | 0.10674 | -0.31058 | -10.952 | 0.41213 | -26.82 | 2.2109 | -1.7988 | -43.0498 | 1.2862 | 12.57 | 1.6173 | -0.33117 | 7.5615 | 1.3764 | 11.92 | 1.8128 | -0.43644 | 5.8885 | 0.047803 | 1.8684 | 0.55348 | 2.6475 | 53.6469 | 0.061482 | -0.0097444 | 0.019701 | 0.061482 | 0.065796 | 0.60088 | -0.41158 | -1.2821 | 0.60088 | 0.56981 | 0.36146 | -0.52353 | -2.0579 | 0.36146 | 0.28148 | 0.047803 | 1.8684 | 0.55348 | 2.6475 | 53.6469 | 0.061482 | -0.0097444 | 0.019701 | 0.061482 | 0.065796 | 0.60088 | -0.41158 | -1.2821 | 0.60088 | 0.56981 | 0.36146 | -0.52353 | -2.0579 | 0.36146 | 0.28148
217 | 0.31 | 0.35 | South/Central | AL | Birmingham.Muni.AP.722280 | 3 | 3613104 | 38.487 | 11.9352 | 55.2606 | 37.9745 | 17.2861 | 1128.99 | 1.4101 | 5.84 | 2.2091 | -0.79898 | -3.4195 | -0.079892 | -15.34 | 0.6985 | -0.77839 | -21.9331 | 0.53609 | -33.55 | 2.8027 | -2.2666 | -54.0308 | 1.4101 | 5.84 | 2.2091 | -0.79898 | -3.4195 | 1.5004 | 5.19 | 2.4046 | -0.90424 | -5.0926 | 0.047803 | 1.8398 | 0.57053 | 2.6416 | 53.9686 | 0.067407 | -0.003819 | 0.025626 | 0.067407 | 0.071721 | 0.27917 | -0.73329 | -1.6038 | 0.27917 | 0.2481 | -0.16346 | -1.0485 | -2.5828 | -0.16346 | -0.24344 | 0.047803 | 1.8398 | 0.57053 | 2.6416 | 53.9686 | 0.067407 | -0.003819 | 0.025626 | 0.067407 | 0.071721 | 0.27917 | -0.73329 | -1.6038 | 0.27917 | 0.2481 | -0.16346 | -1.0485 | -2.5828 | -0.16346 | -0.24344
218 | 0.31 | 0.37 | South/Central | AL | Birmingham.Muni.AP.722280 | 3 | 3613104 | 38.1039 | 12.1723 | 55.1913 | 37.5966 | 17.5947 | 1133.61 | 1.4794 | 1.22 | 2.587 | -1.1076 | -10.8243 | -0.01061 | -19.96 | 1.0764 | -1.087 | -29.3379 | 0.60537 | -38.17 | 3.1806 | -2.5753 | -61.4356 | 1.4794 | 1.22 | 2.587 | -1.1076 | -10.8243 | 1.5696 | 0.57 | 2.7825 | -1.2129 | -12.4974 | 0.047803 | 1.8215 | 0.58187 | 2.6383 | 54.1894 | 0.070719 | -0.00050719 | 0.028938 | 0.070719 | 0.075033 | 0.058319 | -0.95414 | -1.8246 | 0.058319 | 0.027247 | -0.51743 | -1.4024 | -2.9368 | -0.51743 | -0.59741 | 0.047803 | 1.8215 | 0.58187 | 2.6383 | 54.1894 | 0.070719 | -0.00050719 | 0.028938 | 0.070719 | 0.075033 | 0.058319 | -0.95414 | -1.8246 | 0.058319 | 0.027247 | -0.51743 | -1.4024 | -2.9368 | -0.51743 | -0.59741
219 | 0.31 | 0.4 | South/Central | AL | Birmingham.Muni.AP.722280 | 3 | 3613104 | 37.5644 | 12.5268 | 55.1266 | 37.0641 | 18.0625 | 1141.2 | 1.5441 | -6.37 | 3.1195 | -1.5754 | -22.5624 | 0.054088 | -27.55 | 1.6089 | -1.5548 | -41.0759 | 0.67007 | -45.76 | 3.7131 | -3.043 | -73.1737 | 1.5441 | -6.37 | 3.1195 | -1.5754 | -22.5624 | 1.6343 | -7.02 | 3.315 | -1.6806 | -24.2355 | 0.047803 | 1.7957 | 0.59881 | 2.6352 | 54.5522 | 0.073812 | 0.0025855 | 0.032031 | 0.073812 | 0.078126 | -0.3045 | -1.317 | -2.1874 | -0.3045 | -0.33557 | -1.0785 | -1.9635 | -3.4979 | -1.0785 | -1.1585 | 0.047803 | 1.7957 | 0.59881 | 2.6352 | 54.5522 | 0.073812 | 0.0025855 | 0.032031 | 0.073812 | 0.078126 | -0.3045 | -1.317 | -2.1874 | -0.3045 | -0.33557 | -1.0785 | -1.9635 | -3.4979 | -1.0785 | -1.1585
220 | 0.31 | 0.42 | South/Central | AL | Birmingham.Muni.AP.722280 | 3 | 3613104 | 37.2204 | 12.7628 | 55.0979 | 36.7248 | 18.3731 | 1146.44 | 1.5728 | -11.61 | 3.4588 | -1.886 | -30.5392 | 0.082831 | -32.79 | 1.9482 | -1.8654 | -49.0527 | 0.69881 | -51 | 4.0525 | -3.3537 | -81.1505 | 1.5728 | -11.61 | 3.4588 | -1.886 | -30.5392 | 1.6631 | -12.26 | 3.6544 | -1.9913 | -32.2123 | 0.047803 | 1.7792 | 0.61009 | 2.6338 | 54.8027 | 0.075186 | 0.0039595 | 0.033405 | 0.075186 | 0.0795 | -0.55499 | -1.5674 | -2.4379 | -0.55499 | -0.58606 | -1.4599 | -2.3448 | -3.8792 | -1.4599 | -1.5398 | 0.047803 | 1.7792 | 0.61009 | 2.6338 | 54.8027 | 0.075186 | 0.0039595 | 0.033405 | 0.075186 | 0.0795 | -0.55499 | -1.5674 | -2.4379 | -0.55499 | -0.58606 | -1.4599 | -2.3448 | -3.8792 | -1.4599 | -1.5398
221 | 0.31 | 0.47 | South/Central | AL | Birmingham.Muni.AP.722280 | 3 | 3613104 | 36.3382 | 13.4443 | 55.1131 | 35.8543 | 19.2588 | 1162.78 | 1.5576 | -27.95 | 4.3293 | -2.7717 | -54.5263 | 0.067638 | -49.13 | 2.8187 | -2.7511 | -73.0399 | 0.68362 | -67.34 | 4.9229 | -4.2393 | -105.1376 | 1.5576 | -27.95 | 4.3293 | -2.7717 | -54.5263 | 1.6479 | -28.6 | 4.5248 | -2.8769 | -56.1994 | 0.047803 | 1.7371 | 0.64267 | 2.6345 | 55.5838 | 0.074459 | 0.0032333 | 0.032679 | 0.074459 | 0.078774 | -1.3361 | -2.3485 | -3.219 | -1.3361 | -1.3672 | -2.6065 | -3.4915 | -5.0258 | -2.6065 | -2.6865 | 0.047803 | 1.7371 | 0.64267 | 2.6345 | 55.5838 | 0.074459 | 0.0032333 | 0.032679 | 0.074459 | 0.078774 | -1.3361 | -2.3485 | -3.219 | -1.3361 | -1.3672 | -2.6065 | -3.4915 | -5.0258 | -2.6065 | -2.6865
222 | 0.32 | 0.17 | South/Central | AL | Birmingham.Muni.AP.722280 | 3 | 3613104 | 41.9484 | 10.2491 | 56.4138 | 41.3903 | 15.0235 | 1104.44 | 0.25686 | 30.39 | -1.2067 | 1.4636 | 42.6041 | -1.2331 | 9.21 | -2.7173 | 1.4841 | 24.0906 | -0.61717 | -9 | -0.61308 | -0.0040866 | -8.0072 | 0.25686 | 30.39 | -1.2067 | 1.4636 | 42.6041 | 0.34711 | 29.74 | -1.0112 | 1.3583 | 40.931 | 0.047803 | 2.0052 | 0.48993 | 2.6967 | 52.795 | 0.012279 | -0.058947 | -0.029502 | 0.012279 | 0.016593 | 1.4527 | 0.44026 | -0.43022 | 1.4527 | 1.4216 | 2.0366 | 1.1516 | -0.38276 | 2.0366 | 1.9566 | 0.047803 | 2.0052 | 0.48993 | 2.6967 | 52.795 | 0.012279 | -0.058947 | -0.029502 | 0.012279 | 0.016593 | 1.4527 | 0.44026 | -0.43022 | 1.4527 | 1.4216 | 2.0366 | 1.1516 | -0.38276 | 2.0366 | 1.9566
223 | 0.32 | 0.19 | South/Central | AL | Birmingham.Muni.AP.722280 | 3 | 3613104 | 41.4293 | 10.5061 | 56.2414 | 40.8781 | 15.3633 | 1108.12 | 0.42931 | 26.71 | -0.6945 | 1.1238 | 35.6836 | -1.0607 | 5.53 | -2.2051 | 1.1444 | 17.17 | -0.44472 | -12.68 | -0.10088 | -0.34384 | -14.9278 | 0.42931 | 26.71 | -0.6945 | 1.1238 | 35.6836 | 0.51956 | 26.06 | -0.49898 | 1.0185 | 34.0105 | 0.047803 | 1.9804 | 0.50222 | 2.6885 | 52.9709 | 0.020522 | -0.050704 | -0.021259 | 0.020522 | 0.024836 | 1.2768 | 0.26435 | -0.60614 | 1.2768 | 1.2457 | 1.7058 | 0.82077 | -0.71358 | 1.7058 | 1.6258 | 0.047803 | 1.9804 | 0.50222 | 2.6885 | 52.9709 | 0.020522 | -0.050704 | -0.021259 | 0.020522 | 0.024836 | 1.2768 | 0.26435 | -0.60614 | 1.2768 | 1.2457 | 1.7058 | 0.82077 | -0.71358 | 1.7058 | 1.6258
227 | 0.32 | 0.27 | South/Central | AL | Birmingham.Muni.AP.722280 | 3 | 3613104 | 40.0524 | 11.2054 | 55.8354 | 39.5193 | 16.3161 | 1119.63 | 0.8353 | 15.2 | 0.66429 | 0.17101 | 15.2827 | -0.65471 | -5.98 | -0.8463 | 0.19159 | -3.2308 | -0.038727 | -24.19 | 1.2579 | -1.2966 | -35.3286 | 0.8353 | 15.2 | 0.66429 | 0.17101 | 15.2827 | 0.92555 | 14.55 | 0.85981 | 0.06574 | 13.6096 | 0.047803 | 1.9146 | 0.53565 | 2.6691 | 53.5211 | 0.039929 | -0.031297 | -0.0018513 | 0.039929 | 0.044244 | 0.7266 | -0.28586 | -1.1563 | 0.7266 | 0.69553 | 0.73055 | -0.15444 | -1.6888 | 0.73055 | 0.65058 | 0.047803 | 1.9146 | 0.53565 | 2.6691 | 53.5211 | 0.039929 | -0.031297 | -0.0018513 | 0.039929 | 0.044244 | 0.7266 | -0.28586 | -1.1563 | 0.7266 | 0.69553 | 0.73055 | -0.15444 | -1.6888 | 0.73055 | 0.65058
229 | 0.32 | 0.32 | South/Central | AL | Birmingham.Muni.AP.722280 | 3 | 3613104 | 39.3924 | 11.5651 | 55.6805 | 38.868 | 16.8124 | 1126.43 | 0.99024 | 8.4 | 1.3156 | -0.32531 | 3.9322 | -0.49976 | -12.78 | -0.19503 | -0.30473 | -14.5814 | 0.11622 | -30.99 | 1.9092 | -1.793 | -46.6791 | 0.99024 | 8.4 | 1.3156 | -0.32531 | 3.9322 | 1.0805 | 7.75 | 1.5111 | -0.43058 | 2.2591 | 0.047803 | 1.8831 | 0.55284 | 2.6617 | 53.8462 | 0.047336 | -0.02389 | 0.0055554 | 0.047336 | 0.05165 | 0.40154 | -0.61092 | -1.4814 | 0.40154 | 0.37047 | 0.18797 | -0.69703 | -2.2314 | 0.18797 | 0.10799 | 0.047803 | 1.8831 | 0.55284 | 2.6617 | 53.8462 | 0.047336 | -0.02389 | 0.0055554 | 0.047336 | 0.05165 | 0.40154 | -0.61092 | -1.4814 | 0.40154 | 0.37047 | 0.18797 | -0.69703 | -2.2314 | 0.18797 | 0.10799
231 | 0.32 | 0.37 | South/Central | AL | Birmingham.Muni.AP.722280 | 3 | 3613104 | 38.4131 | 12.1568 | 55.4946 | 37.9018 | 17.5928 | 1137.97 | 1.1761 | -3.14 | 2.2818 | -1.1057 | -14.6532 | -0.31387 | -24.32 | 0.77124 | -1.0851 | -33.1668 | 0.30211 | -42.53 | 2.8755 | -2.5733 | -65.2645 | 1.1761 | -3.14 | 2.2818 | -1.1057 | -14.6532 | 1.2664 | -3.79 | 2.4774 | -1.211 | -16.3263 | 0.047803 | 1.8362 | 0.58113 | 2.6528 | 54.3978 | 0.056222 | -0.015004 | 0.014442 | 0.056222 | 0.060537 | -0.1501 | -1.1626 | -2.033 | -0.1501 | -0.18117 | -0.70046 | -1.5855 | -3.1198 | -0.70046 | -0.78044 | 0.047803 | 1.8362 | 0.58113 | 2.6528 | 54.3978 | 0.056222 | -0.015004 | 0.014442 | 0.056222 | 0.060537 | -0.1501 | -1.1626 | -2.033 | -0.1501 | -0.18117 | -0.70046 | -1.5855 | -3.1198 | -0.70046 | -0.78044
233 | 0.32 | 0.42 | South/Central | AL | Birmingham.Muni.AP.722280 | 3 | 3613104 | 37.5255 | 12.7493 | 55.3955 | 37.0259 | 18.3696 | 1150.68 | 1.2752 | -15.85 | 3.1577 | -1.8825 | -34.2543 | -0.21485 | -37.03 | 1.6471 | -1.8619 | -52.7679 | 0.40113 | -55.24 | 3.7513 | -3.3502 | -84.8657 | 1.2752 | -15.85 | 3.1577 | -1.8825 | -34.2543 | 1.3654 | -16.5 | 3.3532 | -1.9878 | -35.9274 | 0.047803 | 1.7938 | 0.60945 | 2.648 | 55.0054 | 0.060956 | -0.01027 | 0.019175 | 0.060956 | 0.06527 | -0.75767 | -1.7701 | -2.6406 | -0.75767 | -0.78874 | -1.6374 | -2.5224 | -4.0568 | -1.6374 | -1.7174 | 0.047803 | 1.7938 | 0.60945 | 2.648 | 55.0054 | 0.060956 | -0.01027 | 0.019175 | 0.060956 | 0.06527 | -0.75767 | -1.7701 | -2.6406 | -0.75767 | -0.78874 | -1.6374 | -2.5224 | -4.0568 | -1.6374 | -1.7174
234 | 0.32 | 0.47 | South/Central | AL | Birmingham.Muni.AP.722280 | 3 | 3613104 | 36.6374 | 13.4246 | 55.3929 | 36.1496 | 19.2433 | 1166.55 | 1.2778 | -31.72 | 4.034 | -2.7562 | -57.6905 | -0.2122 | -52.9 | 2.5234 | -2.7356 | -76.2041 | 0.40378 | -71.11 | 4.6276 | -4.2238 | -108.3018 | 1.2778 | -31.72 | 4.034 | -2.7562 | -57.6905 | 1.3681 | -32.37 | 4.2295 | -2.8614 | -59.3636 | 0.047803 | 1.7514 | 0.64173 | 2.6479 | 55.764 | 0.061082 | -0.010144 | 0.019302 | 0.061082 | 0.065397 | -1.5163 | -2.5288 | -3.3992 | -1.5163 | -1.5474 | -2.7578 | -3.6427 | -5.1771 | -2.7578 | -2.8377 | 0.047803 | 1.7514 | 0.64173 | 2.6479 | 55.764 | 0.061082 | -0.010144 | 0.019302 | 0.061082 | 0.065397 | -1.5163 | -2.5288 | -3.3992 | -1.5163 | -1.5474 | -2.7578 | -3.6427 | -5.1771 | -2.7578 | -2.8377
235 | 0.34 | 0.17 | South/Central | AL | Birmingham.Muni.AP.722280 | 3 | 3613104 | 42.5684 | 10.2384 | 57.0365 | 42.0023 | 15.0342 | 1113.64 | -0.36583 | 21.19 | -1.8187 | 1.4529 | 34.3487 | -1.8558 | 0.01 | -3.3293 | 1.4735 | 15.8352 | -1.2399 | -18.2 | -1.2251 | -0.01478 | -16.2626 | -0.36583 | 21.19 | -1.8187 | 1.4529 | 34.3487 | -0.27558 | 20.54 | -1.6232 | 1.3476 | 32.6756 | 0.047803 | 2.0349 | 0.48942 | 2.7265 | 53.2348 | -0.017488 | -0.088714 | -0.059268 | -0.017488 | -0.013173 | 1.0129 | 0.00047803 | -0.87001 | 1.0129 | 0.98186 | 1.642 | 0.75696 | -0.77739 | 1.642 | 1.562 | 0.047803 | 2.0349 | 0.48942 | 2.7265 | 53.2348 | -0.017488 | -0.088714 | -0.059268 | -0.017488 | -0.013173 | 1.0129 | 0.00047803 | -0.87001 | 1.0129 | 0.98186 | 1.642 | 0.75696 | -0.77739 | 1.642 | 1.562
236 | 0.34 | 0.19 | South/Central | AL | Birmingham.Muni.AP.722280 | 3 | 3613104 | 42.044 | 10.4961 | 56.8564 | 41.4847 | 15.3717 | 1117.17 | -0.1857 | 17.66 | -1.3012 | 1.1154 | 27.5892 | -1.6757 | -3.52 | -2.8117 | 1.136 | 9.0756 | -1.0597 | -21.73 | -0.70753 | -0.3522 | -23.0222 | -0.1857 | 17.66 | -1.3012 | 1.1154 | 27.5892 | -0.095453 | 17.01 | -1.1056 | 1.0102 | 25.9161 | 0.047803 | 2.0098 | 0.50174 | 2.7179 | 53.4035 | -0.0088772 | -0.080103 | -0.050658 | -0.0088772 | -0.0045629 | 0.84419 | -0.16826 | -1.0387 | 0.84419 | 0.81312 | 1.3188 | 0.43384 | -1.1005 | 1.3188 | 1.2389 | 0.047803 | 2.0098 | 0.50174 | 2.7179 | 53.4035 | -0.0088772 | -0.080103 | -0.050658 | -0.0088772 | -0.0045629 | 0.84419 | -0.16826 | -1.0387 | 0.84419 | 0.81312 | 1.3188 | 0.43384 | -1.1005 | 1.3188 | 1.2389
237 | 0.34 | 0.2 | South/Central | AL | Birmingham.Muni.AP.722280 | 3 | 3613104 | 41.7966 | 10.6186 | 56.7769 | 41.2406 | 15.5363 | 1119.02 | -0.10622 | 15.81 | -1.057 | 0.9508 | 24.183 | -1.5962 | -5.37 | -2.5676 | 0.97138 | 5.6694 | -0.98025 | -23.58 | -0.4634 | -0.51685 | -26.4283 | -0.10622 | 15.81 | -1.057 | 0.9508 | 24.183 | -0.015973 | 15.16 | -0.8615 | 0.84553 | 22.5099 | 0.047803 | 1.998 | 0.5076 | 2.7141 | 53.492 | -0.0050778 | -0.076304 | -0.046859 | -0.0050778 | -0.00076357 | 0.75576 | -0.2567 | -1.1272 | 0.75576 | 0.72469 | 1.156 | 0.27101 | -1.2633 | 1.156 | 1.076 | 0.047803 | 1.998 | 0.5076 | 2.7141 | 53.492 | -0.0050778 | -0.076304 | -0.046859 | -0.0050778 | -0.00076357 | 0.75576 | -0.2567 | -1.1272 | 0.75576 | 0.72469 | 1.156 | 0.27101 | -1.2633 | 1.156 | 1.076
238 | 0.34 | 0.23 | South/Central | AL | Birmingham.Muni.AP.722280 | 3 | 3613104 | 41.0718 | 11.005 | 56.5736 | 40.5255 | 16.0481 | 1125.39 | 0.097133 | 9.44 | -0.34189 | 0.43902 | 13.0369 | -1.3929 | -11.74 | -1.8525 | 0.45961 | -5.4767 | -0.7769 | -29.95 | 0.25173 | -1.0286 | -37.5744 | 0.097133 | 9.44 | -0.34189 | 0.43902 | 13.0369 | 0.18738 | 8.79 | -0.14637 | 0.33375 | 11.3638 | 0.047803 | 1.9633 | 0.52607 | 2.7044 | 53.7965 | 0.0046432 | -0.066583 | -0.037138 | 0.0046432 | 0.0089574 | 0.45126 | -0.5612 | -1.4317 | 0.45126 | 0.42018 | 0.6232 | -0.2618 | -1.7962 | 0.6232 | 0.54322 | 0.047803 | 1.9633 | 0.52607 | 2.7044 | 53.7965 | 0.0046432 | -0.066583 | -0.037138 | 0.0046432 | 0.0089574 | 0.45126 | -0.5612 | -1.4317 | 0.45126 | 0.42018 | 0.6232 | -0.2618 | -1.7962 | 0.6232 | 0.54322
239 | 0.34 | 0.25 | South/Central | AL | Birmingham.Muni.AP.722280 | 3 | 3613104 | 40.618 | 11.2567 | 56.4526 | 40.0776 | 16.375 | 1129.6 | 0.21807 | 5.23 | 0.10595 | 0.11212 | 5.8024 | -1.2719 | -15.95 | -1.4046 | 0.1327 | -12.7111 | -0.65596 | -34.16 | 0.69958 | -1.3555 | -44.8089 | 0.21807 | 5.23 | 0.10595 | 0.11212 | 5.8024 | 0.30832 | 4.58 | 0.30148 | 0.0068475 | 4.1293 | 0.047803 | 1.9416 | 0.5381 | 2.6986 | 53.9977 | 0.010424 | -0.060802 | -0.031356 | 0.010424 | 0.014739 | 0.25001 | -0.76245 | -1.6329 | 0.25001 | 0.21894 | 0.27737 | -0.60762 | -2.142 | 0.27737 | 0.19739 | 0.047803 | 1.9416 | 0.5381 | 2.6986 | 53.9977 | 0.010424 | -0.060802 | -0.031356 | 0.010424 | 0.014739 | 0.25001 | -0.76245 | -1.6329 | 0.25001 | 0.21894 | 0.27737 | -0.60762 | -2.142 | 0.27737 | 0.19739
240 | 0.34 | 0.27 | South/Central | AL | Birmingham.Muni.AP.722280 | 3 | 3613104 | 40.6715 | 11.1858 | 56.4452 | 40.1305 | 16.3147 | 1128.42 | 0.22553 | 6.41 | 0.053076 | 0.17246 | 7.5188 | -1.2645 | -14.77 | -1.4575 | 0.19304 | -10.9948 | -0.6485 | -32.98 | 0.6467 | -1.2952 | -43.0925 | 0.22553 | 6.41 | 0.053076 | 0.17246 | 7.5188 | 0.31578 | 5.76 | 0.2486 | 0.067186 | 5.8457 | 0.047803 | 1.9442 | 0.53471 | 2.6982 | 53.9413 | 0.010781 | -0.060445 | -0.031 | 0.010781 | 0.015095 | 0.30641 | -0.70604 | -1.5765 | 0.30641 | 0.27534 | 0.35942 | -0.52558 | -2.0599 | 0.35942 | 0.27944 | 0.047803 | 1.9442 | 0.53471 | 2.6982 | 53.9413 | 0.010781 | -0.060445 | -0.031 | 0.010781 | 0.015095 | 0.30641 | -0.70604 | -1.5765 | 0.30641 | 0.27534 | 0.35942 | -0.52558 | -2.0599 | 0.35942 | 0.27944
241 | 0.34 | 0.3 | South/Central | AL | Birmingham.Muni.AP.722280 | 3 | 3613104 | 40.4206 | 11.3021 | 56.376 | 39.8829 | 16.4931 | 1130.68 | 0.29469 | 4.15 | 0.30069 | -0.0059959 | 3.6099 | -1.1953 | -17.03 | -1.2099 | 0.014587 | -14.9036 | -0.57933 | -35.24 | 0.89431 | -1.4736 | -47.0014 | 0.29469 | 4.15 | 0.30069 | -0.0059959 | 3.6099 | 0.38495 | 3.5 | 0.49621 | -0.11127 | 1.9368 | 0.047803 | 1.9322 | 0.54027 | 2.6949 | 54.0494 | 0.014087 | -0.057139 | -0.027694 | 0.014087 | 0.018401 | 0.19838 | -0.81408 | -1.6846 | 0.19838 | 0.16731 | 0.17256 | -0.71243 | -2.2468 | 0.17256 | 0.092585 | 0.047803 | 1.9322 | 0.54027 | 2.6949 | 54.0494 | 0.014087 | -0.057139 | -0.027694 | 0.014087 | 0.018401 | 0.19838 | -0.81408 | -1.6846 | 0.19838 | 0.16731 | 0.17256 | -0.71243 | -2.2468 | 0.17256 | 0.092585
242 | 0.34 | 0.32 | South/Central | AL | Birmingham.Muni.AP.722280 | 3 | 3613104 | 40.0032 | 11.5425 | 56.2788 | 39.471 | 16.8078 | 1135.01 | 0.39189 | -0.18 | 0.71261 | -0.32071 | -3.6009 | -1.0981 | -21.36 | -0.79798 | -0.30013 | -22.1145 | -0.48214 | -39.57 | 1.3062 | -1.7884 | -54.2122 | 0.39189 | -0.18 | 0.71261 | -0.32071 | -3.6009 | 0.48214 | -0.83 | 0.90813 | -0.42598 | -5.274 | 0.047803 | 1.9123 | 0.55176 | 2.6903 | 54.2563 | 0.018733 | -0.052493 | -0.023047 | 0.018733 | 0.023048 | -0.0086045 | -1.0211 | -1.8915 | -0.0086045 | -0.039676 | -0.17213 | -1.0571 | -2.5915 | -0.17213 | -0.25211 | 0.047803 | 1.9123 | 0.55176 | 2.6903 | 54.2563 | 0.018733 | -0.052493 | -0.023047 | 0.018733 | 0.023048 | -0.0086045 | -1.0211 | -1.8915 | -0.0086045 | -0.039676 | -0.17213 | -1.0571 | -2.5915 | -0.17213 | -0.25211
243 | 0.34 | 0.35 | South/Central | AL | Birmingham.Muni.AP.722280 | 3 | 3613104 | 39.4027 | 11.8936 | 56.1458 | 38.8784 | 17.2674 | 1141.46 | 0.5249 | -6.63 | 1.3052 | -0.78025 | -14.244 | -0.96511 | -27.81 | -0.20543 | -0.75967 | -32.7576 | -0.34913 | -46.02 | 1.8988 | -2.2479 | -64.8553 | 0.5249 | -6.63 | 1.3052 | -0.78025 | -14.244 | 0.61515 | -7.28 | 1.5007 | -0.88552 | -15.9171 | 0.047803 | 1.8835 | 0.56854 | 2.6839 | 54.5647 | 0.025092 | -0.046135 | -0.016689 | 0.025092 | 0.029406 | -0.31693 | -1.3294 | -2.1999 | -0.31693 | -0.348 | -0.6809 | -1.5659 | -3.1002 | -0.6809 | -0.76088 | 0.047803 | 1.8835 | 0.56854 | 2.6839 | 54.5647 | 0.025092 | -0.046135 | -0.016689 | 0.025092 | 0.029406 | -0.31693 | -1.3294 | -2.1999 | -0.31693 | -0.348 | -0.6809 | -1.5659 | -3.1002 | -0.6809 | -0.76088
244 | 0.34 | 0.37 | South/Central | AL | Birmingham.Muni.AP.722280 | 3 | 3613104 | 39.0188 | 12.1303 | 56.0784 | 38.4997 | 17.5787 | 1146.16 | 0.5923 | -11.33 | 1.6839 | -1.0916 | -21.7447 | -0.89771 | -32.51 | 0.17327 | -1.071 | -40.2582 | -0.28173 | -50.72 | 2.2775 | -2.5592 | -72.356 | 0.5923 | -11.33 | 1.6839 | -1.0916 | -21.7447 | 0.68255 | -11.98 | 1.8794 | -1.1968 | -23.4178 | 0.047803 | 1.8652 | 0.57986 | 2.6807 | 54.7893 | 0.028313 | -0.042913 | -0.013468 | 0.028313 | 0.032627 | -0.5416 | -1.5541 | -2.4245 | -0.5416 | -0.57267 | -1.0395 | -1.9244 | -3.4588 | -1.0395 | -1.1194 | 0.047803 | 1.8652 | 0.57986 | 2.6807 | 54.7893 | 0.028313 | -0.042913 | -0.013468 | 0.028313 | 0.032627 | -0.5416 | -1.5541 | -2.4245 | -0.5416 | -0.57267 | -1.0395 | -1.9244 | -3.4588 | -1.0395 | -1.1194
245 | 0.34 | 0.4 | South/Central | AL | Birmingham.Muni.AP.722280 | 3 | 3613104 | 38.4735 | 12.4817 | 55.9999 | 37.9616 | 18.0382 | 1153.4 | 0.67083 | -18.57 | 2.222 | -1.5511 | -33.0856 | -0.81918 | -39.75 | 0.71137 | -1.5306 | -51.5992 | -0.2032 | -57.96 | 2.8156 | -3.0188 | -83.6969 | 0.67083 | -18.57 | 2.222 | -1.5511 | -33.0856 | 0.76108 | -19.22 | 2.4175 | -1.6564 | -34.7587 | 0.047803 | 1.8391 | 0.59666 | 2.6769 | 55.1354 | 0.032067 | -0.039159 | -0.0097135 | 0.032067 | 0.036382 | -0.88769 | -1.9002 | -2.7706 | -0.88769 | -0.91876 | -1.5816 | -2.4666 | -4.0009 | -1.5816 | -1.6616 | 0.047803 | 1.8391 | 0.59666 | 2.6769 | 55.1354 | 0.032067 | -0.039159 | -0.0097135 | 0.032067 | 0.036382 | -0.88769 | -1.9002 | -2.7706 | -0.88769 | -0.91876 | -1.5816 | -2.4666 | -4.0009 | -1.5816 | -1.6616
246 | 0.34 | 0.42 | South/Central | AL | Birmingham.Muni.AP.722280 | 3 | 3613104 | 38.1205 | 12.7176 | 55.9628 | 37.6132 | 18.3496 | 1158.54 | 0.70792 | -23.71 | 2.5704 | -1.8625 | -40.9744 | -0.78209 | -44.89 | 1.0598 | -1.8419 | -59.488 | -0.16611 | -63.1 | 3.164 | -3.3301 | -91.5857 | 0.70792 | -23.71 | 2.5704 | -1.8625 | -40.9744 | 0.79817 | -24.36 | 2.7659 | -1.9677 | -42.6475 | 0.047803 | 1.8223 | 0.60794 | 2.6752 | 55.3811 | 0.03384 | -0.037386 | -0.0079403 | 0.03384 | 0.038155 | -1.1334 | -2.1459 | -3.0163 | -1.1334 | -1.1645 | -1.9587 | -2.8437 | -4.378 | -1.9587 | -2.0387 | 0.047803 | 1.8223 | 0.60794 | 2.6752 | 55.3811 | 0.03384 | -0.037386 | -0.0079403 | 0.03384 | 0.038155 | -1.1334 | -2.1459 | -3.0163 | -1.1334 | -1.1645 | -1.9587 | -2.8437 | -4.378 | -1.9587 | -2.0387
247 | 0.34 | 0.47 | South/Central | AL | Birmingham.Muni.AP.722280 | 3 | 3613104 | 37.2286 | 13.3896 | 55.9591 | 36.7332 | 19.2259 | 1174.44 | 0.7116 | -39.61 | 3.4504 | -2.7388 | -64.4694 | -0.77841 | -60.79 | 1.9398 | -2.7182 | -82.9829 | -0.16243 | -79 | 4.044 | -4.2064 | -115.0807 | 0.7116 | -39.61 | 3.4504 | -2.7388 | -64.4694 | 0.80185 | -40.26 | 3.6459 | -2.8441 | -66.1425 | 0.047803 | 1.7796 | 0.64006 | 2.675 | 56.1412 | 0.034016 | -0.03721 | -0.0077645 | 0.034016 | 0.038331 | -1.8935 | -2.9059 | -3.7764 | -1.8935 | -1.9245 | -3.0818 | -3.9668 | -5.5011 | -3.0818 | -3.1618 | 0.047803 | 1.7796 | 0.64006 | 2.675 | 56.1412 | 0.034016 | -0.03721 | -0.0077645 | 0.034016 | 0.038331 | -1.8935 | -2.9059 | -3.7764 | -1.8935 | -1.9245 | -3.0818 | -3.9668 | -5.5011 | -3.0818 | -3.1618
248 | 0.2 | 0.21 | South/Central | AL | Birmingham.Muni.AP.722280 | 3 | 3613104 | 37.0149 | 10.8997 | 52.2522 | 36.5208 | 15.7314 | 1057.07 | 4.4185 | 77.76 | 3.6628 | 0.75573 | 76.8423 | 2.9285 | 56.58 | 2.1522 | 0.77632 | 58.3287 | 3.5445 | 38.37 | 4.2564 | -0.71192 | 26.231 | 4.4185 | 77.76 | 3.6628 | 0.75573 | 76.8423 | 4.5087 | 77.11 | 3.8583 | 0.65046 | 75.1692 | 0.047803 | 1.7694 | 0.52104 | 2.4978 | 50.5306 | 0.21122 | 0.13999 | 0.16943 | 0.21122 | 0.21553 | 3.7171 | 2.7047 | 1.8342 | 3.7171 | 3.6861 | 3.6733 | 2.7883 | 1.2539 | 3.6733 | 3.5933 | 0.047803 | 1.7694 | 0.52104 | 2.4978 | 50.5306 | 0.21122 | 0.13999 | 0.16943 | 0.21122 | 0.21553 | 3.7171 | 2.7047 | 1.8342 | 3.7171 | 3.6861 | 3.6733 | 2.7883 | 1.2539 | 3.6733 | 3.5933
249 | 0.21 | 0.21 | South/Central | AL | Birmingham.Muni.AP.722280 | 3 | 3613104 | 37.359 | 10.8897 | 52.5901 | 36.8606 | 15.7296 | 1061.94 | 4.0806 | 72.89 | 3.323 | 0.75753 | 72.5661 | 2.5905 | 51.71 | 1.8124 | 0.77811 | 54.0525 | 3.2065 | 33.5 | 3.9166 | -0.71012 | 21.9547 | 4.0806 | 72.89 | 3.323 | 0.75753 | 72.5661 | 4.1708 | 72.24 | 3.5185 | 0.65226 | 70.893 | 0.047803 | 1.7859 | 0.52056 | 2.5139 | 50.7634 | 0.19506 | 0.12383 | 0.15328 | 0.19506 | 0.19938 | 3.4843 | 2.4719 | 1.6014 | 3.4843 | 3.4533 | 3.4688 | 2.5838 | 1.0495 | 3.4688 | 3.3889 | 0.047803 | 1.7859 | 0.52056 | 2.5139 | 50.7634 | 0.19506 | 0.12383 | 0.15328 | 0.19506 | 0.19938 | 3.4843 | 2.4719 | 1.6014 | 3.4843 | 3.4533 | 3.4688 | 2.5838 | 1.0495 | 3.4688 | 3.3889
250 | 0.22 | 0.21 | South/Central | AL | Birmingham.Muni.AP.722280 | 3 | 3613104 | 37.6893 | 10.8793 | 52.9161 | 37.1865 | 15.7296 | 1066.66 | 3.7546 | 68.17 | 2.9971 | 0.75749 | 68.3939 | 2.2646 | 46.99 | 1.4865 | 0.77807 | 49.8804 | 2.8806 | 28.78 | 3.5907 | -0.71016 | 17.7826 | 3.7546 | 68.17 | 2.9971 | 0.75749 | 68.3939 | 3.8448 | 67.52 | 3.1926 | 0.65222 | 66.7209 | 0.047803 | 1.8016 | 0.52006 | 2.5295 | 50.989 | 0.17948 | 0.10825 | 0.1377 | 0.17948 | 0.18379 | 3.2587 | 2.2462 | 1.3758 | 3.2587 | 3.2276 | 3.2694 | 2.3844 | 0.85006 | 3.2694 | 3.1894 | 0.047803 | 1.8016 | 0.52006 | 2.5295 | 50.989 | 0.17948 | 0.10825 | 0.1377 | 0.17948 | 0.18379 | 3.2587 | 2.2462 | 1.3758 | 3.2587 | 3.2276 | 3.2694 | 2.3844 | 0.85006 | 3.2694 | 3.1894
251 | 0.23 | 0.21 | South/Central | AL | Birmingham.Muni.AP.722280 | 3 | 3613104 | 38.0204 | 10.8604 | 53.2322 | 37.5133 | 15.7189 | 1071.04 | 3.4385 | 63.79 | 2.6703 | 0.76821 | 64.6373 | 1.9485 | 42.61 | 1.1597 | 0.78879 | 46.1238 | 2.5645 | 24.4 | 3.2639 | -0.69944 | 14.026 | 3.4385 | 63.79 | 2.6703 | 0.76821 | 64.6373 | 3.5288 | 63.14 | 2.8658 | 0.66294 | 62.9642 | 0.047803 | 1.8175 | 0.51916 | 2.5446 | 51.1984 | 0.16437 | 0.093144 | 0.12259 | 0.16437 | 0.16868 | 3.0493 | 2.0369 | 1.1664 | 3.0493 | 3.0183 | 3.0898 | 2.2048 | 0.67048 | 3.0898 | 3.0098 | 0.047803 | 1.8175 | 0.51916 | 2.5446 | 51.1984 | 0.16437 | 0.093144 | 0.12259 | 0.16437 | 0.16868 | 3.0493 | 2.0369 | 1.1664 | 3.0493 | 3.0183 | 3.0898 | 2.2048 | 0.67048 | 3.0898 | 3.0098
252 | 0.24 | 0.21 | South/Central | AL | Birmingham.Muni.AP.722280 | 3 | 3613104 | 38.3548 | 10.8512 | 53.5636 | 37.8435 | 15.7201 | 1075.86 | 3.1072 | 58.97 | 2.3401 | 0.76703 | 60.3655 | 1.6171 | 37.79 | 0.82953 | 0.78762 | 41.852 | 2.2331 | 19.58 | 2.9337 | -0.70062 | 9.7542 | 3.1072 | 58.97 | 2.3401 | 0.76703 | 60.3655 | 3.1974 | 58.32 | 2.5356 | 0.66176 | 58.6924 | 0.047803 | 1.8335 | 0.51871 | 2.5605 | 51.4288 | 0.14853 | 0.077304 | 0.10675 | 0.14853 | 0.15284 | 2.8189 | 1.8065 | 0.93597 | 2.8189 | 2.7878 | 2.8856 | 2.0006 | 0.46628 | 2.8856 | 2.8056 | 0.047803 | 1.8335 | 0.51871 | 2.5605 | 51.4288 | 0.14853 | 0.077304 | 0.10675 | 0.14853 | 0.15284 | 2.8189 | 1.8065 | 0.93597 | 2.8189 | 2.7878 | 2.8856 | 2.0006 | 0.46628 | 2.8856 | 2.8056
253 | 0.25 | 0.21 | South/Central | AL | Birmingham.Muni.AP.722280 | 3 | 3613104 | 38.6802 | 10.8447 | 53.8862 | 38.1646 | 15.7216 | 1080.56 | 2.7845 | 54.27 | 2.019 | 0.76554 | 56.1967 | 1.2945 | 33.09 | 0.50838 | 0.78612 | 37.6831 | 1.9105 | 14.88 | 2.6126 | -0.70211 | 5.5854 | 2.7845 | 54.27 | 2.019 | 0.76554 | 56.1967 | 2.8748 | 53.62 | 2.2145 | 0.66027 | 54.5236 | 0.047803 | 1.849 | 0.5184 | 2.5759 | 51.6535 | 0.13311 | 0.06188 | 0.091326 | 0.13311 | 0.13742 | 2.5942 | 1.5818 | 0.7113 | 2.5942 | 2.5632 | 2.6863 | 1.8013 | 0.267 | 2.6863 | 2.6064 | 0.047803 | 1.849 | 0.5184 | 2.5759 | 51.6535 | 0.13311 | 0.06188 | 0.091326 | 0.13311 | 0.13742 | 2.5942 | 1.5818 | 0.7113 | 2.5942 | 2.5632 | 2.6863 | 1.8013 | 0.267 | 2.6863 | 2.6064
254 | 0.26 | 0.21 | South/Central | AL | Birmingham.Muni.AP.722280 | 3 | 3613104 | 39.0059 | 10.8251 | 54.1932 | 38.4861 | 15.7072 | 1084.74 | 2.4775 | 50.09 | 1.6975 | 0.77995 | 52.6551 | 0.98748 | 28.91 | 0.18694 | 0.80053 | 34.1416 | 1.6035 | 10.7 | 2.2912 | -0.6877 | 2.0438 | 2.4775 | 50.09 | 1.6975 | 0.77995 | 52.6551 | 2.5677 | 49.44 | 1.8931 | 0.67468 | 50.982 | 0.047803 | 1.8646 | 0.51747 | 2.5906 | 51.8533 | 0.11843 | 0.047204 | 0.076649 | 0.11843 | 0.12274 | 2.3944 | 1.382 | 0.51149 | 2.3944 | 2.3634 | 2.517 | 1.6321 | 0.097699 | 2.517 | 2.4371 | 0.047803 | 1.8646 | 0.51747 | 2.5906 | 51.8533 | 0.11843 | 0.047204 | 0.076649 | 0.11843 | 0.12274 | 2.3944 | 1.382 | 0.51149 | 2.3944 | 2.3634 | 2.517 | 1.6321 | 0.097699 | 2.517 | 2.4371
255 | 0.27 | 0.21 | South/Central | AL | Birmingham.Muni.AP.722280 | 3 | 3613104 | 39.34 | 10.815 | 54.5264 | 38.816 | 15.7104 | 1089.63 | 2.1443 | 45.2 | 1.3676 | 0.77671 | 48.305 | 0.65433 | 24.02 | -0.14296 | 0.79729 | 29.7915 | 1.2703 | 5.81 | 1.9613 | -0.69094 | -2.3063 | 2.1443 | 45.2 | 1.3676 | 0.77671 | 48.305 | 2.2346 | 44.55 | 1.5632 | 0.67144 | 46.6319 | 0.047803 | 1.8806 | 0.51698 | 2.6065 | 52.0871 | 0.1025 | 0.031279 | 0.060724 | 0.1025 | 0.10682 | 2.1607 | 1.1482 | 0.27773 | 2.1607 | 2.1296 | 2.3091 | 1.4241 | -0.11025 | 2.3091 | 2.2291 | 0.047803 | 1.8806 | 0.51698 | 2.6065 | 52.0871 | 0.1025 | 0.031279 | 0.060724 | 0.1025 | 0.10682 | 2.1607 | 1.1482 | 0.27773 | 2.1607 | 2.1296 | 2.3091 | 1.4241 | -0.11025 | 2.3091 | 2.2291
256 | 0.28 | 0.21 | South/Central | AL | Birmingham.Muni.AP.722280 | 3 | 3613104 | 39.6657 | 10.7999 | 54.8381 | 39.1374 | 15.7007 | 1093.96 | 1.8326 | 40.87 | 1.0462 | 0.78639 | 44.5758 | 0.34257 | 19.69 | -0.4644 | 0.80697 | 26.0622 | 0.95855 | 1.48 | 1.6398 | -0.68126 | -6.0356 | 1.8326 | 40.87 | 1.0462 | 0.78639 | 44.5758 | 1.9228 | 40.22 | 1.2417 | 0.68112 | 42.9027 | 0.047803 | 1.8961 | 0.51626 | 2.6214 | 52.2941 | 0.087602 | 0.016376 | 0.045821 | 0.087602 | 0.091916 | 1.9537 | 0.94123 | 0.070748 | 1.9537 | 1.9226 | 2.1308 | 1.2458 | -0.28851 | 2.1308 | 2.0509 | 0.047803 | 1.8961 | 0.51626 | 2.6214 | 52.2941 | 0.087602 | 0.016376 | 0.045821 | 0.087602 | 0.091916 | 1.9537 | 0.94123 | 0.070748 | 1.9537 | 1.9226 | 2.1308 | 1.2458 | -0.28851 | 2.1308 | 2.0509
257 | 0.29 | 0.21 | South/Central | AL | Birmingham.Muni.AP.722280 | 3 | 3613104 | 39.991 | 10.7899 | 55.1623 | 39.4585 | 15.7037 | 1098.71 | 1.5084 | 36.12 | 0.72505 | 0.78338 | 40.3468 | 0.018416 | 14.94 | -0.78554 | 0.80396 | 21.8332 | 0.63439 | -3.27 | 1.3187 | -0.68427 | -10.2645 | 1.5084 | 36.12 | 0.72505 | 0.78338 | 40.3468 | 1.5987 | 35.47 | 0.92057 | 0.67811 | 38.6737 | 0.047803 | 1.9117 | 0.51579 | 2.6369 | 52.5211 | 0.072106 | 0.00088033 | 0.030326 | 0.072106 | 0.076421 | 1.7266 | 0.71417 | -0.15631 | 1.7266 | 1.6956 | 1.9287 | 1.0437 | -0.49067 | 1.9287 | 1.8487 | 0.047803 | 1.9117 | 0.51579 | 2.6369 | 52.5211 | 0.072106 | 0.00088033 | 0.030326 | 0.072106 | 0.076421 | 1.7266 | 0.71417 | -0.15631 | 1.7266 | 1.6956 | 1.9287 | 1.0437 | -0.49067 | 1.9287 | 1.8487
258 | 0.3 | 0.21 | South/Central | AL | Birmingham.Muni.AP.722280 | 3 | 3613104 | 40.3099 | 10.7791 | 55.4715 | 39.7733 | 15.6983 | 1103.08 | 1.1992 | 31.75 | 0.41033 | 0.78883 | 36.5359 | -0.29085 | 10.57 | -1.1003 | 0.80941 | 18.0223 | 0.32513 | -7.64 | 1.0039 | -0.67882 | -14.0754 | 1.1992 | 31.75 | 0.41033 | 0.78883 | 36.5359 | 1.2894 | 31.1 | 0.60585 | 0.68356 | 34.8628 | 0.047803 | 1.9269 | 0.51527 | 2.6517 | 52.73 | 0.057323 | -0.013903 | 0.015542 | 0.057323 | 0.061637 | 1.5177 | 0.50527 | -0.36521 | 1.5177 | 1.4867 | 1.7465 | 0.86151 | -0.67284 | 1.7465 | 1.6665 | 0.047803 | 1.9269 | 0.51527 | 2.6517 | 52.73 | 0.057323 | -0.013903 | 0.015542 | 0.057323 | 0.061637 | 1.5177 | 0.50527 | -0.36521 | 1.5177 | 1.4867 | 1.7465 | 0.86151 | -0.67284 | 1.7465 | 1.6665
259 | 0.31 | 0.21 | South/Central | AL | Birmingham.Muni.AP.722280 | 3 | 3613104 | 40.6245 | 10.7737 | 55.7895 | 40.0838 | 15.7057 | 1107.82 | 0.88117 | 27.01 | 0.099802 | 0.78137 | 32.2663 | -0.60884 | 5.83 | -1.4108 | 0.80195 | 13.7527 | 0.0071392 | -12.38 | 0.69342 | -0.68628 | -18.345 | 0.88117 | 27.01 | 0.099802 | 0.78137 | 32.2663 | 0.97142 | 26.36 | 0.29532 | 0.6761 | 30.5932 | 0.047803 | 1.942 | 0.51501 | 2.6669 | 52.9566 | 0.042122 | -0.029104 | 0.00034127 | 0.042122 | 0.046436 | 1.2911 | 0.27869 | -0.5918 | 1.2911 | 1.2601 | 1.5424 | 0.65742 | -0.87694 | 1.5424 | 1.4624 | 0.047803 | 1.942 | 0.51501 | 2.6669 | 52.9566 | 0.042122 | -0.029104 | 0.00034127 | 0.042122 | 0.046436 | 1.2911 | 0.27869 | -0.5918 | 1.2911 | 1.2601 | 1.5424 | 0.65742 | -0.87694 | 1.5424 | 1.4624
260 | 0.32 | 0.21 | South/Central | AL | Birmingham.Muni.AP.722280 | 3 | 3613104 | 40.9302 | 10.7637 | 56.0918 | 40.3856 | 15.7063 | 1112.2 | 0.57888 | 22.63 | -0.20197 | 0.78085 | 28.3844 | -0.91112 | 1.45 | -1.7126 | 0.80143 | 9.8708 | -0.29514 | -16.76 | 0.39165 | -0.6868 | -22.2269 | 0.57888 | 22.63 | -0.20197 | 0.78085 | 28.3844 | 0.66914 | 21.98 | -0.0064468 | 0.67558 | 26.7113 | 0.047803 | 1.9566 | 0.51453 | 2.6813 | 53.166 | 0.027672 | -0.043554 | -0.014109 | 0.027672 | 0.031986 | 1.0818 | 0.069314 | -0.80117 | 1.0818 | 1.0507 | 1.3568 | 0.47185 | -1.0625 | 1.3568 | 1.2769 | 0.047803 | 1.9566 | 0.51453 | 2.6813 | 53.166 | 0.027672 | -0.043554 | -0.014109 | 0.027672 | 0.031986 | 1.0818 | 0.069314 | -0.80117 | 1.0818 | 1.0507 | 1.3568 | 0.47185 | -1.0625 | 1.3568 | 1.2769
261 | 0.33 | 0.21 | South/Central | AL | Birmingham.Muni.AP.722280 | 3 | 3613104 | 41.2455 | 10.754 | 56.4009 | 40.6969 | 15.7041 | 1116.63 | 0.26976 | 18.2 | -0.51328 | 0.78304 | 24.4876 | -1.2202 | -2.98 | -2.0239 | 0.80362 | 5.9741 | -0.60426 | -21.19 | 0.080344 | -0.68461 | -26.1237 | 0.26976 | 18.2 | -0.51328 | 0.78304 | 24.4876 | 0.36002 | 17.55 | -0.31776 | 0.67777 | 22.8145 | 0.047803 | 1.9716 | 0.51407 | 2.6961 | 53.3777 | 0.012895 | -0.058331 | -0.028885 | 0.012895 | 0.01721 | 0.87001 | -0.14245 | -1.0129 | 0.87001 | 0.83893 | 1.1706 | 0.28558 | -1.2488 | 1.1706 | 1.0906 | 0.047803 | 1.9716 | 0.51407 | 2.6961 | 53.3777 | 0.012895 | -0.058331 | -0.028885 | 0.012895 | 0.01721 | 0.87001 | -0.14245 | -1.0129 | 0.87001 | 0.83893 | 1.1706 | 0.28558 | -1.2488 | 1.1706 | 1.0906
262 | 0.34 | 0.21 | South/Central | AL | Birmingham.Muni.AP.722280 | 3 | 3613104 | 41.5501 | 10.7441 | 56.7021 | 40.9976 | 15.7045 | 1120.99 | -0.031395 | 13.84 | -0.81397 | 0.78257 | 20.6213 | -1.5214 | -7.34 | -2.3246 | 0.80316 | 2.1078 | -0.90542 | -25.55 | -0.22035 | -0.68508 | -29.99 | -0.031395 | 13.84 | -0.81397 | 0.78257 | 20.6213 | 0.058856 | 13.19 | -0.61845 | 0.6773 | 18.9482 | 0.047803 | 1.9862 | 0.51359 | 2.7105 | 53.5862 | -0.0015008 | -0.072727 | -0.043282 | -0.0015008 | 0.0028135 | 0.66159 | -0.35087 | -1.2214 | 0.66159 | 0.63052 | 0.98575 | 0.10076 | -1.4336 | 0.98575 | 0.90577 | 0.047803 | 1.9862 | 0.51359 | 2.7105 | 53.5862 | -0.0015008 | -0.072727 | -0.043282 | -0.0015008 | 0.0028135 | 0.66159 | -0.35087 | -1.2214 | 0.66159 | 0.63052 | 0.98575 | 0.10076 | -1.4336 | 0.98575 | 0.90577
263 | 0.35 | 0.21 | South/Central | AL | Birmingham.Muni.AP.722280 | 3 | 3613104 | 41.8556 | 10.7379 | 57.0052 | 41.299 | 15.7062 | 1125.41 | -0.33451 | 9.42 | -1.1154 | 0.78093 | 16.6985 | -1.8245 | -11.76 | -2.626 | 0.80151 | -1.8151 | -1.2085 | -29.97 | -0.52182 | -0.68672 | -33.9128 | -0.33451 | 9.42 | -1.1154 | 0.78093 | 16.6985 | -0.24426 | 8.77 | -0.91992 | 0.67566 | 15.0254 | 0.047803 | 2.0008 | 0.5133 | 2.725 | 53.7974 | -0.015991 | -0.087217 | -0.057771 | -0.015991 | -0.011676 | 0.4503 | -0.56216 | -1.4326 | 0.4503 | 0.41923 | 0.79823 | -0.086765 | -1.6211 | 0.79823 | 0.71825 | 0.047803 | 2.0008 | 0.5133 | 2.725 | 53.7974 | -0.015991 | -0.087217 | -0.057771 | -0.015991 | -0.011676 | 0.4503 | -0.56216 | -1.4326 | 0.4503 | 0.41923 | 0.79823 | -0.086765 | -1.6211 | 0.79823 | 0.71825
264 | 0.36 | 0.21 | South/Central | AL | Birmingham.Muni.AP.722280 | 3 | 3613104 | 42.1549 | 10.7341 | 57.306 | 41.5944 | 15.7116 | 1129.86 | -0.63532 | 4.97 | -1.4108 | 0.77546 | 12.7023 | -2.1253 | -16.21 | -2.9214 | 0.79605 | -5.8113 | -1.5094 | -34.42 | -0.81717 | -0.69219 | -37.909 | -0.63532 | 4.97 | -1.4108 | 0.77546 | 12.7023 | -0.54507 | 4.32 | -1.2153 | 0.67019 | 11.0292 | 0.047803 | 2.0151 | 0.51311 | 2.7394 | 54.0102 | -0.03037 | -0.1016 | -0.072151 | -0.03037 | -0.026056 | 0.23758 | -0.77488 | -1.6454 | 0.23758 | 0.20651 | 0.6072 | -0.27779 | -1.8121 | 0.6072 | 0.52722 | 0.047803 | 2.0151 | 0.51311 | 2.7394 | 54.0102 | -0.03037 | -0.1016 | -0.072151 | -0.03037 | -0.026056 | 0.23758 | -0.77488 | -1.6454 | 0.23758 | 0.20651 | 0.6072 | -0.27779 | -1.8121 | 0.6072 | 0.52722
265 | 0.37 | 0.21 | South/Central | AL | Birmingham.Muni.AP.722280 | 3 | 3613104 | 42.4599 | 10.7278 | 57.6094 | 41.8956 | 15.7139 | 1134.29 | -0.93873 | 0.54 | -1.712 | 0.77324 | 8.7602 | -2.4287 | -20.64 | -3.2226 | 0.79382 | -9.7534 | -1.8128 | -38.85 | -1.1183 | -0.69441 | -41.8511 | -0.93873 | 0.54 | -1.712 | 0.77324 | 8.7602 | -0.84848 | -0.11 | -1.5164 | 0.66797 | 7.0871 | 0.047803 | 2.0297 | 0.51282 | 2.7539 | 54.2219 | -0.044874 | -0.1161 | -0.086654 | -0.044874 | -0.040559 | 0.025813 | -0.98664 | -1.8571 | 0.025813 | -0.0052583 | 0.41876 | -0.46624 | -2.0006 | 0.41876 | 0.33878 | 0.047803 | 2.0297 | 0.51282 | 2.7539 | 54.2219 | -0.044874 | -0.1161 | -0.086654 | -0.044874 | -0.040559 | 0.025813 | -0.98664 | -1.8571 | 0.025813 | -0.0052583 | 0.41876 | -0.46624 | -2.0006 | 0.41876 | 0.33878
266 | 0.38 | 0.21 | South/Central | AL | Birmingham.Muni.AP.722280 | 3 | 3613104 | 42.7557 | 10.7223 | 57.9094 | 42.1875 | 15.7219 | 1138.77 | -1.2387 | -3.94 | -2.0039 | 0.7652 | 4.7054 | -2.7287 | -25.12 | -3.5145 | 0.78578 | -13.8081 | -2.1127 | -43.33 | -1.4103 | -0.70245 | -45.9059 | -1.2387 | -3.94 | -2.0039 | 0.7652 | 4.7054 | -1.1485 | -4.59 | -1.8084 | 0.65993 | 3.0324 | 0.047803 | 2.0438 | 0.51255 | 2.7682 | 54.4361 | -0.059213 | -0.13044 | -0.10099 | -0.059213 | -0.054899 | -0.18834 | -1.2008 | -2.0713 | -0.18834 | -0.21941 | 0.22493 | -0.66006 | -2.1944 | 0.22493 | 0.14495 | 0.047803 | 2.0438 | 0.51255 | 2.7682 | 54.4361 | -0.059213 | -0.13044 | -0.10099 | -0.059213 | -0.054899 | -0.18834 | -1.2008 | -2.0713 | -0.18834 | -0.21941 | 0.22493 | -0.66006 | -2.1944 | 0.22493 | 0.14495
267 | 0.39 | 0.21 | South/Central | AL | Birmingham.Muni.AP.722280 | 3 | 3613104 | 43.0504 | 10.7124 | 58.1946 | 42.4784 | 15.7162 | 1142.79 | -1.5239 | -7.96 | -2.2948 | 0.77089 | 1.2096 | -3.0139 | -29.14 | -3.8053 | 0.79148 | -17.304 | -2.3979 | -47.35 | -1.7011 | -0.69676 | -49.4017 | -1.5239 | -7.96 | -2.2948 | 0.77089 | 1.2096 | -1.4336 | -8.61 | -2.0992 | 0.66562 | -0.46348 | 0.047803 | 2.0579 | 0.51208 | 2.7818 | 54.6283 | -0.072845 | -0.14407 | -0.11463 | -0.072845 | -0.06853 | -0.38051 | -1.393 | -2.2634 | -0.38051 | -0.41158 | 0.057822 | -0.82717 | -2.3615 | 0.057822 | -0.022156 | 0.047803 | 2.0579 | 0.51208 | 2.7818 | 54.6283 | -0.072845 | -0.14407 | -0.11463 | -0.072845 | -0.06853 | -0.38051 | -1.393 | -2.2634 | -0.38051 | -0.41158 | 0.057822 | -0.82717 | -2.3615 | 0.057822 | -0.022156
268 | 0.4 | 0.21 | South/Central | AL | Birmingham.Muni.AP.722280 | 3 | 3613104 | 43.3493 | 10.7062 | 58.4972 | 42.7734 | 15.7238 | 1147.3 | -1.8265 | -12.47 | -2.5898 | 0.76329 | -2.8676 | -3.3165 | -33.65 | -4.1004 | 0.78387 | -21.3811 | -2.7005 | -51.86 | -1.9962 | -0.70436 | -53.4789 | -1.8265 | -12.47 | -2.5898 | 0.76329 | -2.8676 | -1.7363 | -13.12 | -2.3943 | 0.65802 | -4.5407 | 0.047803 | 2.0722 | 0.51178 | 2.7963 | 54.8438 | -0.087312 | -0.15854 | -0.12909 | -0.087312 | -0.082998 | -0.5961 | -1.6086 | -2.479 | -0.5961 | -0.62717 | -0.13708 | -1.0221 | -2.5564 | -0.13708 | -0.21705 | 0.047803 | 2.0722 | 0.51178 | 2.7963 | 54.8438 | -0.087312 | -0.15854 | -0.12909 | -0.087312 | -0.082998 | -0.5961 | -1.6086 | -2.479 | -0.5961 | -0.62717 | -0.13708 | -1.0221 | -2.5564 | -0.13708 | -0.21705
Double | Double | Double | South/Central | AL | Birmingham.Muni.AP.722280 | 3 | 3613104 | 40.8855 | 14.1847 | 60.8566 | 40.3432 | 20.5134 | 1268.82 | -4.1859 | -133.99 | -0.15959 | -4.0263 | -161.7264 | -5.6759 | -155.17 | -1.6702 | -4.0057 | -180.2399 | -5.0599 | -173.38 | 0.43404 | -5.494 | -212.3377 | -4.1859 | -133.99 | -0.15959 | -4.0263 | -161.7264 | -4.0956 | -134.64 | 0.035934 | -4.1316 | -163.3995 | 0.047803 | 1.9544 | 0.67807 | 2.9091 | 60.6528 | -0.2001 | -0.27132 | -0.24188 | -0.2001 | -0.19578 | -6.4051 | -7.4175 | -8.288 | -6.4051 | -6.4361 | -7.7309 | -8.6159 | -10.1503 | -7.7309 | -7.8109 | 0.047803 | 1.9544 | 0.67807 | 2.9091 | 60.6528 | -0.2001 | -0.27132 | -0.24188 | -0.2001 | -0.19578 | -6.4051 | -7.4175 | -8.288 | -6.4051 | -6.4361 | -7.7309 | -8.6159 | -10.1503 | -7.7309 | -7.8109
Single | Single | Single | South/Central | AL | Birmingham.Muni.AP.722280 | 3 | 3613104 | 49.8234 | 16.2022 | 72.8329 | 49.1668 | 23.6661 | 1499.34 | -16.1622 | -364.51 | -8.9832 | -7.179 | -399.6712 | -17.6522 | -385.69 | -10.4938 | -7.1584 | -418.1848 | -17.0362 | -403.9 | -8.3896 | -8.6466 | -450.2825 | -16.1622 | -364.51 | -8.9832 | -7.179 | -399.6712 | -16.0719 | -365.16 | -8.7877 | -7.2842 | -401.3443 | 0.047803 | 2.3817 | 0.7745 | 3.4816 | 71.6722 | -0.77259 | -0.84382 | -0.81437 | -0.77259 | -0.76828 | -17.4245 | -18.437 | -19.3074 | -17.4245 | -17.4556 | -19.1053 | -19.9903 | -21.5246 | -19.1053 | -19.1853 | 0.047803 | 2.3817 | 0.7745 | 3.4816 | 71.6722 | -0.77259 | -0.84382 | -0.81437 | -0.77259 | -0.76828 | -17.4245 | -18.437 | -19.3074 | -17.4245 | -17.4556 | -19.1053 | -19.9903 | -21.5246 | -19.1053 | -19.1853
1 | 0.35 | 0.47 | South/Central | SC | Charleston.Intl.AP.722080 | 3 | 1030593 | 28.7122 | 15.0887 | 49.0521 | 28.6439 | 20.4082 | 1047.14 | -0.21307 | -64.15 | 2.5998 | -2.8129 | -78.2914 | -1.4232 | -78.4 | 1.3807 | -2.8039 | -93.5356 | -1.2284 | -109.88 | 3.1177 | -4.346 | -132.4704 | -0.21307 | -64.15 | 2.5998 | -2.8129 | -78.2914 | -0.17256 | -66.36 | 2.7611 | -2.9336 | -81.0176 | 0.013635 | 0.39149 | 0.20574 | 0.66883 | 14.2778 | -0.0029052 | -0.019406 | -0.016749 | -0.0029052 | -0.0023529 | -0.87469 | -1.069 | -1.4982 | -0.87469 | -0.90482 | -1.0675 | -1.2754 | -1.8062 | -1.0675 | -1.1047 | 0.013635 | 0.39149 | 0.20574 | 0.66883 | 14.2778 | -0.0029052 | -0.019406 | -0.016749 | -0.0029052 | -0.0023529 | -0.87469 | -1.069 | -1.4982 | -0.87469 | -0.90482 | -1.0675 | -1.2754 | -1.8062 | -1.0675 | -1.1047
2 | 0.35 | 0.42 | South/Central | SC | Charleston.Intl.AP.722080 | 3 | 1030593 | 29.4265 | 14.3962 | 48.8633 | 29.3565 | 19.5068 | 1025.14 | -0.024307 | -42.15 | 1.8871 | -1.9114 | -51.6601 | -1.2345 | -56.4 | 0.668 | -1.9025 | -66.9043 | -1.0396 | -87.88 | 2.405 | -3.4446 | -105.8391 | -0.024307 | -42.15 | 1.8871 | -1.9114 | -51.6601 | 0.016203 | -44.36 | 2.0484 | -2.0322 | -54.3863 | 0.013635 | 0.40123 | 0.19629 | 0.66625 | 13.9779 | -0.00033142 | -0.016832 | -0.014175 | -0.00033142 | 0.00022093 | -0.57472 | -0.76902 | -1.1983 | -0.57472 | -0.60485 | -0.70439 | -0.91224 | -1.4431 | -0.70439 | -0.74156 | 0.013635 | 0.40123 | 0.19629 | 0.66625 | 13.9779 | -0.00033142 | -0.016832 | -0.014175 | -0.00033142 | 0.00022093 | -0.57472 | -0.76902 | -1.1983 | -0.57472 | -0.60485 | -0.70439 | -0.91224 | -1.4431 | -0.70439 | -0.74156
3 | 0.35 | 0.37 | South/Central | SC | Charleston.Intl.AP.722080 | 3 | 1030593 | 30.1607 | 13.7845 | 48.7954 | 30.089 | 18.7064 | 1006.81 | 0.043566 | -23.82 | 1.1546 | -1.1111 | -29.2903 | -1.1666 | -38.07 | -0.064501 | -1.1021 | -44.5345 | -0.97172 | -69.55 | 1.6725 | -2.6442 | -83.4693 | 0.043566 | -23.82 | 1.1546 | -1.1111 | -29.2903 | 0.084076 | -26.03 | 1.3159 | -1.2318 | -32.0165 | 0.013635 | 0.41124 | 0.18795 | 0.66533 | 13.7279 | 0.00059403 | -0.015907 | -0.013249 | 0.00059403 | 0.0011464 | -0.32479 | -0.51909 | -0.94832 | -0.32479 | -0.35492 | -0.39938 | -0.60723 | -1.1381 | -0.39938 | -0.43655 | 0.013635 | 0.41124 | 0.18795 | 0.66533 | 13.7279 | 0.00059403 | -0.015907 | -0.013249 | 0.00059403 | 0.0011464 | -0.32479 | -0.51909 | -0.94832 | -0.32479 | -0.35492 | -0.39938 | -0.60723 | -1.1381 | -0.39938 | -0.43655
4 | 0.35 | 0.32 | South/Central | SC | Charleston.Intl.AP.722080 | 3 | 1030593 | 30.9758 | 13.1636 | 48.7991 | 30.9021 | 17.8969 | 989.13 | 0.039921 | -6.14 | 0.34154 | -0.30162 | -7.5919 | -1.1702 | -20.39 | -0.87759 | -0.29264 | -22.836 | -0.97536 | -51.87 | 0.85943 | -1.8348 | -61.7709 | 0.039921 | -6.14 | 0.34154 | -0.30162 | -7.5919 | 0.080431 | -8.35 | 0.50283 | -0.4224 | -10.318 | 0.013635 | 0.42236 | 0.17949 | 0.66538 | 13.4869 | 0.00054433 | -0.015956 | -0.013299 | 0.00054433 | 0.0010967 | -0.083719 | -0.27802 | -0.70725 | -0.083719 | -0.11385 | -0.10352 | -0.31137 | -0.84225 | -0.10352 | -0.14069 | 0.013635 | 0.42236 | 0.17949 | 0.66538 | 13.4869 | 0.00054433 | -0.015956 | -0.013299 | 0.00054433 | 0.0010967 | -0.083719 | -0.27802 | -0.70725 | -0.083719 | -0.11385 | -0.10352 | -0.31137 | -0.84225 | -0.10352 | -0.14069
5 | 0.35 | 0.27 | South/Central | SC | Charleston.Intl.AP.722080 | 3 | 1030593 | 31.5194 | 12.8008 | 48.8488 | 31.4445 | 17.4043 | 978.91 | -0.0098158 | 4.08 | -0.20083 | 0.19101 | 5.0058 | -1.22 | -10.17 | -1.42 | 0.2 | -10.2383 | -1.0251 | -41.65 | 0.31706 | -1.3422 | -49.1732 | -0.0098158 | 4.08 | -0.20083 | 0.19101 | 5.0058 | 0.030694 | 1.87 | -0.039546 | 0.07024 | 2.2797 | 0.013635 | 0.42977 | 0.17454 | 0.66606 | 13.3475 | -0.00013384 | -0.016634 | -0.013977 | -0.00013384 | 0.00041851 | 0.055631 | -0.13867 | -0.5679 | 0.055631 | 0.025498 | 0.068255 | -0.1396 | -0.67048 | 0.068255 | 0.031084 | 0.013635 | 0.42977 | 0.17454 | 0.66606 | 13.3475 | -0.00013384 | -0.016634 | -0.013977 | -0.00013384 | 0.00041851 | 0.055631 | -0.13867 | -0.5679 | 0.055631 | 0.025498 | 0.068255 | -0.1396 | -0.67048 | 0.068255 | 0.031084
6 | 0.35 | 0.23 | South/Central | SC | Charleston.Intl.AP.722080 | 3 | 1030593 | 31.8523 | 12.6105 | 48.9014 | 31.7766 | 17.1248 | 973.4 | -0.062455 | 9.59 | -0.53294 | 0.47048 | 11.8398 | -1.2726 | -4.66 | -1.7521 | 0.47946 | -3.4043 | -1.0777 | -36.14 | -0.01505 | -1.0627 | -42.3391 | -0.062455 | 9.59 | -0.53294 | 0.47048 | 11.8398 | -0.021946 | 7.38 | -0.37165 | 0.34971 | 9.1137 | 0.013635 | 0.43431 | 0.17195 | 0.66677 | 13.2724 | -0.00085158 | -0.017352 | -0.014695 | -0.00085158 | -0.00029923 | 0.13076 | -0.063539 | -0.49277 | 0.13076 | 0.10063 | 0.16144 | -0.046418 | -0.5773 | 0.16144 | 0.12427 | 0.013635 | 0.43431 | 0.17195 | 0.66677 | 13.2724 | -0.00085158 | -0.017352 | -0.014695 | -0.00085158 | -0.00029923 | 0.13076 | -0.063539 | -0.49277 | 0.13076 | 0.10063 | 0.16144 | -0.046418 | -0.5773 | 0.16144 | 0.12427
7 | 0.35 | 0.19 | South/Central | SC | Charleston.Intl.AP.722080 | 3 | 1030593 | 32.6567 | 12.0873 | 49.0119 | 32.5791 | 16.4328 | 959.55 | -0.17295 | 23.44 | -1.3355 | 1.1625 | 29.0165 | -1.3831 | 9.19 | -2.5546 | 1.1715 | 13.7724 | -1.1882 | -22.29 | -0.81757 | -0.37066 | -25.1625 | -0.17295 | 23.44 | -1.3355 | 1.1625 | 29.0165 | -0.13244 | 21.23 | -1.1742 | 1.0417 | 26.2904 | 0.013635 | 0.44528 | 0.16481 | 0.66828 | 13.0835 | -0.0023582 | -0.018859 | -0.016202 | -0.0023582 | -0.0018059 | 0.31961 | 0.12531 | -0.30393 | 0.31961 | 0.28947 | 0.39564 | 0.18779 | -0.34309 | 0.39564 | 0.35847 | 0.013635 | 0.44528 | 0.16481 | 0.66828 | 13.0835 | -0.0023582 | -0.018859 | -0.016202 | -0.0023582 | -0.0018059 | 0.31961 | 0.12531 | -0.30393 | 0.31961 | 0.28947 | 0.39564 | 0.18779 | -0.34309 | 0.39564 | 0.35847
8 | 0.35 | 0.17 | South/Central | SC | Charleston.Intl.AP.722080 | 3 | 1030593 | 33.0798 | 11.8171 | 49.0751 | 33.0012 | 16.074 | 952.46 | -0.23616 | 30.53 | -1.7575 | 1.5213 | 37.8473 | -1.4463 | 16.28 | -2.9766 | 1.5303 | 22.6031 | -1.2514 | -15.2 | -1.2396 | -0.011835 | -16.3317 | -0.23616 | 30.53 | -1.7575 | 1.5213 | 37.8473 | -0.19565 | 28.32 | -1.5962 | 1.4006 | 35.1211 | 0.013635 | 0.45105 | 0.16113 | 0.66914 | 12.9869 | -0.0032201 | -0.019721 | -0.017064 | -0.0032201 | -0.0026677 | 0.41628 | 0.22198 | -0.20725 | 0.41628 | 0.38615 | 0.51605 | 0.3082 | -0.22268 | 0.51605 | 0.47888 | 0.013635 | 0.45105 | 0.16113 | 0.66914 | 12.9869 | -0.0032201 | -0.019721 | -0.017064 | -0.0032201 | -0.0026677 | 0.41628 | 0.22198 | -0.20725 | 0.41628 | 0.38615 | 0.51605 | 0.3082 | -0.22268 | 0.51605 | 0.47888
9 | 0.33 | 0.47 | South/Central | SC | Charleston.Intl.AP.722080 | 3 | 1030593 | 28.2414 | 15.1193 | 48.6019 | 28.1742 | 20.4276 | 1042.16 | 0.23712 | -59.17 | 3.0694 | -2.8323 | -73.0526 | -0.97303 | -73.42 | 1.8503 | -2.8233 | -88.2968 | -0.77816 | -104.9 | 3.5873 | -4.3655 | -127.2316 | 0.23712 | -59.17 | 3.0694 | -2.8323 | -73.0526 | 0.27763 | -61.38 | 3.2307 | -2.9531 | -75.7788 | 0.013635 | 0.38507 | 0.20615 | 0.66269 | 14.2099 | 0.0032332 | -0.013267 | -0.01061 | 0.0032332 | 0.0037855 | -0.80679 | -1.0011 | -1.4303 | -0.80679 | -0.83692 | -0.99608 | -1.2039 | -1.7348 | -0.99608 | -1.0332 | 0.013635 | 0.38507 | 0.20615 | 0.66269 | 14.2099 | 0.0032332 | -0.013267 | -0.01061 | 0.0032332 | 0.0037855 | -0.80679 | -1.0011 | -1.4303 | -0.80679 | -0.83692 | -0.99608 | -1.2039 | -1.7348 | -0.99608 | -1.0332
10 | 0.33 | 0.42 | South/Central | SC | Charleston.Intl.AP.722080 | 3 | 1030593 | 28.9551 | 14.4169 | 48.4026 | 28.8862 | 19.5164 | 1019.82 | 0.43642 | -36.83 | 2.3575 | -1.9211 | -46.0233 | -0.77374 | -51.08 | 1.1384 | -1.9121 | -61.2674 | -0.57887 | -82.56 | 2.8754 | -3.4542 | -100.2023 | 0.43642 | -36.83 | 2.3575 | -1.9211 | -46.0233 | 0.47693 | -39.04 | 2.5188 | -2.0418 | -48.7495 | 0.013635 | 0.3948 | 0.19658 | 0.65997 | 13.9053 | 0.0059506 | -0.01055 | -0.0078929 | 0.0059506 | 0.0065029 | -0.50218 | -0.69648 | -1.1257 | -0.50218 | -0.53231 | -0.62753 | -0.83539 | -1.3663 | -0.62753 | -0.6647 | 0.013635 | 0.3948 | 0.19658 | 0.65997 | 13.9053 | 0.0059506 | -0.01055 | -0.0078929 | 0.0059506 | 0.0065029 | -0.50218 | -0.69648 | -1.1257 | -0.50218 | -0.53231 | -0.62753 | -0.83539 | -1.3663 | -0.62753 | -0.6647
11 | 0.33 | 0.37 | South/Central | SC | Charleston.Intl.AP.722080 | 3 | 1030593 | 29.68 | 13.805 | 48.3254 | 29.6094 | 18.7159 | 1001.39 | 0.51363 | -18.4 | 1.6342 | -1.1206 | -23.5313 | -0.69653 | -32.65 | 0.41509 | -1.1116 | -38.7755 | -0.50166 | -64.13 | 2.1521 | -2.6538 | -77.7103 | 0.51363 | -18.4 | 1.6342 | -1.1206 | -23.5313 | 0.55414 | -20.61 | 1.7955 | -1.2414 | -26.2575 | 0.013635 | 0.40469 | 0.18823 | 0.65892 | 13.654 | 0.0070034 | -0.0094972 | -0.0068401 | 0.0070034 | 0.0075557 | -0.25089 | -0.44519 | -0.87442 | -0.25089 | -0.28102 | -0.32085 | -0.52871 | -1.0596 | -0.32085 | -0.35802 | 0.013635 | 0.40469 | 0.18823 | 0.65892 | 13.654 | 0.0070034 | -0.0094972 | -0.0068401 | 0.0070034 | 0.0075557 | -0.25089 | -0.44519 | -0.87442 | -0.25089 | -0.28102 | -0.32085 | -0.52871 | -1.0596 | -0.32085 | -0.35802
12 | 0.33 | 0.32 | South/Central | SC | Charleston.Intl.AP.722080 | 3 | 1030593 | 30.4852 | 13.1839 | 48.319 | 30.4127 | 17.9064 | 983.6 | 0.51996 | -0.61 | 0.831 | -0.31105 | -1.7025 | -0.6902 | -14.86 | -0.38813 | -0.30206 | -16.9466 | -0.49533 | -46.34 | 1.3489 | -1.8442 | -55.8814 | 0.51996 | -0.61 | 0.831 | -0.31105 | -1.7025 | 0.56047 | -2.82 | 0.99229 | -0.43182 | -4.4286 | 0.013635 | 0.41567 | 0.17976 | 0.65883 | 13.4115 | 0.0070897 | -0.0094109 | -0.0067538 | 0.0070897 | 0.007642 | -0.0083174 | -0.20262 | -0.63185 | -0.0083174 | -0.038451 | -0.023213 | -0.23107 | -0.76195 | -0.023213 | -0.060384 | 0.013635 | 0.41567 | 0.17976 | 0.65883 | 13.4115 | 0.0070897 | -0.0094109 | -0.0067538 | 0.0070897 | 0.007642 | -0.0083174 | -0.20262 | -0.63185 | -0.0083174 | -0.038451 | -0.023213 | -0.23107 | -0.76195 | -0.023213 | -0.060384
13 | 0.33 | 0.27 | South/Central | SC | Charleston.Intl.AP.722080 | 3 | 1030593 | 31.0379 | 12.8211 | 48.3781 | 30.9641 | 17.414 | 973.5 | 0.46088 | 9.49 | 0.27959 | 0.18128 | 10.7674 | -0.74928 | -4.76 | -0.93954 | 0.19026 | -4.4767 | -0.55441 | -36.24 | 0.79748 | -1.3519 | -43.4115 | 0.46088 | 9.49 | 0.27959 | 0.18128 | 10.7674 | 0.50139 | 7.28 | 0.44088 | 0.060507 | 8.0413 | 0.013635 | 0.4232 | 0.17482 | 0.65964 | 13.2737 | 0.0062841 | -0.010216 | -0.0075594 | 0.0062841 | 0.0068364 | 0.1294 | -0.064903 | -0.49414 | 0.1294 | 0.099263 | 0.14681 | -0.06104 | -0.59192 | 0.14681 | 0.10964 | 0.013635 | 0.4232 | 0.17482 | 0.65964 | 13.2737 | 0.0062841 | -0.010216 | -0.0075594 | 0.0062841 | 0.0068364 | 0.1294 | -0.064903 | -0.49414 | 0.1294 | 0.099263 | 0.14681 | -0.06104 | -0.59192 | 0.14681 | 0.10964
14 | 0.33 | 0.23 | South/Central | SC | Charleston.Intl.AP.722080 | 3 | 1030593 | 31.3609 | 12.6393 | 48.4287 | 31.2863 | 17.1424 | 968.13 | 0.41026 | 14.86 | -0.042642 | 0.4529 | 17.4167 | -0.79989 | 0.61 | -1.2618 | 0.46189 | 2.1725 | -0.60502 | -30.87 | 0.47524 | -1.0803 | -36.7623 | 0.41026 | 14.86 | -0.042642 | 0.4529 | 17.4167 | 0.45077 | 12.65 | 0.11864 | 0.33213 | 14.6905 | 0.013635 | 0.42761 | 0.17234 | 0.66033 | 13.2005 | 0.005594 | -0.010907 | -0.0082495 | 0.005594 | 0.0061463 | 0.20262 | 0.0083174 | -0.42091 | 0.20262 | 0.17248 | 0.23748 | 0.029623 | -0.50126 | 0.23748 | 0.20031 | 0.013635 | 0.42761 | 0.17234 | 0.66033 | 13.2005 | 0.005594 | -0.010907 | -0.0082495 | 0.005594 | 0.0061463 | 0.20262 | 0.0083174 | -0.42091 | 0.20262 | 0.17248 | 0.23748 | 0.029623 | -0.50126 | 0.23748 | 0.20031
15 | 0.33 | 0.19 | South/Central | SC | Charleston.Intl.AP.722080 | 3 | 1030593 | 32.1562 | 12.0977 | 48.5118 | 32.0797 | 16.4321 | 953.59 | 0.32721 | 29.4 | -0.83603 | 1.1632 | 35.4362 | -0.88295 | 15.15 | -2.0552 | 1.1722 | 20.1921 | -0.68808 | -16.33 | -0.31814 | -0.36994 | -18.7428 | 0.32721 | 29.4 | -0.83603 | 1.1632 | 35.4362 | 0.36772 | 27.19 | -0.67474 | 1.0425 | 32.7101 | 0.013635 | 0.43845 | 0.16495 | 0.66146 | 13.0023 | 0.0044615 | -0.012039 | -0.009382 | 0.0044615 | 0.0050138 | 0.40087 | 0.20657 | -0.22266 | 0.40087 | 0.37074 | 0.48318 | 0.27532 | -0.25556 | 0.48318 | 0.446 | 0.013635 | 0.43845 | 0.16495 | 0.66146 | 13.0023 | 0.0044615 | -0.012039 | -0.009382 | 0.0044615 | 0.0050138 | 0.40087 | 0.20657 | -0.22266 | 0.40087 | 0.37074 | 0.48318 | 0.27532 | -0.25556 | 0.48318 | 0.446
16 | 0.33 | 0.17 | South/Central | SC | Charleston.Intl.AP.722080 | 3 | 1030593 | 32.5886 | 11.8274 | 48.5841 | 32.5111 | 16.073 | 946.58 | 0.25489 | 36.41 | -1.2674 | 1.5223 | 44.1565 | -0.95527 | 22.16 | -2.4865 | 1.5313 | 28.9123 | -0.7604 | -9.32 | -0.74951 | -0.010881 | -10.0225 | 0.25489 | 36.41 | -1.2674 | 1.5223 | 44.1565 | 0.2954 | 34.2 | -1.1061 | 1.4015 | 41.4303 | 0.013635 | 0.44435 | 0.16127 | 0.66245 | 12.9067 | 0.0034754 | -0.013025 | -0.010368 | 0.0034754 | 0.0040278 | 0.49645 | 0.30215 | -0.12708 | 0.49645 | 0.46632 | 0.60208 | 0.39422 | -0.13666 | 0.60208 | 0.56491 | 0.013635 | 0.44435 | 0.16127 | 0.66245 | 12.9067 | 0.0034754 | -0.013025 | -0.010368 | 0.0034754 | 0.0040278 | 0.49645 | 0.30215 | -0.12708 | 0.49645 | 0.46632 | 0.60208 | 0.39422 | -0.13666 | 0.60208 | 0.56491
17 | 0.3 | 0.47 | South/Central | SC | Charleston.Intl.AP.722080 | 3 | 1030593 | 27.5299 | 15.1696 | 47.9312 | 27.4643 | 20.4668 | 1034.99 | 0.90782 | -52 | 3.7794 | -2.8715 | -65.5242 | -0.30233 | -66.25 | 2.5602 | -2.8625 | -80.7683 | -0.10746 | -97.73 | 4.2972 | -4.4047 | -119.7032 | 0.90782 | -52 | 3.7794 | -2.8715 | -65.5242 | 0.94833 | -54.21 | 3.9406 | -2.9923 | -68.2503 | 0.013635 | 0.37537 | 0.20684 | 0.65355 | 14.1122 | 0.012378 | -0.0041223 | -0.0014652 | 0.012378 | 0.012931 | -0.70902 | -0.90332 | -1.3326 | -0.70902 | -0.73916 | -0.89343 | -1.1013 | -1.6322 | -0.89343 | -0.9306 | 0.013635 | 0.37537 | 0.20684 | 0.65355 | 14.1122 | 0.012378 | -0.0041223 | -0.0014652 | 0.012378 | 0.012931 | -0.70902 | -0.90332 | -1.3326 | -0.70902 | -0.73916 | -0.89343 | -1.1013 | -1.6322 | -0.89343 | -0.9306
18 | 0.3 | 0.42 | South/Central | SC | Charleston.Intl.AP.722080 | 3 | 1030593 | 28.2343 | 14.4573 | 47.7123 | 28.1671 | 19.5452 | 1012.21 | 1.1267 | -29.22 | 3.0766 | -1.9498 | -37.9631 | -0.083439 | -43.47 | 1.8574 | -1.9409 | -53.2072 | 0.11143 | -74.95 | 3.5944 | -3.483 | -92.1421 | 1.1267 | -29.22 | 3.0766 | -1.9498 | -37.9631 | 1.1672 | -31.43 | 3.2378 | -2.0706 | -40.6892 | 0.013635 | 0.38498 | 0.19713 | 0.65056 | 13.8016 | 0.015363 | -0.0011377 | 0.0015194 | 0.015363 | 0.015915 | -0.39842 | -0.59272 | -1.0219 | -0.39842 | -0.42855 | -0.51763 | -0.72548 | -1.2564 | -0.51763 | -0.5548 | 0.013635 | 0.38498 | 0.19713 | 0.65056 | 13.8016 | 0.015363 | -0.0011377 | 0.0015194 | 0.015363 | 0.015915 | -0.39842 | -0.59272 | -1.0219 | -0.39842 | -0.42855 | -0.51763 | -0.72548 | -1.2564 | -0.51763 | -0.5548
19 | 0.3 | 0.37 | South/Central | SC | Charleston.Intl.AP.722080 | 3 | 1030593 | 28.9488 | 13.8454 | 47.6244 | 28.8799 | 18.7446 | 993.64 | 1.2146 | -10.65 | 2.3638 | -1.1492 | -15.3316 | 0.0044041 | -24.9 | 1.1447 | -1.1403 | -30.5757 | 0.19927 | -56.38 | 2.8817 | -2.6824 | -69.5105 | 1.2146 | -10.65 | 2.3638 | -1.1492 | -15.3316 | 1.2551 | -12.86 | 2.5251 | -1.27 | -18.0577 | 0.013635 | 0.39472 | 0.18878 | 0.64936 | 13.5484 | 0.016561 | 6.005e-05 | 0.0027171 | 0.016561 | 0.017113 | -0.14521 | -0.33951 | -0.76875 | -0.14521 | -0.17535 | -0.20905 | -0.4169 | -0.94778 | -0.20905 | -0.24622 | 0.013635 | 0.39472 | 0.18878 | 0.64936 | 13.5484 | 0.016561 | 6.005e-05 | 0.0027171 | 0.016561 | 0.017113 | -0.14521 | -0.33951 | -0.76875 | -0.14521 | -0.17535 | -0.20905 | -0.4169 | -0.94778 | -0.20905 | -0.24622
20 | 0.3 | 0.32 | South/Central | SC | Charleston.Intl.AP.722080 | 3 | 1030593 | 29.7538 | 13.2145 | 47.608 | 29.683 | 17.9251 | 975.51 | 1.2309 | 7.48 | 1.5607 | -0.32974 | 6.8932 | 0.020784 | -6.77 | 0.34154 | -0.32076 | -8.3509 | 0.21565 | -38.25 | 2.0786 | -1.8629 | -47.2858 | 1.2309 | 7.48 | 1.5607 | -0.32974 | 6.8932 | 1.2714 | 5.27 | 1.722 | -0.45052 | 4.1671 | 0.013635 | 0.4057 | 0.18018 | 0.64914 | 13.3012 | 0.016784 | 0.0002834 | 0.0029405 | 0.016784 | 0.017336 | 0.10199 | -0.092309 | -0.52154 | 0.10199 | 0.071857 | 0.09399 | -0.11387 | -0.64474 | 0.09399 | 0.056819 | 0.013635 | 0.4057 | 0.18018 | 0.64914 | 13.3012 | 0.016784 | 0.0002834 | 0.0029405 | 0.016784 | 0.017336 | 0.10199 | -0.092309 | -0.52154 | 0.10199 | 0.071857 | 0.09399 | -0.11387 | -0.64474 | 0.09399 | 0.056819
21 | 0.3 | 0.27 | South/Central | SC | Charleston.Intl.AP.722080 | 3 | 1030593 | 30.2873 | 12.8516 | 47.638 | 30.2152 | 17.4229 | 964.87 | 1.2009 | 18.12 | 1.0285 | 0.17246 | 20.0006 | -0.0092158 | 3.87 | -0.19066 | 0.18145 | 4.7564 | 0.18565 | -27.61 | 1.5464 | -1.3607 | -34.1784 | 1.2009 | 18.12 | 1.0285 | 0.17246 | 20.0006 | 1.2414 | 15.91 | 1.1898 | 0.051688 | 17.2744 | 0.013635 | 0.41297 | 0.17523 | 0.64955 | 13.1561 | 0.016375 | -0.00012566 | 0.0025314 | 0.016375 | 0.016927 | 0.24707 | 0.052768 | -0.37646 | 0.24707 | 0.21693 | 0.27271 | 0.064854 | -0.46603 | 0.27271 | 0.23554 | 0.013635 | 0.41297 | 0.17523 | 0.64955 | 13.1561 | 0.016375 | -0.00012566 | 0.0025314 | 0.016375 | 0.016927 | 0.24707 | 0.052768 | -0.37646 | 0.24707 | 0.21693 | 0.27271 | 0.064854 | -0.46603 | 0.27271 | 0.23554
22 | 0.3 | 0.23 | South/Central | SC | Charleston.Intl.AP.722080 | 3 | 1030593 | 30.6195 | 12.6606 | 47.6892 | 30.5467 | 17.1426 | 959.29 | 1.1497 | 23.7 | 0.697 | 0.45274 | 26.875 | -0.060407 | 9.45 | -0.52213 | 0.46173 | 11.6309 | 0.13446 | -22.03 | 1.2149 | -1.0804 | -27.304 | 1.1497 | 23.7 | 0.697 | 0.45274 | 26.875 | 1.1903 | 21.49 | 0.85829 | 0.33197 | 24.1489 | 0.013635 | 0.4175 | 0.17263 | 0.65025 | 13.08 | 0.015677 | -0.00082365 | 0.0018334 | 0.015677 | 0.016229 | 0.32315 | 0.12885 | -0.30038 | 0.32315 | 0.29302 | 0.36644 | 0.15859 | -0.37229 | 0.36644 | 0.32927 | 0.013635 | 0.4175 | 0.17263 | 0.65025 | 13.08 | 0.015677 | -0.00082365 | 0.0018334 | 0.015677 | 0.016229 | 0.32315 | 0.12885 | -0.30038 | 0.32315 | 0.29302 | 0.36644 | 0.15859 | -0.37229 | 0.36644 | 0.32927
23 | 0.3 | 0.19 | South/Central | SC | Charleston.Intl.AP.722080 | 3 | 1030593 | 31.405 | 12.1089 | 47.7519 | 31.3303 | 16.4216 | 944.26 | 1.0871 | 38.73 | -0.086614 | 1.1737 | 45.4421 | -0.12304 | 24.48 | -1.3058 | 1.1827 | 30.198 | 0.07183 | -7 | 0.43127 | -0.35944 | -8.7369 | 1.0871 | 38.73 | -0.086614 | 1.1737 | 45.4421 | 1.1276 | 36.52 | 0.07467 | 1.053 | 42.7159 | 0.013635 | 0.42821 | 0.16511 | 0.6511 | 12.8751 | 0.014823 | -0.0016777 | 0.00097941 | 0.014823 | 0.015375 | 0.52809 | 0.33379 | -0.095446 | 0.52809 | 0.49795 | 0.61961 | 0.41175 | -0.11913 | 0.61961 | 0.58244 | 0.013635 | 0.42821 | 0.16511 | 0.6511 | 12.8751 | 0.014823 | -0.0016777 | 0.00097941 | 0.014823 | 0.015375 | 0.52809 | 0.33379 | -0.095446 | 0.52809 | 0.49795 | 0.61961 | 0.41175 | -0.11913 | 0.61961 | 0.58244
24 | 0.3 | 0.17 | South/Central | SC | Charleston.Intl.AP.722080 | 3 | 1030593 | 31.8373 | 11.8381 | 47.8237 | 31.7616 | 16.0621 | 937.26 | 1.0153 | 45.73 | -0.51789 | 1.5332 | 54.179 | -0.19487 | 31.48 | -1.737 | 1.5422 | 38.9349 | 0 | 0 | 0 | 0 | 0 | 1.0153 | 45.73 | -0.51789 | 1.5332 | 54.179 | 1.0558 | 43.52 | -0.3566 | 1.4124 | 51.4528 | 0.013635 | 0.4341 | 0.16141 | 0.65208 | 12.7796 | 0.013843 | -0.0026571 | 0 | 0.013843 | 0.014396 | 0.62353 | 0.42923 | 0 | 0.62353 | 0.5934 | 0.73873 | 0.53088 | 0 | 0.73873 | 0.70156 | 0.013635 | 0.4341 | 0.16141 | 0.65208 | 12.7796 | 0.013843 | -0.0026571 | 0 | 0.013843 | 0.014396 | 0.62353 | 0.42923 | 0 | 0.62353 | 0.5934 | 0.73873 | 0.53088 | 0 | 0.73873 | 0.70156
25 | 0.28 | 0.47 | South/Central | SC | Charleston.Intl.AP.722080 | 3 | 1030593 | 27.1895 | 15.0594 | 47.4401 | 27.1248 | 20.3153 | 1025.82 | 1.3989 | -42.83 | 4.1189 | -2.72 | -55.1699 | 0.18871 | -57.08 | 2.8997 | -2.711 | -70.414 | 0.38359 | -88.56 | 4.6368 | -4.2532 | -109.3489 | 1.3989 | -42.83 | 4.1189 | -2.72 | -55.1699 | 1.4394 | -45.04 | 4.2802 | -2.8408 | -57.896 | 0.013635 | 0.37073 | 0.20534 | 0.64685 | 13.9871 | 0.019074 | 0.0025731 | 0.0052302 | 0.019074 | 0.019626 | -0.58399 | -0.77829 | -1.2075 | -0.58399 | -0.61412 | -0.75225 | -0.9601 | -1.491 | -0.75225 | -0.78942 | 0.013635 | 0.37073 | 0.20534 | 0.64685 | 13.9871 | 0.019074 | 0.0025731 | 0.0052302 | 0.019074 | 0.019626 | -0.58399 | -0.77829 | -1.2075 | -0.58399 | -0.61412 | -0.75225 | -0.9601 | -1.491 | -0.75225 | -0.78942
26 | 0.28 | 0.42 | South/Central | SC | Charleston.Intl.AP.722080 | 3 | 1030593 | 27.7738 | 14.4578 | 47.2322 | 27.7077 | 19.5246 | 1006 | 1.6067 | -23.01 | 3.536 | -1.9293 | -31.2675 | 0.3966 | -37.26 | 2.3169 | -1.9203 | -46.5116 | 0.59147 | -68.74 | 4.0539 | -3.4624 | -85.4465 | 1.6067 | -23.01 | 3.536 | -1.9293 | -31.2675 | 1.6473 | -25.22 | 3.6973 | -2.05 | -33.9936 | 0.013635 | 0.3787 | 0.19713 | 0.64402 | 13.7169 | 0.021908 | 0.0054076 | 0.0080647 | 0.021908 | 0.022461 | -0.31374 | -0.50804 | -0.93728 | -0.31374 | -0.34388 | -0.42633 | -0.63419 | -1.1651 | -0.42633 | -0.46351 | 0.013635 | 0.3787 | 0.19713 | 0.64402 | 13.7169 | 0.021908 | 0.0054076 | 0.0080647 | 0.021908 | 0.022461 | -0.31374 | -0.50804 | -0.93728 | -0.31374 | -0.34388 | -0.42633 | -0.63419 | -1.1651 | -0.42633 | -0.46351
27 | 0.28 | 0.37 | South/Central | SC | Charleston.Intl.AP.722080 | 3 | 1030593 | 28.3676 | 13.9366 | 47.1443 | 28.3001 | 18.8442 | 990.06 | 1.6947 | -7.07 | 2.9436 | -1.2489 | -11.8634 | 0.48457 | -21.32 | 1.7245 | -1.2399 | -27.1075 | 0.67945 | -52.8 | 3.4615 | -2.782 | -66.0423 | 1.6947 | -7.07 | 2.9436 | -1.2489 | -11.8634 | 1.7352 | -9.28 | 3.1049 | -1.3696 | -14.5895 | 0.013635 | 0.3868 | 0.19003 | 0.64282 | 13.4995 | 0.023108 | 0.0066072 | 0.0092643 | 0.023108 | 0.02366 | -0.0964 | -0.2907 | -0.71993 | -0.0964 | -0.12653 | -0.16176 | -0.36961 | -0.90049 | -0.16176 | -0.19893 | 0.013635 | 0.3868 | 0.19003 | 0.64282 | 13.4995 | 0.023108 | 0.0066072 | 0.0092643 | 0.023108 | 0.02366 | -0.0964 | -0.2907 | -0.71993 | -0.0964 | -0.12653 | -0.16176 | -0.36961 | -0.90049 | -0.16176 | -0.19893
28 | 0.28 | 0.32 | South/Central | SC | Charleston.Intl.AP.722080 | 3 | 1030593 | 29.0916 | 13.3747 | 47.1265 | 29.0223 | 18.1042 | 973.66 | 1.7125 | 9.33 | 2.2214 | -0.50888 | 8.2429 | 0.50233 | -4.92 | 1.0022 | -0.49989 | -7.0012 | 0.6972 | -36.4 | 2.7392 | -2.042 | -45.936 | 1.7125 | 9.33 | 2.2214 | -0.50888 | 8.2429 | 1.753 | 7.12 | 2.3826 | -0.62965 | 5.5168 | 0.013635 | 0.39667 | 0.18236 | 0.64257 | 13.2759 | 0.02335 | 0.0068493 | 0.0095064 | 0.02335 | 0.023902 | 0.12722 | -0.067085 | -0.49632 | 0.12722 | 0.097082 | 0.11239 | -0.095462 | -0.62634 | 0.11239 | 0.075222 | 0.013635 | 0.39667 | 0.18236 | 0.64257 | 13.2759 | 0.02335 | 0.0068493 | 0.0095064 | 0.02335 | 0.023902 | 0.12722 | -0.067085 | -0.49632 | 0.12722 | 0.097082 | 0.11239 | -0.095462 | -0.62634 | 0.11239 | 0.075222
29 | 0.28 | 0.27 | South/Central | SC | Charleston.Intl.AP.722080 | 3 | 1030593 | 29.6454 | 12.9919 | 47.1564 | 29.5748 | 17.5815 | 962.54 | 1.6826 | 20.45 | 1.6688 | 0.013785 | 21.9013 | 0.47245 | 6.2 | 0.44968 | 0.022767 | 6.6572 | 0.66732 | -25.28 | 2.1867 | -1.5194 | -32.2777 | 1.6826 | 20.45 | 1.6688 | 0.013785 | 21.9013 | 1.7231 | 18.24 | 1.8301 | -0.10699 | 19.1752 | 0.013635 | 0.40422 | 0.17715 | 0.64298 | 13.1243 | 0.022942 | 0.0064419 | 0.009099 | 0.022942 | 0.023495 | 0.27884 | 0.084537 | -0.34469 | 0.27884 | 0.2487 | 0.29863 | 0.090771 | -0.44011 | 0.29863 | 0.26146 | 0.013635 | 0.40422 | 0.17715 | 0.64298 | 13.1243 | 0.022942 | 0.0064419 | 0.009099 | 0.022942 | 0.023495 | 0.27884 | 0.084537 | -0.34469 | 0.27884 | 0.2487 | 0.29863 | 0.090771 | -0.44011 | 0.29863 | 0.26146
30 | 0.28 | 0.23 | South/Central | SC | Charleston.Intl.AP.722080 | 3 | 1030593 | 30.1087 | 12.6804 | 47.1882 | 30.037 | 17.1512 | 953.51 | 1.6508 | 29.48 | 1.2067 | 0.44411 | 33.0548 | 0.44066 | 15.23 | -0.012433 | 0.45309 | 17.8107 | 0.63553 | -16.25 | 1.7246 | -1.0891 | -21.1242 | 1.6508 | 29.48 | 1.2067 | 0.44411 | 33.0548 | 1.6913 | 27.27 | 1.368 | 0.32333 | 30.3286 | 0.013635 | 0.41053 | 0.1729 | 0.64341 | 13.0012 | 0.022509 | 0.0060084 | 0.0086655 | 0.022509 | 0.023061 | 0.40196 | 0.20766 | -0.22157 | 0.40196 | 0.37183 | 0.4507 | 0.24285 | -0.28803 | 0.4507 | 0.41353 | 0.013635 | 0.41053 | 0.1729 | 0.64341 | 13.0012 | 0.022509 | 0.0060084 | 0.0086655 | 0.022509 | 0.023061 | 0.40196 | 0.20766 | -0.22157 | 0.40196 | 0.37183 | 0.4507 | 0.24285 | -0.28803 | 0.4507 | 0.41353
31 | 0.28 | 0.19 | South/Central | SC | Charleston.Intl.AP.722080 | 3 | 1030593 | 30.8936 | 12.129 | 47.2506 | 30.82 | 16.4306 | 938.47 | 1.5884 | 44.52 | 0.42362 | 1.1647 | 51.615 | 0.37822 | 30.27 | -0.79552 | 1.1737 | 36.3709 | 0.57309 | -1.21 | 0.94151 | -0.36842 | -2.5639 | 1.5884 | 44.52 | 0.42362 | 1.1647 | 51.615 | 1.6289 | 42.31 | 0.58491 | 1.044 | 48.8889 | 0.013635 | 0.42124 | 0.16538 | 0.64427 | 12.7961 | 0.021658 | 0.005157 | 0.0078141 | 0.021658 | 0.02221 | 0.60703 | 0.41273 | -0.016498 | 0.60703 | 0.5769 | 0.70378 | 0.49592 | -0.034959 | 0.70378 | 0.6666 | 0.013635 | 0.42124 | 0.16538 | 0.64427 | 12.7961 | 0.021658 | 0.005157 | 0.0078141 | 0.021658 | 0.02221 | 0.60703 | 0.41273 | -0.016498 | 0.60703 | 0.5769 | 0.70378 | 0.49592 | -0.034959 | 0.70378 | 0.6666
32 | 0.28 | 0.17 | South/Central | SC | Charleston.Intl.AP.722080 | 3 | 1030593 | 31.3072 | 11.8677 | 47.3223 | 31.2326 | 16.0897 | 931.9 | 1.5167 | 51.09 | 0.011022 | 1.5057 | 59.8557 | 0.30652 | 36.84 | -1.2081 | 1.5146 | 44.6116 | 0.50139 | 5.36 | 0.52891 | -0.027517 | 5.6767 | 1.5167 | 51.09 | 0.011022 | 1.5057 | 59.8557 | 1.5572 | 48.88 | 0.17231 | 1.3849 | 57.1296 | 0.013635 | 0.42688 | 0.16182 | 0.64524 | 12.7065 | 0.02068 | 0.0041794 | 0.0068365 | 0.02068 | 0.021232 | 0.69662 | 0.50232 | 0.073084 | 0.69662 | 0.66648 | 0.81614 | 0.60828 | 0.077403 | 0.81614 | 0.77897 | 0.013635 | 0.42688 | 0.16182 | 0.64524 | 12.7065 | 0.02068 | 0.0041794 | 0.0068365 | 0.02068 | 0.021232 | 0.69662 | 0.50232 | 0.073084 | 0.69662 | 0.66648 | 0.81614 | 0.60828 | 0.077403 | 0.81614 | 0.77897
33 | 0.27 | 0.47 | South/Central | SC | Charleston.Intl.AP.722080 | 3 | 1030593 | 26.9789 | 15.0494 | 47.21 | 26.9146 | 20.2954 | 1022.63 | 1.629 | -39.64 | 4.3291 | -2.7 | -51.6886 | 0.41887 | -53.89 | 3.1099 | -2.6911 | -66.9327 | 0.61374 | -85.37 | 4.847 | -4.2332 | -105.8676 | 1.629 | -39.64 | 4.3291 | -2.7 | -51.6886 | 1.6695 | -41.85 | 4.4904 | -2.8208 | -54.4147 | 0.013635 | 0.36786 | 0.2052 | 0.64371 | 13.9436 | 0.022212 | 0.0057114 | 0.0083684 | 0.022212 | 0.022764 | -0.54049 | -0.73479 | -1.164 | -0.54049 | -0.57063 | -0.70478 | -0.91263 | -1.4435 | -0.70478 | -0.74195 | 0.013635 | 0.36786 | 0.2052 | 0.64371 | 13.9436 | 0.022212 | 0.0057114 | 0.0083684 | 0.022212 | 0.022764 | -0.54049 | -0.73479 | -1.164 | -0.54049 | -0.57063 | -0.70478 | -0.91263 | -1.4435 | -0.70478 | -0.74195
34 | 0.27 | 0.42 | South/Central | SC | Charleston.Intl.AP.722080 | 3 | 1030593 | 27.5438 | 14.4583 | 46.9927 | 27.4781 | 19.5146 | 1002.92 | 1.8463 | -19.93 | 3.7655 | -1.9192 | -27.9334 | 0.63612 | -34.18 | 2.5464 | -1.9103 | -43.1775 | 0.83099 | -65.66 | 4.2834 | -3.4524 | -82.1124 | 1.8463 | -19.93 | 3.7655 | -1.9192 | -27.9334 | 1.8868 | -22.14 | 3.9268 | -2.04 | -30.6596 | 0.013635 | 0.37556 | 0.19714 | 0.64075 | 13.6749 | 0.025174 | 0.0086736 | 0.011331 | 0.025174 | 0.025726 | -0.27175 | -0.46605 | -0.89528 | -0.27175 | -0.30188 | -0.38087 | -0.58873 | -1.1196 | -0.38087 | -0.41805 | 0.013635 | 0.37556 | 0.19714 | 0.64075 | 13.6749 | 0.025174 | 0.0086736 | 0.011331 | 0.025174 | 0.025726 | -0.27175 | -0.46605 | -0.89528 | -0.27175 | -0.30188 | -0.38087 | -0.58873 | -1.1196 | -0.38087 | -0.41805
35 | 0.27 | 0.37 | South/Central | SC | Charleston.Intl.AP.722080 | 3 | 1030593 | 28.0461 | 14.0369 | 46.943 | 27.9793 | 18.9637 | 990.27 | 1.896 | -7.28 | 3.2644 | -1.3684 | -12.4992 | 0.68584 | -21.53 | 2.0453 | -1.3594 | -27.7433 | 0.88071 | -53.01 | 3.7823 | -2.9016 | -66.6782 | 1.896 | -7.28 | 3.2644 | -1.3684 | -12.4992 | 1.9365 | -9.49 | 3.4257 | -1.4892 | -15.2253 | 0.013635 | 0.38241 | 0.19139 | 0.64007 | 13.5024 | 0.025852 | 0.0093515 | 0.012009 | 0.025852 | 0.026404 | -0.099263 | -0.29356 | -0.7228 | -0.099263 | -0.1294 | -0.17043 | -0.37828 | -0.90916 | -0.17043 | -0.2076 | 0.013635 | 0.38241 | 0.19139 | 0.64007 | 13.5024 | 0.025852 | 0.0093515 | 0.012009 | 0.025852 | 0.026404 | -0.099263 | -0.29356 | -0.7228 | -0.099263 | -0.1294 | -0.17043 | -0.37828 | -0.90916 | -0.17043 | -0.2076
36 | 0.27 | 0.32 | South/Central | SC | Charleston.Intl.AP.722080 | 3 | 1030593 | 28.6906 | 13.5344 | 46.9151 | 28.6223 | 18.2928 | 975.24 | 1.9239 | 7.75 | 2.6214 | -0.69747 | 5.8821 | 0.71377 | -6.5 | 1.4023 | -0.68849 | -9.362 | 0.90864 | -37.98 | 3.1393 | -2.2306 | -48.2969 | 1.9239 | 7.75 | 2.6214 | -0.69747 | 5.8821 | 1.9644 | 5.54 | 2.7827 | -0.81825 | 3.156 | 0.013635 | 0.3912 | 0.18454 | 0.63969 | 13.2975 | 0.026233 | 0.0097323 | 0.012389 | 0.026233 | 0.026785 | 0.10567 | -0.088628 | -0.51786 | 0.10567 | 0.075538 | 0.080203 | -0.12765 | -0.65853 | 0.080203 | 0.043032 | 0.013635 | 0.3912 | 0.18454 | 0.63969 | 13.2975 | 0.026233 | 0.0097323 | 0.012389 | 0.026233 | 0.026785 | 0.10567 | -0.088628 | -0.51786 | 0.10567 | 0.075538 | 0.080203 | -0.12765 | -0.65853 | 0.080203 | 0.043032
37 | 0.27 | 0.27 | South/Central | SC | Charleston.Intl.AP.722080 | 3 | 1030593 | 29.3052 | 13.0725 | 46.9067 | 29.2354 | 17.6713 | 961.54 | 1.9323 | 21.45 | 2.0083 | -0.075985 | 22.6851 | 0.72216 | 7.2 | 0.78916 | -0.067003 | 7.441 | 0.91703 | -24.28 | 2.5262 | -1.6092 | -31.4939 | 1.9323 | 21.45 | 2.0083 | -0.075985 | 22.6851 | 1.9728 | 19.24 | 2.1696 | -0.19676 | 19.9589 | 0.013635 | 0.39958 | 0.17824 | 0.63958 | 13.1107 | 0.026347 | 0.0098467 | 0.012504 | 0.026347 | 0.0269 | 0.29247 | 0.098173 | -0.33106 | 0.29247 | 0.26234 | 0.30931 | 0.10146 | -0.42942 | 0.30931 | 0.27214 | 0.013635 | 0.39958 | 0.17824 | 0.63958 | 13.1107 | 0.026347 | 0.0098467 | 0.012504 | 0.026347 | 0.0269 | 0.29247 | 0.098173 | -0.33106 | 0.29247 | 0.26234 | 0.30931 | 0.10146 | -0.42942 | 0.30931 | 0.27214
38 | 0.27 | 0.23 | South/Central | SC | Charleston.Intl.AP.722080 | 3 | 1030593 | 29.8487 | 12.691 | 46.938 | 29.7776 | 17.1604 | 950.72 | 1.9009 | 32.27 | 1.466 | 0.43492 | 36.0086 | 0.69079 | 18.02 | 0.24689 | 0.4439 | 20.7645 | 0.88566 | -13.46 | 1.9839 | -1.0983 | -18.1704 | 1.9009 | 32.27 | 1.466 | 0.43492 | 36.0086 | 1.9415 | 30.06 | 1.6273 | 0.31414 | 33.2825 | 0.013635 | 0.40699 | 0.17304 | 0.64 | 12.9631 | 0.025919 | 0.009419 | 0.012076 | 0.025919 | 0.026472 | 0.44 | 0.2457 | -0.18353 | 0.44 | 0.40987 | 0.49098 | 0.28313 | -0.24775 | 0.49098 | 0.45381 | 0.013635 | 0.40699 | 0.17304 | 0.64 | 12.9631 | 0.025919 | 0.009419 | 0.012076 | 0.025919 | 0.026472 | 0.44 | 0.2457 | -0.18353 | 0.44 | 0.40987 | 0.49098 | 0.28313 | -0.24775 | 0.49098 | 0.45381
39 | 0.27 | 0.19 | South/Central | SC | Charleston.Intl.AP.722080 | 3 | 1030593 | 30.6236 | 12.1395 | 46.991 | 30.5507 | 16.4404 | 935.6 | 1.8479 | 47.39 | 0.69301 | 1.1549 | 54.6726 | 0.63778 | 33.14 | -0.52613 | 1.1639 | 39.4285 | 0.83265 | 1.66 | 1.2109 | -0.37824 | 0.49366 | 1.8479 | 47.39 | 0.69301 | 1.1549 | 54.6726 | 1.8884 | 45.18 | 0.85429 | 1.0342 | 51.9465 | 0.013635 | 0.41755 | 0.16552 | 0.64073 | 12.757 | 0.025197 | 0.0086962 | 0.011353 | 0.025197 | 0.025749 | 0.64617 | 0.45187 | 0.022634 | 0.64617 | 0.61603 | 0.74547 | 0.53761 | 0.0067311 | 0.74547 | 0.70829 | 0.013635 | 0.41755 | 0.16552 | 0.64073 | 12.757 | 0.025197 | 0.0086962 | 0.011353 | 0.025197 | 0.025749 | 0.64617 | 0.45187 | 0.022634 | 0.64617 | 0.61603 | 0.74547 | 0.53761 | 0.0067311 | 0.74547 | 0.70829
40 | 0.27 | 0.17 | South/Central | SC | Charleston.Intl.AP.722080 | 3 | 1030593 | 31.046 | 11.8777 | 47.0616 | 30.9721 | 16.0896 | 928.78 | 1.7774 | 54.21 | 0.27161 | 1.5058 | 63.1943 | 0.56721 | 39.96 | -0.94753 | 1.5147 | 47.9502 | 0.76208 | 8.48 | 0.78949 | -0.027413 | 9.0154 | 1.7774 | 54.21 | 0.27161 | 1.5058 | 63.1943 | 1.8179 | 52 | 0.43289 | 1.385 | 60.4682 | 0.013635 | 0.42331 | 0.16195 | 0.64169 | 12.664 | 0.024235 | 0.007734 | 0.010391 | 0.024235 | 0.024787 | 0.73916 | 0.54486 | 0.11563 | 0.73916 | 0.70902 | 0.86166 | 0.6538 | 0.12292 | 0.86166 | 0.82449 | 0.013635 | 0.42331 | 0.16195 | 0.64169 | 12.664 | 0.024235 | 0.007734 | 0.010391 | 0.024235 | 0.024787 | 0.73916 | 0.54486 | 0.11563 | 0.73916 | 0.70902 | 0.86166 | 0.6538 | 0.12292 | 0.86166 | 0.82449
41 | 0.26 | 0.47 | South/Central | SC | Charleston.Intl.AP.722080 | 3 | 1030593 | 26.7688 | 15.03 | 46.9797 | 26.705 | 20.2747 | 1019.42 | 1.8593 | -36.43 | 4.5386 | -2.6794 | -48.1863 | 0.64913 | -50.68 | 3.3195 | -2.6704 | -63.4304 | 0.844 | -82.16 | 5.0565 | -4.2125 | -102.3653 | 1.8593 | -36.43 | 4.5386 | -2.6794 | -48.1863 | 1.8998 | -38.64 | 4.6999 | -2.8001 | -50.9124 | 0.013635 | 0.36499 | 0.20493 | 0.64057 | 13.8999 | 0.025352 | 0.008851 | 0.011508 | 0.025352 | 0.025904 | -0.49673 | -0.69103 | -1.1203 | -0.49673 | -0.52686 | -0.65702 | -0.86488 | -1.3958 | -0.65702 | -0.69419 | 0.013635 | 0.36499 | 0.20493 | 0.64057 | 13.8999 | 0.025352 | 0.008851 | 0.011508 | 0.025352 | 0.025904 | -0.49673 | -0.69103 | -1.1203 | -0.49673 | -0.52686 | -0.65702 | -0.86488 | -1.3958 | -0.65702 | -0.69419
42 | 0.26 | 0.42 | South/Central | SC | Charleston.Intl.AP.722080 | 3 | 1030593 | 27.3131 | 14.4583 | 46.7526 | 27.248 | 19.5046 | 999.83 | 2.0864 | -16.84 | 3.9957 | -1.9093 | -24.5923 | 0.87625 | -31.09 | 2.7765 | -1.9003 | -39.8364 | 1.0711 | -62.57 | 4.5136 | -3.4424 | -78.7712 | 2.0864 | -16.84 | 3.9957 | -1.9093 | -24.5923 | 2.1269 | -19.05 | 4.157 | -2.03 | -27.3184 | 0.013635 | 0.37242 | 0.19714 | 0.63747 | 13.6328 | 0.028448 | 0.011948 | 0.014605 | 0.028448 | 0.029001 | -0.22961 | -0.42391 | -0.85315 | -0.22961 | -0.25975 | -0.33532 | -0.54317 | -1.0741 | -0.33532 | -0.37249 | 0.013635 | 0.37242 | 0.19714 | 0.63747 | 13.6328 | 0.028448 | 0.011948 | 0.014605 | 0.028448 | 0.029001 | -0.22961 | -0.42391 | -0.85315 | -0.22961 | -0.25975 | -0.33532 | -0.54317 | -1.0741 | -0.33532 | -0.37249
43 | 0.26 | 0.37 | South/Central | SC | Charleston.Intl.AP.722080 | 3 | 1030593 | 27.7158 | 14.1467 | 46.7332 | 27.6498 | 19.0834 | 990.36 | 2.1058 | -7.37 | 3.5939 | -1.4881 | -13.0298 | 0.89566 | -21.62 | 2.3748 | -1.4791 | -28.2739 | 1.0905 | -53.1 | 4.1118 | -3.0213 | -67.2088 | 2.1058 | -7.37 | 3.5939 | -1.4881 | -13.0298 | 2.1463 | -9.58 | 3.7552 | -1.6089 | -15.7559 | 0.013635 | 0.37791 | 0.19289 | 0.63721 | 13.5036 | 0.028713 | 0.012212 | 0.014869 | 0.028713 | 0.029265 | -0.10049 | -0.29479 | -0.72402 | -0.10049 | -0.13062 | -0.17766 | -0.38552 | -0.9164 | -0.17766 | -0.21483 | 0.013635 | 0.37791 | 0.19289 | 0.63721 | 13.5036 | 0.028713 | 0.012212 | 0.014869 | 0.028713 | 0.029265 | -0.10049 | -0.29479 | -0.72402 | -0.10049 | -0.13062 | -0.17766 | -0.38552 | -0.9164 | -0.17766 | -0.21483
44 | 0.26 | 0.32 | South/Central | SC | Charleston.Intl.AP.722080 | 3 | 1030593 | 28.2695 | 13.7147 | 46.7137 | 28.2021 | 18.5116 | 977.61 | 2.1253 | 5.38 | 3.0416 | -0.91629 | 2.5804 | 0.91512 | -8.87 | 1.8224 | -0.9073 | -12.6637 | 1.11 | -40.35 | 3.5594 | -2.4495 | -51.5986 | 2.1253 | 5.38 | 3.0416 | -0.91629 | 2.5804 | 2.1658 | 3.17 | 3.2028 | -1.0371 | -0.14576 | 0.013635 | 0.38546 | 0.187 | 0.63694 | 13.3298 | 0.028978 | 0.012478 | 0.015135 | 0.028978 | 0.029531 | 0.073357 | -0.12094 | -0.55018 | 0.073357 | 0.043223 | 0.035184 | -0.17267 | -0.70355 | 0.035184 | -0.0019874 | 0.013635 | 0.38546 | 0.187 | 0.63694 | 13.3298 | 0.028978 | 0.012478 | 0.015135 | 0.028978 | 0.029531 | 0.073357 | -0.12094 | -0.55018 | 0.073357 | 0.043223 | 0.035184 | -0.17267 | -0.70355 | 0.035184 | -0.0019874
45 | 0.26 | 0.27 | South/Central | SC | Charleston.Intl.AP.722080 | 3 | 1030593 | 28.9736 | 13.1622 | 46.6753 | 28.9046 | 17.7707 | 960.94 | 2.1637 | 22.05 | 2.3391 | -0.1754 | 22.9751 | 0.95352 | 7.8 | 1.1199 | -0.16641 | 7.731 | 1.1484 | -23.68 | 2.857 | -1.7086 | -31.2039 | 2.1637 | 22.05 | 2.3391 | -0.1754 | 22.9751 | 2.2042 | 19.84 | 2.5004 | -0.29617 | 20.2489 | 0.013635 | 0.39506 | 0.17947 | 0.63642 | 13.1025 | 0.029502 | 0.013001 | 0.015658 | 0.029502 | 0.030054 | 0.30065 | 0.10635 | -0.32288 | 0.30065 | 0.27052 | 0.31327 | 0.10541 | -0.42547 | 0.31327 | 0.2761 | 0.013635 | 0.39506 | 0.17947 | 0.63642 | 13.1025 | 0.029502 | 0.013001 | 0.015658 | 0.029502 | 0.030054 | 0.30065 | 0.10635 | -0.32288 | 0.30065 | 0.27052 | 0.31327 | 0.10541 | -0.42547 | 0.31327 | 0.2761
46 | 0.26 | 0.23 | South/Central | SC | Charleston.Intl.AP.722080 | 3 | 1030593 | 29.5882 | 12.7011 | 46.6783 | 29.5177 | 17.1606 | 947.61 | 2.1607 | 35.38 | 1.726 | 0.4347 | 39.3262 | 0.95052 | 21.13 | 0.50684 | 0.44368 | 24.0821 | 1.1454 | -10.35 | 2.2439 | -1.0985 | -14.8528 | 2.1607 | 35.38 | 1.726 | 0.4347 | 39.3262 | 2.2012 | 33.17 | 1.8873 | 0.31392 | 36.6 | 0.013635 | 0.40344 | 0.17318 | 0.63646 | 12.9207 | 0.029461 | 0.01296 | 0.015617 | 0.029461 | 0.030013 | 0.48241 | 0.28811 | -0.14112 | 0.48241 | 0.45228 | 0.53622 | 0.32836 | -0.20252 | 0.53622 | 0.49904 | 0.013635 | 0.40344 | 0.17318 | 0.63646 | 12.9207 | 0.029461 | 0.01296 | 0.015617 | 0.029461 | 0.030013 | 0.48241 | 0.28811 | -0.14112 | 0.48241 | 0.45228 | 0.53622 | 0.32836 | -0.20252 | 0.53622 | 0.49904
47 | 0.26 | 0.19 | South/Central | SC | Charleston.Intl.AP.722080 | 3 | 1030593 | 30.3629 | 12.1495 | 46.731 | 30.2906 | 16.4404 | 932.49 | 2.108 | 50.5 | 0.95306 | 1.1549 | 57.9994 | 0.89781 | 36.25 | -0.26607 | 1.1639 | 42.7552 | 1.0927 | 4.77 | 1.4709 | -0.37827 | 3.8204 | 2.108 | 50.5 | 0.95306 | 1.1549 | 57.9994 | 2.1485 | 48.29 | 1.1143 | 1.0341 | 55.2732 | 0.013635 | 0.414 | 0.16566 | 0.63718 | 12.7146 | 0.028742 | 0.012242 | 0.014899 | 0.028742 | 0.029295 | 0.68857 | 0.49427 | 0.065039 | 0.68857 | 0.65844 | 0.79083 | 0.58297 | 0.052091 | 0.79083 | 0.75365 | 0.013635 | 0.414 | 0.16566 | 0.63718 | 12.7146 | 0.028742 | 0.012242 | 0.014899 | 0.028742 | 0.029295 | 0.68857 | 0.49427 | 0.065039 | 0.68857 | 0.65844 | 0.79083 | 0.58297 | 0.052091 | 0.79083 | 0.75365
48 | 0.26 | 0.17 | South/Central | SC | Charleston.Intl.AP.722080 | 3 | 1030593 | 30.776 | 11.8877 | 46.8016 | 30.7027 | 16.099 | 925.87 | 2.0373 | 57.12 | 0.541 | 1.4963 | 66.2682 | 0.82719 | 42.87 | -0.67814 | 1.5053 | 51.024 | 1.0221 | 11.39 | 1.0589 | -0.036827 | 12.0892 | 2.0373 | 57.12 | 0.541 | 1.4963 | 66.2682 | 2.0778 | 54.91 | 0.70228 | 1.3756 | 63.542 | 0.013635 | 0.41963 | 0.16209 | 0.63814 | 12.6243 | 0.027779 | 0.011279 | 0.013936 | 0.027779 | 0.028332 | 0.77884 | 0.58454 | 0.1553 | 0.77884 | 0.7487 | 0.90357 | 0.69572 | 0.16484 | 0.90357 | 0.8664 | 0.013635 | 0.41963 | 0.16209 | 0.63814 | 12.6243 | 0.027779 | 0.011279 | 0.013936 | 0.027779 | 0.028332 | 0.77884 | 0.58454 | 0.1553 | 0.77884 | 0.7487 | 0.90357 | 0.69572 | 0.16484 | 0.90357 | 0.8664
49 | 0.25 | 0.47 | South/Central | SC | Charleston.Intl.AP.722080 | 3 | 1030593 | 26.5584 | 15.0194 | 46.7488 | 26.4951 | 20.2536 | 1016.2 | 2.0902 | -33.21 | 4.7485 | -2.6583 | -44.6665 | 0.88006 | -47.46 | 3.5294 | -2.6493 | -59.9106 | 1.0749 | -78.94 | 5.2664 | -4.1915 | -98.8454 | 2.0902 | -33.21 | 4.7485 | -2.6583 | -44.6665 | 2.1307 | -35.42 | 4.9098 | -2.7791 | -47.3926 | 0.013635 | 0.36213 | 0.20479 | 0.63742 | 13.856 | 0.0285 | 0.012 | 0.014657 | 0.0285 | 0.029053 | -0.45282 | -0.64712 | -1.0764 | -0.45282 | -0.48295 | -0.60903 | -0.81689 | -1.3478 | -0.60903 | -0.6462 | 0.013635 | 0.36213 | 0.20479 | 0.63742 | 13.856 | 0.0285 | 0.012 | 0.014657 | 0.0285 | 0.029053 | -0.45282 | -0.64712 | -1.0764 | -0.45282 | -0.48295 | -0.60903 | -0.81689 | -1.3478 | -0.60903 | -0.6462
50 | 0.25 | 0.42 | South/Central | SC | Charleston.Intl.AP.722080 | 3 | 1030593 | 27.0825 | 14.4686 | 46.5224 | 27.018 | 19.5045 | 997.08 | 2.3166 | -14.09 | 4.2257 | -1.9091 | -21.6438 | 1.1064 | -28.34 | 3.0066 | -1.9002 | -36.8879 | 1.3013 | -59.82 | 4.7436 | -3.4423 | -75.8228 | 2.3166 | -14.09 | 4.2257 | -1.9091 | -21.6438 | 2.3571 | -16.3 | 4.387 | -2.0299 | -24.37 | 0.013635 | 0.36927 | 0.19728 | 0.63434 | 13.5953 | 0.031587 | 0.015086 | 0.017743 | 0.031587 | 0.032139 | -0.19212 | -0.38642 | -0.81565 | -0.19212 | -0.22225 | -0.29512 | -0.50297 | -1.0338 | -0.29512 | -0.33229 | 0.013635 | 0.36927 | 0.19728 | 0.63434 | 13.5953 | 0.031587 | 0.015086 | 0.017743 | 0.031587 | 0.032139 | -0.19212 | -0.38642 | -0.81565 | -0.19212 | -0.22225 | -0.29512 | -0.50297 | -1.0338 | -0.29512 | -0.33229
51 | 0.25 | 0.37 | South/Central | SC | Charleston.Intl.AP.722080 | 3 | 1030593 | 27.3941 | 14.2572 | 46.5419 | 27.3288 | 19.2132 | 990.9 | 2.2971 | -7.91 | 3.9149 | -1.6179 | -14.0686 | 1.0869 | -22.16 | 2.6958 | -1.6089 | -29.3127 | 1.2818 | -53.64 | 4.4328 | -3.151 | -68.2476 | 2.2971 | -7.91 | 3.9149 | -1.6179 | -14.0686 | 2.3376 | -10.12 | 4.0762 | -1.7386 | -16.7947 | 0.013635 | 0.37352 | 0.1944 | 0.6346 | 13.511 | 0.03132 | 0.01482 | 0.017477 | 0.03132 | 0.031873 | -0.10785 | -0.30215 | -0.73139 | -0.10785 | -0.13799 | -0.19183 | -0.39968 | -0.93056 | -0.19183 | -0.229 | 0.013635 | 0.37352 | 0.1944 | 0.6346 | 13.511 | 0.03132 | 0.01482 | 0.017477 | 0.03132 | 0.031873 | -0.10785 | -0.30215 | -0.73139 | -0.10785 | -0.13799 | -0.19183 | -0.39968 | -0.93056 | -0.19183 | -0.229
52 | 0.25 | 0.32 | South/Central | SC | Charleston.Intl.AP.722080 | 3 | 1030593 | 27.8475 | 13.9145 | 46.5221 | 27.7811 | 18.741 | 980.32 | 2.3169 | 2.67 | 3.4626 | -1.1457 | -1.1313 | 1.1067 | -11.58 | 2.2434 | -1.1367 | -16.3754 | 1.3016 | -43.06 | 3.9805 | -2.6789 | -55.3103 | 2.3169 | 2.67 | 3.4626 | -1.1457 | -1.1313 | 2.3574 | 0.46 | 3.6239 | -1.2665 | -3.8574 | 0.013635 | 0.3797 | 0.18973 | 0.63433 | 13.3667 | 0.031591 | 0.01509 | 0.017747 | 0.031591 | 0.032143 | 0.036406 | -0.15789 | -0.58713 | 0.036406 | 0.0062721 | -0.015425 | -0.22328 | -0.75416 | -0.015425 | -0.052596 | 0.013635 | 0.3797 | 0.18973 | 0.63433 | 13.3667 | 0.031591 | 0.01509 | 0.017747 | 0.031591 | 0.032143 | 0.036406 | -0.15789 | -0.58713 | 0.036406 | 0.0062721 | -0.015425 | -0.22328 | -0.75416 | -0.015425 | -0.052596
53 | 0.25 | 0.27 | South/Central | SC | Charleston.Intl.AP.722080 | 3 | 1030593 | 28.6331 | 13.2525 | 46.4445 | 28.5649 | 17.8796 | 960.54 | 2.3945 | 22.45 | 2.6787 | -0.2843 | 23.0026 | 1.1843 | 8.2 | 1.4596 | -0.27531 | 7.7585 | 1.3792 | -23.28 | 3.1966 | -1.8175 | -31.1763 | 2.3945 | 22.45 | 2.6787 | -0.2843 | 23.0026 | 2.435 | 20.24 | 2.84 | -0.40507 | 20.2765 | 0.013635 | 0.39042 | 0.1807 | 0.63327 | 13.097 | 0.032649 | 0.016148 | 0.018805 | 0.032649 | 0.033201 | 0.30611 | 0.11181 | -0.31742 | 0.30611 | 0.27597 | 0.31364 | 0.10579 | -0.42509 | 0.31364 | 0.27647 | 0.013635 | 0.39042 | 0.1807 | 0.63327 | 13.097 | 0.032649 | 0.016148 | 0.018805 | 0.032649 | 0.033201 | 0.30611 | 0.11181 | -0.31742 | 0.30611 | 0.27597 | 0.31364 | 0.10579 | -0.42509 | 0.31364 | 0.27647
54 | 0.25 | 0.23 | South/Central | SC | Charleston.Intl.AP.722080 | 3 | 1030593 | 29.3273 | 12.7116 | 46.4273 | 29.2574 | 17.1698 | 944.81 | 2.4117 | 38.18 | 1.9862 | 0.42548 | 42.2909 | 1.2016 | 23.93 | 0.76709 | 0.43446 | 27.0468 | 1.3964 | -7.55 | 2.5041 | -1.1077 | -11.8881 | 2.4117 | 38.18 | 1.9862 | 0.42548 | 42.2909 | 2.4522 | 35.97 | 2.1475 | 0.3047 | 39.5647 | 0.013635 | 0.39988 | 0.17332 | 0.63304 | 12.8826 | 0.032884 | 0.016383 | 0.01904 | 0.032884 | 0.033436 | 0.52059 | 0.32629 | -0.10294 | 0.52059 | 0.49045 | 0.57664 | 0.36878 | -0.1621 | 0.57664 | 0.53947 | 0.013635 | 0.39988 | 0.17332 | 0.63304 | 12.8826 | 0.032884 | 0.016383 | 0.01904 | 0.032884 | 0.033436 | 0.52059 | 0.32629 | -0.10294 | 0.52059 | 0.49045 | 0.57664 | 0.36878 | -0.1621 | 0.57664 | 0.53947
55 | 0.25 | 0.19 | South/Central | SC | Charleston.Intl.AP.722080 | 3 | 1030593 | 30.0929 | 12.1693 | 46.48 | 30.0212 | 16.4587 | 929.88 | 2.359 | 53.11 | 1.2225 | 1.1366 | 60.7197 | 1.1489 | 38.86 | 0.003315 | 1.1456 | 45.4756 | 1.3437 | 7.38 | 1.7403 | -0.3966 | 6.5407 | 2.359 | 53.11 | 1.2225 | 1.1366 | 60.7197 | 2.3995 | 50.9 | 1.3837 | 1.0158 | 57.9936 | 0.013635 | 0.41032 | 0.16593 | 0.63376 | 12.679 | 0.032166 | 0.015665 | 0.018322 | 0.032166 | 0.032718 | 0.72416 | 0.52986 | 0.10063 | 0.72416 | 0.69403 | 0.82792 | 0.62006 | 0.089183 | 0.82792 | 0.79075 | 0.013635 | 0.41032 | 0.16593 | 0.63376 | 12.679 | 0.032166 | 0.015665 | 0.018322 | 0.032166 | 0.032718 | 0.72416 | 0.52986 | 0.10063 | 0.72416 | 0.69403 | 0.82792 | 0.62006 | 0.089183 | 0.82792 | 0.79075
56 | 0.25 | 0.17 | South/Central | SC | Charleston.Intl.AP.722080 | 3 | 1030593 | 30.515 | 11.8984 | 46.5414 | 30.4423 | 16.0991 | 922.75 | 2.2976 | 60.24 | 0.80135 | 1.4962 | 69.5947 | 1.0874 | 45.99 | -0.41779 | 1.5052 | 54.3506 | 1.2823 | 14.51 | 1.3192 | -0.036952 | 15.4157 | 2.2976 | 60.24 | 0.80135 | 1.4962 | 69.5947 | 2.3381 | 58.03 | 0.96263 | 1.3754 | 66.8686 | 0.013635 | 0.41607 | 0.16223 | 0.6346 | 12.5818 | 0.031328 | 0.014827 | 0.017484 | 0.031328 | 0.03188 | 0.82138 | 0.62708 | 0.19784 | 0.82138 | 0.79124 | 0.94893 | 0.74107 | 0.21019 | 0.94893 | 0.91176 | 0.013635 | 0.41607 | 0.16223 | 0.6346 | 12.5818 | 0.031328 | 0.014827 | 0.017484 | 0.031328 | 0.03188 | 0.82138 | 0.62708 | 0.19784 | 0.82138 | 0.79124 | 0.94893 | 0.74107 | 0.21019 | 0.94893 | 0.91176
57 | 0.24 | 0.47 | South/Central | SC | Charleston.Intl.AP.722080 | 3 | 1030593 | 26.3083 | 15.0392 | 46.5084 | 26.2456 | 20.2629 | 1013.5 | 2.3305 | -30.51 | 4.9981 | -2.6675 | -41.8389 | 1.1204 | -44.76 | 3.779 | -2.6586 | -57.083 | 1.3153 | -76.24 | 5.516 | -4.2007 | -96.0179 | 2.3305 | -30.51 | 4.9981 | -2.6675 | -41.8389 | 2.3711 | -32.72 | 5.1594 | -2.7883 | -44.565 | 0.013635 | 0.35872 | 0.20506 | 0.63415 | 13.8192 | 0.031777 | 0.015277 | 0.017934 | 0.031777 | 0.032329 | -0.41601 | -0.61031 | -1.0395 | -0.41601 | -0.44614 | -0.57048 | -0.77833 | -1.3092 | -0.57048 | -0.60765 | 0.013635 | 0.35872 | 0.20506 | 0.63415 | 13.8192 | 0.031777 | 0.015277 | 0.017934 | 0.031777 | 0.032329 | -0.41601 | -0.61031 | -1.0395 | -0.41601 | -0.44614 | -0.57048 | -0.77833 | -1.3092 | -0.57048 | -0.60765
58 | 0.24 | 0.42 | South/Central | SC | Charleston.Intl.AP.722080 | 3 | 1030593 | 26.8322 | 14.4795 | 46.2828 | 26.7682 | 19.5146 | 994.41 | 2.5561 | -11.42 | 4.4755 | -1.9193 | -18.8516 | 1.346 | -25.67 | 3.2563 | -1.9103 | -34.0958 | 1.5409 | -57.15 | 4.9933 | -3.4525 | -73.0306 | 2.5561 | -11.42 | 4.4755 | -1.9193 | -18.8516 | 2.5966 | -13.63 | 4.6367 | -2.0401 | -21.5778 | 0.013635 | 0.36586 | 0.19743 | 0.63107 | 13.5589 | 0.034853 | 0.018353 | 0.02101 | 0.034853 | 0.035406 | -0.15571 | -0.35001 | -0.77924 | -0.15571 | -0.18585 | -0.25704 | -0.4649 | -0.99578 | -0.25704 | -0.29421 | 0.013635 | 0.36586 | 0.19743 | 0.63107 | 13.5589 | 0.034853 | 0.018353 | 0.02101 | 0.034853 | 0.035406 | -0.15571 | -0.35001 | -0.77924 | -0.15571 | -0.18585 | -0.25704 | -0.4649 | -0.99578 | -0.25704 | -0.29421
59 | 0.24 | 0.37 | South/Central | SC | Charleston.Intl.AP.722080 | 3 | 1030593 | 27.1439 | 14.277 | 46.3109 | 27.0792 | 19.2317 | 988.56 | 2.528 | -5.57 | 4.1645 | -1.6364 | -11.6113 | 1.3179 | -19.82 | 2.9453 | -1.6274 | -26.8554 | 1.5128 | -51.3 | 4.6823 | -3.1696 | -65.7903 | 2.528 | -5.57 | 4.1645 | -1.6364 | -11.6113 | 2.5686 | -7.78 | 4.3257 | -1.7572 | -14.3375 | 0.013635 | 0.37011 | 0.19467 | 0.63145 | 13.4791 | 0.03447 | 0.01797 | 0.020627 | 0.03447 | 0.035022 | -0.075947 | -0.27025 | -0.69948 | -0.075947 | -0.10608 | -0.15832 | -0.36618 | -0.89706 | -0.15832 | -0.19549 | 0.013635 | 0.37011 | 0.19467 | 0.63145 | 13.4791 | 0.03447 | 0.01797 | 0.020627 | 0.03447 | 0.035022 | -0.075947 | -0.27025 | -0.69948 | -0.075947 | -0.10608 | -0.15832 | -0.36618 | -0.89706 | -0.15832 | -0.19549
60 | 0.24 | 0.32 | South/Central | SC | Charleston.Intl.AP.722080 | 3 | 1030593 | 27.5875 | 13.9251 | 46.2721 | 27.5217 | 18.7504 | 977.53 | 2.5669 | 5.46 | 3.722 | -1.1551 | 1.8159 | 1.3567 | -8.79 | 2.5028 | -1.1461 | -13.4282 | 1.5516 | -40.27 | 4.2399 | -2.6883 | -52.3631 | 2.5669 | 5.46 | 3.722 | -1.1551 | 1.8159 | 2.6074 | 3.25 | 3.8833 | -1.2759 | -0.91021 | 0.013635 | 0.37616 | 0.18987 | 0.63092 | 13.3287 | 0.035 | 0.018499 | 0.021156 | 0.035 | 0.035552 | 0.074448 | -0.11985 | -0.54908 | 0.074448 | 0.044314 | 0.02476 | -0.18309 | -0.71397 | 0.02476 | -0.012411 | 0.013635 | 0.37616 | 0.18987 | 0.63092 | 13.3287 | 0.035 | 0.018499 | 0.021156 | 0.035 | 0.035552 | 0.074448 | -0.11985 | -0.54908 | 0.074448 | 0.044314 | 0.02476 | -0.18309 | -0.71397 | 0.02476 | -0.012411
61 | 0.24 | 0.27 | South/Central | SC | Charleston.Intl.AP.722080 | 3 | 1030593 | 28.3725 | 13.2626 | 46.1846 | 28.3049 | 17.8798 | 957.44 | 2.6544 | 25.55 | 2.9388 | -0.28445 | 26.3243 | 1.4442 | 11.3 | 1.7197 | -0.27547 | 11.0801 | 1.6391 | -20.18 | 3.4567 | -1.8176 | -27.8547 | 2.6544 | 25.55 | 2.9388 | -0.28445 | 26.3243 | 2.6949 | 23.34 | 3.1001 | -0.40523 | 23.5981 | 0.013635 | 0.38686 | 0.18084 | 0.62973 | 13.0548 | 0.036192 | 0.019692 | 0.022349 | 0.036192 | 0.036745 | 0.34838 | 0.15408 | -0.27516 | 0.34838 | 0.31824 | 0.35893 | 0.15108 | -0.3798 | 0.35893 | 0.32176 | 0.013635 | 0.38686 | 0.18084 | 0.62973 | 13.0548 | 0.036192 | 0.019692 | 0.022349 | 0.036192 | 0.036745 | 0.34838 | 0.15408 | -0.27516 | 0.34838 | 0.31824 | 0.35893 | 0.15108 | -0.3798 | 0.35893 | 0.32176
62 | 0.24 | 0.23 | South/Central | SC | Charleston.Intl.AP.722080 | 3 | 1030593 | 29.0673 | 12.7216 | 46.168 | 28.998 | 17.17 | 941.71 | 2.671 | 41.28 | 2.2456 | 0.42535 | 45.6055 | 1.4608 | 27.03 | 1.0265 | 0.43434 | 30.3614 | 1.6557 | -4.45 | 2.7635 | -1.1078 | -8.5734 | 2.671 | 41.28 | 2.2456 | 0.42535 | 45.6055 | 2.7115 | 39.07 | 2.4069 | 0.30458 | 42.8794 | 0.013635 | 0.39633 | 0.17346 | 0.6295 | 12.8403 | 0.036419 | 0.019919 | 0.022576 | 0.036419 | 0.036972 | 0.56286 | 0.36856 | -0.060676 | 0.56286 | 0.53272 | 0.62184 | 0.41398 | -0.1169 | 0.62184 | 0.58466 | 0.013635 | 0.39633 | 0.17346 | 0.6295 | 12.8403 | 0.036419 | 0.019919 | 0.022576 | 0.036419 | 0.036972 | 0.56286 | 0.36856 | -0.060676 | 0.56286 | 0.53272 | 0.62184 | 0.41398 | -0.1169 | 0.62184 | 0.58466
63 | 0.24 | 0.19 | South/Central | SC | Charleston.Intl.AP.722080 | 3 | 1030593 | 29.8323 | 12.1699 | 46.2108 | 29.7612 | 16.4496 | 926.47 | 2.6282 | 56.52 | 1.4825 | 1.1457 | 64.4089 | 1.418 | 42.27 | 0.26337 | 1.1547 | 49.1648 | 1.6129 | 10.79 | 2.0004 | -0.38748 | 10.2299 | 2.6282 | 56.52 | 1.4825 | 1.1457 | 64.4089 | 2.6687 | 54.31 | 1.6438 | 1.0249 | 61.6828 | 0.013635 | 0.40677 | 0.16594 | 0.63009 | 12.6325 | 0.035836 | 0.019335 | 0.021992 | 0.035836 | 0.036388 | 0.77065 | 0.57635 | 0.14712 | 0.77065 | 0.74052 | 0.87822 | 0.67037 | 0.13949 | 0.87822 | 0.84105 | 0.013635 | 0.40677 | 0.16594 | 0.63009 | 12.6325 | 0.035836 | 0.019335 | 0.021992 | 0.035836 | 0.036388 | 0.77065 | 0.57635 | 0.14712 | 0.77065 | 0.74052 | 0.87822 | 0.67037 | 0.13949 | 0.87822 | 0.84105
64 | 0.24 | 0.17 | South/Central | SC | Charleston.Intl.AP.722080 | 3 | 1030593 | 30.2453 | 11.9082 | 46.2815 | 30.1732 | 16.1083 | 919.86 | 2.5575 | 63.13 | 1.0704 | 1.4871 | 72.6748 | 1.3473 | 48.88 | -0.1487 | 1.496 | 57.4307 | 1.5422 | 17.4 | 1.5883 | -0.046111 | 18.4958 | 2.5575 | 63.13 | 1.0704 | 1.4871 | 72.6748 | 2.598 | 60.92 | 1.2317 | 1.3663 | 69.9487 | 0.013635 | 0.4124 | 0.16237 | 0.63105 | 12.5424 | 0.034872 | 0.018371 | 0.021028 | 0.034872 | 0.035424 | 0.86078 | 0.66648 | 0.23725 | 0.86078 | 0.83065 | 0.99093 | 0.78307 | 0.25219 | 0.99093 | 0.95376 | 0.013635 | 0.4124 | 0.16237 | 0.63105 | 12.5424 | 0.034872 | 0.018371 | 0.021028 | 0.034872 | 0.035424 | 0.86078 | 0.66648 | 0.23725 | 0.86078 | 0.83065 | 0.99093 | 0.78307 | 0.25219 | 0.99093 | 0.95376
65 | 0.22 | 0.47 | South/Central | SC | Charleston.Intl.AP.722080 | 3 | 1030593 | 25.8074 | 15.0704 | 46.0296 | 25.7458 | 20.2837 | 1008.2 | 2.8094 | -25.21 | 5.4978 | -2.6884 | -36.2716 | 1.5993 | -39.46 | 4.2787 | -2.6794 | -51.5157 | 1.7941 | -70.94 | 6.0157 | -4.2216 | -90.4506 | 2.8094 | -25.21 | 5.4978 | -2.6884 | -36.2716 | 2.8499 | -27.42 | 5.6591 | -2.8092 | -38.9977 | 0.013635 | 0.35189 | 0.20549 | 0.62762 | 13.7469 | 0.038307 | 0.021806 | 0.024463 | 0.038307 | 0.038859 | -0.34374 | -0.53804 | -0.96727 | -0.34374 | -0.37387 | -0.49457 | -0.70242 | -1.2333 | -0.49457 | -0.53174 | 0.013635 | 0.35189 | 0.20549 | 0.62762 | 13.7469 | 0.038307 | 0.021806 | 0.024463 | 0.038307 | 0.038859 | -0.34374 | -0.53804 | -0.96727 | -0.34374 | -0.37387 | -0.49457 | -0.70242 | -1.2333 | -0.49457 | -0.53174
66 | 0.22 | 0.42 | South/Central | SC | Charleston.Intl.AP.722080 | 3 | 1030593 | 26.3308 | 14.5191 | 45.8112 | 26.2679 | 19.5432 | 989.4 | 3.0278 | -6.41 | 4.9757 | -1.9479 | -13.5847 | 1.8176 | -20.66 | 3.7566 | -1.9389 | -28.8288 | 2.0125 | -52.14 | 5.4936 | -3.4811 | -67.7637 | 3.0278 | -6.41 | 4.9757 | -1.9479 | -13.5847 | 3.0683 | -8.62 | 5.137 | -2.0687 | -16.3109 | 0.013635 | 0.35902 | 0.19797 | 0.62464 | 13.4905 | 0.041284 | 0.024784 | 0.027441 | 0.041284 | 0.041837 | -0.087401 | -0.2817 | -0.71093 | -0.087401 | -0.11753 | -0.18523 | -0.39308 | -0.92396 | -0.18523 | -0.2224 | 0.013635 | 0.35902 | 0.19797 | 0.62464 | 13.4905 | 0.041284 | 0.024784 | 0.027441 | 0.041284 | 0.041837 | -0.087401 | -0.2817 | -0.71093 | -0.087401 | -0.11753 | -0.18523 | -0.39308 | -0.92396 | -0.18523 | -0.2224
67 | 0.22 | 0.37 | South/Central | SC | Charleston.Intl.AP.722080 | 3 | 1030593 | 26.633 | 14.3076 | 45.8213 | 26.5695 | 19.2518 | 983.1 | 3.0177 | -0.11 | 4.6742 | -1.6565 | -5.8852 | 1.8075 | -14.36 | 3.455 | -1.6475 | -21.1293 | 2.0024 | -45.84 | 5.192 | -3.1897 | -60.0642 | 3.0177 | -0.11 | 4.6742 | -1.6565 | -5.8852 | 3.0582 | -2.32 | 4.8354 | -1.7773 | -8.6114 | 0.013635 | 0.36314 | 0.19509 | 0.62478 | 13.4046 | 0.041146 | 0.024646 | 0.027303 | 0.041146 | 0.041698 | -0.0014999 | -0.1958 | -0.62503 | -0.0014999 | -0.031633 | -0.080245 | -0.2881 | -0.81898 | -0.080245 | -0.11742 | 0.013635 | 0.36314 | 0.19509 | 0.62478 | 13.4046 | 0.041146 | 0.024646 | 0.027303 | 0.041146 | 0.041698 | -0.0014999 | -0.1958 | -0.62503 | -0.0014999 | -0.031633 | -0.080245 | -0.2881 | -0.81898 | -0.080245 | -0.11742
68 | 0.22 | 0.32 | South/Central | SC | Charleston.Intl.AP.722080 | 3 | 1030593 | 27.0759 | 13.9555 | 45.7814 | 27.0113 | 18.7701 | 972.07 | 3.0575 | 10.92 | 4.2323 | -1.1748 | 7.566 | 1.8474 | -3.33 | 3.0132 | -1.1658 | -7.6781 | 2.0423 | -34.81 | 4.7502 | -2.7079 | -46.613 | 3.0575 | 10.92 | 4.2323 | -1.1748 | 7.566 | 3.0981 | 8.71 | 4.3936 | -1.2955 | 4.8399 | 0.013635 | 0.36918 | 0.19028 | 0.62423 | 13.2542 | 0.04169 | 0.025189 | 0.027846 | 0.04169 | 0.042242 | 0.1489 | -0.045405 | -0.47464 | 0.1489 | 0.11876 | 0.10316 | -0.10469 | -0.63557 | 0.10316 | 0.065992 | 0.013635 | 0.36918 | 0.19028 | 0.62423 | 13.2542 | 0.04169 | 0.025189 | 0.027846 | 0.04169 | 0.042242 | 0.1489 | -0.045405 | -0.47464 | 0.1489 | 0.11876 | 0.10316 | -0.10469 | -0.63557 | 0.10316 | 0.065992
69 | 0.22 | 0.27 | South/Central | SC | Charleston.Intl.AP.722080 | 3 | 1030593 | 27.8516 | 13.2838 | 45.6749 | 27.7852 | 17.8897 | 951.55 | 3.164 | 31.44 | 3.4585 | -0.29443 | 32.5785 | 1.9539 | 17.19 | 2.2393 | -0.28544 | 17.3344 | 2.1488 | -14.29 | 3.9764 | -1.8276 | -21.6005 | 3.164 | 31.44 | 3.4585 | -0.29443 | 32.5785 | 3.2046 | 29.23 | 3.6198 | -0.4152 | 29.8523 | 0.013635 | 0.37976 | 0.18113 | 0.62278 | 12.9745 | 0.043142 | 0.026641 | 0.029299 | 0.043142 | 0.043694 | 0.42869 | 0.23439 | -0.19485 | 0.42869 | 0.39855 | 0.44421 | 0.23636 | -0.29452 | 0.44421 | 0.40704 | 0.013635 | 0.37976 | 0.18113 | 0.62278 | 12.9745 | 0.043142 | 0.026641 | 0.029299 | 0.043142 | 0.043694 | 0.42869 | 0.23439 | -0.19485 | 0.42869 | 0.39855 | 0.44421 | 0.23636 | -0.29452 | 0.44421 | 0.40704
70 | 0.22 | 0.23 | South/Central | SC | Charleston.Intl.AP.722080 | 3 | 1030593 | 28.5458 | 12.742 | 45.6567 | 28.4777 | 17.179 | 935.79 | 3.1823 | 47.2 | 2.766 | 0.41634 | 51.906 | 1.9721 | 32.95 | 1.5468 | 0.42532 | 36.6619 | 2.167 | 1.47 | 3.2838 | -1.1168 | -2.273 | 3.1823 | 47.2 | 2.766 | 0.41634 | 51.906 | 3.2228 | 44.99 | 2.9272 | 0.29557 | 49.1799 | 0.013635 | 0.38922 | 0.17374 | 0.62253 | 12.7596 | 0.043391 | 0.02689 | 0.029547 | 0.043391 | 0.043943 | 0.64358 | 0.44928 | 0.020044 | 0.64358 | 0.61344 | 0.70774 | 0.49989 | -0.030992 | 0.70774 | 0.67057 | 0.013635 | 0.38922 | 0.17374 | 0.62253 | 12.7596 | 0.043391 | 0.02689 | 0.029547 | 0.043391 | 0.043943 | 0.64358 | 0.44928 | 0.020044 | 0.64358 | 0.61344 | 0.70774 | 0.49989 | -0.030992 | 0.70774 | 0.67057
71 | 0.22 | 0.19 | South/Central | SC | Charleston.Intl.AP.722080 | 3 | 1030593 | 29.3108 | 12.1903 | 45.6994 | 29.2409 | 16.4585 | 920.55 | 3.1396 | 62.44 | 2.0028 | 1.1368 | 70.7134 | 1.9294 | 48.19 | 0.78367 | 1.1458 | 55.4693 | 2.1243 | 16.71 | 2.5207 | -0.39639 | 16.5344 | 3.1396 | 62.44 | 2.0028 | 1.1368 | 70.7134 | 3.1801 | 60.23 | 2.1641 | 1.016 | 67.9873 | 0.013635 | 0.39965 | 0.16622 | 0.62311 | 12.5518 | 0.042809 | 0.026308 | 0.028965 | 0.042809 | 0.043361 | 0.85137 | 0.65707 | 0.22784 | 0.85137 | 0.82124 | 0.96418 | 0.75633 | 0.22545 | 0.96418 | 0.92701 | 0.013635 | 0.39965 | 0.16622 | 0.62311 | 12.5518 | 0.042809 | 0.026308 | 0.028965 | 0.042809 | 0.043361 | 0.85137 | 0.65707 | 0.22784 | 0.85137 | 0.82124 | 0.96418 | 0.75633 | 0.22545 | 0.96418 | 0.92701
72 | 0.22 | 0.17 | South/Central | SC | Charleston.Intl.AP.722080 | 3 | 1030593 | 29.7238 | 11.9189 | 45.7512 | 29.6529 | 16.0983 | 913.3 | 3.0878 | 69.69 | 1.5907 | 1.497 | 79.7274 | 1.8776 | 55.44 | 0.37161 | 1.506 | 64.4832 | 2.0725 | 23.96 | 2.1086 | -0.036162 | 25.5484 | 3.0878 | 69.69 | 1.5907 | 1.497 | 79.7274 | 3.1283 | 67.48 | 1.752 | 1.3762 | 77.0012 | 0.013635 | 0.40529 | 0.16251 | 0.62382 | 12.4529 | 0.042102 | 0.025601 | 0.028258 | 0.042102 | 0.042654 | 0.95023 | 0.75593 | 0.3267 | 0.95023 | 0.92009 | 1.0871 | 0.87923 | 0.34835 | 1.0871 | 1.0499 | 0.013635 | 0.40529 | 0.16251 | 0.62382 | 12.4529 | 0.042102 | 0.025601 | 0.028258 | 0.042102 | 0.042654 | 0.95023 | 0.75593 | 0.3267 | 0.95023 | 0.92009 | 1.0871 | 0.87923 | 0.34835 | 1.0871 | 1.0499
73 | 0.2 | 0.47 | South/Central | SC | Charleston.Intl.AP.722080 | 3 | 1030593 | 25.3065 | 15.1107 | 45.5681 | 25.2461 | 20.322 | 1003.48 | 3.2709 | -20.49 | 5.9976 | -2.7267 | -31.395 | 2.0607 | -34.74 | 4.7784 | -2.7177 | -46.6392 | 2.2556 | -66.22 | 6.5154 | -4.2599 | -85.574 | 3.2709 | -20.49 | 5.9976 | -2.7267 | -31.395 | 3.3114 | -22.7 | 6.1588 | -2.8475 | -34.1212 | 0.013635 | 0.34506 | 0.20604 | 0.62132 | 13.6825 | 0.044599 | 0.028098 | 0.030755 | 0.044599 | 0.045151 | -0.27938 | -0.47368 | -0.90291 | -0.27938 | -0.30952 | -0.42807 | -0.63593 | -1.1668 | -0.42807 | -0.46524 | 0.013635 | 0.34506 | 0.20604 | 0.62132 | 13.6825 | 0.044599 | 0.028098 | 0.030755 | 0.044599 | 0.045151 | -0.27938 | -0.47368 | -0.90291 | -0.27938 | -0.30952 | -0.42807 | -0.63593 | -1.1668 | -0.42807 | -0.46524
74 | 0.2 | 0.42 | South/Central | SC | Charleston.Intl.AP.722080 | 3 | 1030593 | 25.8199 | 14.5498 | 45.3306 | 25.7582 | 19.5724 | 984.26 | 3.5084 | -1.27 | 5.4854 | -1.9771 | -8.2183 | 2.2982 | -15.52 | 4.2663 | -1.9681 | -23.4624 | 2.4931 | -47 | 6.0033 | -3.5102 | -62.3973 | 3.5084 | -1.27 | 5.4854 | -1.9771 | -8.2183 | 3.5489 | -3.48 | 5.6467 | -2.0978 | -10.9444 | 0.013635 | 0.35206 | 0.19839 | 0.61809 | 13.4205 | 0.047837 | 0.031336 | 0.033993 | 0.047837 | 0.048389 | -0.017317 | -0.21162 | -0.64085 | -0.017317 | -0.04745 | -0.11206 | -0.31991 | -0.85079 | -0.11206 | -0.14923 | 0.013635 | 0.35206 | 0.19839 | 0.61809 | 13.4205 | 0.047837 | 0.031336 | 0.033993 | 0.047837 | 0.048389 | -0.017317 | -0.21162 | -0.64085 | -0.017317 | -0.04745 | -0.11206 | -0.31991 | -0.85079 | -0.11206 | -0.14923
75 | 0.2 | 0.37 | South/Central | SC | Charleston.Intl.AP.722080 | 3 | 1030593 | 26.1216 | 14.348 | 45.3402 | 26.0593 | 19.2809 | 977.96 | 3.4988 | 5.03 | 5.1844 | -1.6856 | -0.51176 | 2.2886 | -9.22 | 3.9653 | -1.6766 | -15.7559 | 2.4835 | -40.7 | 5.7023 | -3.2188 | -54.6907 | 3.4988 | 5.03 | 5.1844 | -1.6856 | -0.51176 | 3.5393 | 2.82 | 5.3457 | -1.8064 | -3.2379 | 0.013635 | 0.35617 | 0.19564 | 0.61822 | 13.3346 | 0.047706 | 0.031205 | 0.033862 | 0.047706 | 0.048258 | 0.068584 | -0.12572 | -0.55495 | 0.068584 | 0.038451 | -0.0069779 | -0.21483 | -0.74571 | -0.0069779 | -0.044149 | 0.013635 | 0.35617 | 0.19564 | 0.61822 | 13.3346 | 0.047706 | 0.031205 | 0.033862 | 0.047706 | 0.048258 | 0.068584 | -0.12572 | -0.55495 | 0.068584 | 0.038451 | -0.0069779 | -0.21483 | -0.74571 | -0.0069779 | -0.044149
76 | 0.2 | 0.32 | South/Central | SC | Charleston.Intl.AP.722080 | 3 | 1030593 | 26.5458 | 13.9958 | 45.2816 | 26.4824 | 18.7992 | 966.73 | 3.5574 | 16.26 | 4.7612 | -1.2039 | 13.1806 | 2.3472 | 2.01 | 3.5421 | -1.1949 | -2.0635 | 2.5421 | -29.47 | 5.2791 | -2.737 | -40.9984 | 3.5574 | 16.26 | 4.7612 | -1.2039 | 13.1806 | 3.5979 | 14.05 | 4.9225 | -1.3246 | 10.4545 | 0.013635 | 0.36195 | 0.19083 | 0.61742 | 13.1814 | 0.048505 | 0.032005 | 0.034662 | 0.048505 | 0.049057 | 0.22171 | 0.027407 | -0.40183 | 0.22171 | 0.19157 | 0.17972 | -0.028136 | -0.55902 | 0.17972 | 0.14255 | 0.013635 | 0.36195 | 0.19083 | 0.61742 | 13.1814 | 0.048505 | 0.032005 | 0.034662 | 0.048505 | 0.049057 | 0.22171 | 0.027407 | -0.40183 | 0.22171 | 0.19157 | 0.17972 | -0.028136 | -0.55902 | 0.17972 | 0.14255
77 | 0.2 | 0.27 | South/Central | SC | Charleston.Intl.AP.722080 | 3 | 1030593 | 27.321 | 13.3136 | 45.164 | 27.2558 | 17.9083 | 945.82 | 3.6749 | 37.17 | 3.9879 | -0.31298 | 38.6176 | 2.4648 | 22.92 | 2.7688 | -0.30399 | 23.3735 | 2.6597 | -8.56 | 4.5058 | -1.8461 | -15.5614 | 3.6749 | 37.17 | 3.9879 | -0.31298 | 38.6176 | 3.7154 | 34.96 | 4.1492 | -0.43375 | 35.8915 | 0.013635 | 0.37252 | 0.18153 | 0.61582 | 12.8963 | 0.050108 | 0.033608 | 0.036265 | 0.050108 | 0.05066 | 0.50682 | 0.31252 | -0.11672 | 0.50682 | 0.47668 | 0.52655 | 0.3187 | -0.21218 | 0.52655 | 0.48938 | 0.013635 | 0.37252 | 0.18153 | 0.61582 | 12.8963 | 0.050108 | 0.033608 | 0.036265 | 0.050108 | 0.05066 | 0.50682 | 0.31252 | -0.11672 | 0.50682 | 0.47668 | 0.52655 | 0.3187 | -0.21218 | 0.52655 | 0.48938
78 | 0.2 | 0.23 | South/Central | SC | Charleston.Intl.AP.722080 | 3 | 1030593 | 28.0151 | 12.7717 | 45.1457 | 27.9483 | 17.1974 | 930.07 | 3.6933 | 52.92 | 3.2954 | 0.39789 | 57.9493 | 2.4831 | 38.67 | 2.0763 | 0.40688 | 42.7052 | 2.678 | 7.19 | 3.8133 | -1.1353 | 3.7703 | 3.6933 | 52.92 | 3.2954 | 0.39789 | 57.9493 | 3.7338 | 50.71 | 3.4567 | 0.27712 | 55.2231 | 0.013635 | 0.38199 | 0.17414 | 0.61557 | 12.6816 | 0.050358 | 0.033858 | 0.036515 | 0.050358 | 0.050911 | 0.72157 | 0.52727 | 0.098036 | 0.72157 | 0.69143 | 0.79014 | 0.58229 | 0.051408 | 0.79014 | 0.75297 | 0.013635 | 0.38199 | 0.17414 | 0.61557 | 12.6816 | 0.050358 | 0.033858 | 0.036515 | 0.050358 | 0.050911 | 0.72157 | 0.52727 | 0.098036 | 0.72157 | 0.69143 | 0.79014 | 0.58229 | 0.051408 | 0.79014 | 0.75297
79 | 0.2 | 0.19 | South/Central | SC | Charleston.Intl.AP.722080 | 3 | 1030593 | 28.7707 | 12.2106 | 45.1691 | 28.7021 | 16.4671 | 914.39 | 3.6698 | 68.6 | 2.5416 | 1.1283 | 77.2696 | 2.4597 | 54.35 | 1.3225 | 1.1372 | 62.0255 | 2.6546 | 22.87 | 3.0595 | -0.40492 | 23.0906 | 3.6698 | 68.6 | 2.5416 | 1.1283 | 77.2696 | 3.7103 | 66.39 | 2.7029 | 1.0075 | 74.5435 | 0.013635 | 0.39229 | 0.16649 | 0.61588 | 12.4678 | 0.050039 | 0.033538 | 0.036195 | 0.050039 | 0.050591 | 0.93537 | 0.74107 | 0.31183 | 0.93537 | 0.90523 | 1.0536 | 0.84572 | 0.31484 | 1.0536 | 1.0164 | 0.013635 | 0.39229 | 0.16649 | 0.61588 | 12.4678 | 0.050039 | 0.033538 | 0.036195 | 0.050039 | 0.050591 | 0.93537 | 0.74107 | 0.31183 | 0.93537 | 0.90523 | 1.0536 | 0.84572 | 0.31484 | 1.0536 | 1.0164
80 | 0.2 | 0.17 | South/Central | SC | Charleston.Intl.AP.722080 | 3 | 1030593 | 29.1833 | 11.9386 | 45.2205 | 29.1136 | 16.1069 | 907.12 | 3.6185 | 75.87 | 2.1301 | 1.4885 | 86.2895 | 2.4084 | 61.62 | 0.91092 | 1.4974 | 71.0454 | 2.6032 | 30.14 | 2.6479 | -0.04471 | 32.1105 | 3.6185 | 75.87 | 2.1301 | 1.4885 | 86.2895 | 3.659 | 73.66 | 2.2913 | 1.3677 | 83.5634 | 0.013635 | 0.39792 | 0.16278 | 0.61658 | 12.3687 | 0.049339 | 0.032838 | 0.035495 | 0.049339 | 0.049891 | 1.0345 | 0.84019 | 0.41096 | 1.0345 | 1.0044 | 1.1766 | 0.96871 | 0.43783 | 1.1766 | 1.1394 | 0.013635 | 0.39792 | 0.16278 | 0.61658 | 12.3687 | 0.049339 | 0.032838 | 0.035495 | 0.049339 | 0.049891 | 1.0345 | 0.84019 | 0.41096 | 1.0345 | 1.0044 | 1.1766 | 0.96871 | 0.43783 | 1.1766 | 1.1394
81 | 0.35 | 0.2 | South/Central | SC | Charleston.Intl.AP.722080 | 3 | 1030593 | 32.4457 | 12.2184 | 48.9723 | 32.3685 | 16.6038 | 962.84 | -0.13333 | 20.15 | -1.1249 | 0.99153 | 24.9304 | -1.3435 | 5.9 | -2.344 | 1.0005 | 9.6862 | -1.1486 | -25.58 | -0.60697 | -0.54164 | -29.2486 | -0.13333 | 20.15 | -1.1249 | 0.99153 | 24.9304 | -0.092821 | 17.94 | -0.96358 | 0.87075 | 22.2042 | 0.013635 | 0.4424 | 0.1666 | 0.66774 | 13.1284 | -0.001818 | -0.018319 | -0.015661 | -0.001818 | -0.0012656 | 0.27475 | 0.080447 | -0.34879 | 0.27475 | 0.24461 | 0.33993 | 0.13207 | -0.39881 | 0.33993 | 0.30276 | 0.013635 | 0.4424 | 0.1666 | 0.66774 | 13.1284 | -0.001818 | -0.018319 | -0.015661 | -0.001818 | -0.0012656 | 0.27475 | 0.080447 | -0.34879 | 0.27475 | 0.24461 | 0.33993 | 0.13207 | -0.39881 | 0.33993 | 0.30276
82 | 0.35 | 0.25 | South/Central | SC | Charleston.Intl.AP.722080 | 3 | 1030593 | 31.4798 | 12.8806 | 48.8795 | 31.405 | 17.4745 | 980.78 | -0.04051 | 2.21 | -0.16128 | 0.12078 | 2.7261 | -1.2507 | -12.04 | -1.3804 | 0.12976 | -12.518 | -1.0558 | -43.52 | 0.3566 | -1.4124 | -51.4528 | -0.04051 | 2.21 | -0.16128 | 0.12078 | 2.7261 | 0 | 0 | 0 | 0 | 0 | 0.013635 | 0.42923 | 0.17563 | 0.66648 | 13.373 | -0.00055235 | -0.017053 | -0.014396 | -0.00055235 | 0 | 0.030134 | -0.16417 | -0.5934 | 0.030134 | 0 | 0.037171 | -0.17068 | -0.70156 | 0.037171 | 0 | 0.013635 | 0.42923 | 0.17563 | 0.66648 | 13.373 | -0.00055235 | -0.017053 | -0.014396 | -0.00055235 | 0 | 0.030134 | -0.16417 | -0.5934 | 0.030134 | 0 | 0.037171 | -0.17068 | -0.70156 | 0.037171 | 0
83 | 0.35 | 0.3 | South/Central | SC | Charleston.Intl.AP.722080 | 3 | 1030593 | 31.3181 | 12.9318 | 48.839 | 31.2437 | 17.5953 | 982.99 | 0 | 0 | 0 | 0 | 0 | -1.2102 | -14.25 | -1.2191 | 0.0089827 | -15.2441 | -1.0153 | -45.73 | 0.51789 | -1.5332 | -54.179 | 0 | 0 | 0 | 0 | 0 | 0.04051 | -2.21 | 0.16128 | -0.12078 | -2.7261 | 0.013635 | 0.42703 | 0.17633 | 0.66592 | 13.4031 | 0 | -0.016501 | -0.013843 | 0 | 0.00055235 | 0 | -0.1943 | -0.62353 | 0 | -0.030134 | 0 | -0.20785 | -0.73873 | 0 | -0.037171 | 0.013635 | 0.42703 | 0.17633 | 0.66592 | 13.4031 | 0 | -0.016501 | -0.013843 | 0 | 0.00055235 | 0 | -0.1943 | -0.62353 | 0 | -0.030134 | 0 | -0.20785 | -0.73873 | 0 | -0.037171
84 | 0.35 | 0.35 | South/Central | SC | Charleston.Intl.AP.722080 | 3 | 1030593 | 30.473 | 13.5342 | 48.7868 | 30.4006 | 18.3862 | 999.7 | 0.052186 | -16.71 | 0.8431 | -0.79092 | -20.5794 | -1.158 | -30.96 | -0.37603 | -0.78193 | -35.8236 | -0.9631 | -62.44 | 1.361 | -2.3241 | -74.7584 | 0.052186 | -16.71 | 0.8431 | -0.79092 | -20.5794 | 0.092696 | -18.92 | 1.0044 | -0.91169 | -23.3056 | 0.013635 | 0.4155 | 0.18454 | 0.66521 | 13.631 | 0.00071156 | -0.015789 | -0.013132 | 0.00071156 | 0.0012639 | -0.22784 | -0.42214 | -0.85137 | -0.22784 | -0.25798 | -0.2806 | -0.48846 | -1.0193 | -0.2806 | -0.31777 | 0.013635 | 0.4155 | 0.18454 | 0.66521 | 13.631 | 0.00071156 | -0.015789 | -0.013132 | 0.00071156 | 0.0012639 | -0.22784 | -0.42214 | -0.85137 | -0.22784 | -0.25798 | -0.2806 | -0.48846 | -1.0193 | -0.2806 | -0.31777
85 | 0.35 | 0.4 | South/Central | SC | Charleston.Intl.AP.722080 | 3 | 1030593 | 29.718 | 14.1366 | 48.8155 | 29.6474 | 19.1681 | 1017.16 | 0.023477 | -34.17 | 1.5963 | -1.5728 | -41.9514 | -1.1867 | -48.42 | 0.37714 | -1.5638 | -57.1955 | -0.99181 | -79.9 | 2.1142 | -3.106 | -96.1304 | 0.023477 | -34.17 | 1.5963 | -1.5728 | -41.9514 | 0.063986 | -36.38 | 1.7576 | -1.6936 | -44.6775 | 0.013635 | 0.40521 | 0.19275 | 0.6656 | 13.8691 | 0.0003201 | -0.01618 | -0.013523 | 0.0003201 | 0.00087246 | -0.46591 | -0.66021 | -1.0894 | -0.46591 | -0.49604 | -0.57201 | -0.77986 | -1.3107 | -0.57201 | -0.60918 | 0.013635 | 0.40521 | 0.19275 | 0.6656 | 13.8691 | 0.0003201 | -0.01618 | -0.013523 | 0.0003201 | 0.00087246 | -0.46591 | -0.66021 | -1.0894 | -0.46591 | -0.49604 | -0.57201 | -0.77986 | -1.3107 | -0.57201 | -0.60918
86 | 0.33 | 0.2 | South/Central | SC | Charleston.Intl.AP.722080 | 3 | 1030593 | 31.9544 | 12.229 | 48.4814 | 31.8784 | 16.603 | 956.95 | 0.35756 | 26.04 | -0.63476 | 0.99233 | 31.2334 | -0.85259 | 11.79 | -1.8539 | 1.0013 | 15.9893 | -0.65772 | -19.69 | -0.11688 | -0.54084 | -22.9456 | 0.35756 | 26.04 | -0.63476 | 0.99233 | 31.2334 | 0.39807 | 23.83 | -0.47348 | 0.87155 | 28.5072 | 0.013635 | 0.4357 | 0.16674 | 0.66105 | 13.0481 | 0.0048754 | -0.011625 | -0.0089681 | 0.0048754 | 0.0054277 | 0.35506 | 0.16076 | -0.26847 | 0.35506 | 0.32492 | 0.42587 | 0.21801 | -0.31287 | 0.42587 | 0.3887 | 0.013635 | 0.4357 | 0.16674 | 0.66105 | 13.0481 | 0.0048754 | -0.011625 | -0.0089681 | 0.0048754 | 0.0054277 | 0.35506 | 0.16076 | -0.26847 | 0.35506 | 0.32492 | 0.42587 | 0.21801 | -0.31287 | 0.42587 | 0.3887
87 | 0.33 | 0.25 | South/Central | SC | Charleston.Intl.AP.722080 | 3 | 1030593 | 30.9982 | 12.8913 | 48.3986 | 30.9245 | 17.4741 | 975.02 | 0.44038 | 7.97 | 0.31914 | 0.12125 | 8.8924 | -0.76977 | -6.28 | -0.9 | 0.13023 | -6.3517 | -0.5749 | -37.76 | 0.83703 | -1.4119 | -45.2866 | 0.44038 | 7.97 | 0.31914 | 0.12125 | 8.8924 | 0.48089 | 5.76 | 0.48042 | 0.00047007 | 6.1663 | 0.013635 | 0.42266 | 0.17577 | 0.65992 | 13.2945 | 0.0060047 | -0.010496 | -0.0078388 | 0.0060047 | 0.006557 | 0.10867 | -0.085628 | -0.51486 | 0.10867 | 0.078538 | 0.12125 | -0.086606 | -0.61749 | 0.12125 | 0.084078 | 0.013635 | 0.42266 | 0.17577 | 0.65992 | 13.2945 | 0.0060047 | -0.010496 | -0.0078388 | 0.0060047 | 0.006557 | 0.10867 | -0.085628 | -0.51486 | 0.10867 | 0.078538 | 0.12125 | -0.086606 | -0.61749 | 0.12125 | 0.084078
88 | 0.33 | 0.3 | South/Central | SC | Charleston.Intl.AP.722080 | 3 | 1030593 | 30.8369 | 12.9424 | 48.3584 | 30.7635 | 17.5948 | 977.26 | 0.4806 | 5.73 | 0.48013 | 0.00047006 | 6.1624 | -0.72956 | -8.52 | -0.73901 | 0.0094528 | -9.0817 | -0.53469 | -40 | 0.99801 | -1.5327 | -48.0165 | 0.4806 | 5.73 | 0.48013 | 0.00047006 | 6.1624 | 0.5211 | 3.52 | 0.64141 | -0.12031 | 3.4363 | 0.013635 | 0.42046 | 0.17647 | 0.65937 | 13.325 | 0.006553 | -0.0099476 | -0.0072905 | 0.006553 | 0.0071053 | 0.078129 | -0.11617 | -0.5454 | 0.078129 | 0.047995 | 0.084025 | -0.12383 | -0.65471 | 0.084025 | 0.046854 | 0.013635 | 0.42046 | 0.17647 | 0.65937 | 13.325 | 0.006553 | -0.0099476 | -0.0072905 | 0.006553 | 0.0071053 | 0.078129 | -0.11617 | -0.5454 | 0.078129 | 0.047995 | 0.084025 | -0.12383 | -0.65471 | 0.084025 | 0.046854
89 | 0.33 | 0.35 | South/Central | SC | Charleston.Intl.AP.722080 | 3 | 1030593 | 29.9923 | 13.5547 | 48.3167 | 29.921 | 18.3958 | 994.28 | 0.52225 | -11.29 | 1.3227 | -0.80045 | -14.8204 | -0.6879 | -25.54 | 0.10356 | -0.79146 | -30.0645 | -0.49303 | -57.02 | 1.8406 | -2.3336 | -68.9994 | 0.52225 | -11.29 | 1.3227 | -0.80045 | -14.8204 | 0.56276 | -13.5 | 1.484 | -0.92122 | -17.5465 | 0.013635 | 0.40895 | 0.18482 | 0.6588 | 13.5571 | 0.0071209 | -0.0093796 | -0.0067226 | 0.0071209 | 0.0076733 | -0.15394 | -0.34824 | -0.77747 | -0.15394 | -0.18407 | -0.20208 | -0.40993 | -0.94081 | -0.20208 | -0.23925 | 0.013635 | 0.40895 | 0.18482 | 0.6588 | 13.5571 | 0.0071209 | -0.0093796 | -0.0067226 | 0.0071209 | 0.0076733 | -0.15394 | -0.34824 | -0.77747 | -0.15394 | -0.18407 | -0.20208 | -0.40993 | -0.94081 | -0.20208 | -0.23925
90 | 0.33 | 0.4 | South/Central | SC | Charleston.Intl.AP.722080 | 3 | 1030593 | 29.2373 | 14.1664 | 48.3546 | 29.1678 | 19.1868 | 1012.05 | 0.48437 | -29.06 | 2.0759 | -1.5915 | -36.5559 | -0.72578 | -43.31 | 0.85673 | -1.5825 | -51.8 | -0.53091 | -74.79 | 2.5938 | -3.1247 | -90.7348 | 0.48437 | -29.06 | 2.0759 | -1.5915 | -36.5559 | 0.52488 | -31.27 | 2.2372 | -1.7123 | -39.282 | 0.013635 | 0.39865 | 0.19316 | 0.65932 | 13.7994 | 0.0066045 | -0.0098961 | -0.007239 | 0.0066045 | 0.0071568 | -0.39624 | -0.59054 | -1.0198 | -0.39624 | -0.42637 | -0.49844 | -0.7063 | -1.2372 | -0.49844 | -0.53561 | 0.013635 | 0.39865 | 0.19316 | 0.65932 | 13.7994 | 0.0066045 | -0.0098961 | -0.007239 | 0.0066045 | 0.0071568 | -0.39624 | -0.59054 | -1.0198 | -0.39624 | -0.42637 | -0.49844 | -0.7063 | -1.2372 | -0.49844 | -0.53561
91 | 0.3 | 0.2 | South/Central | SC | Charleston.Intl.AP.722080 | 3 | 1030593 | 31.2037 | 12.2488 | 47.7311 | 31.1295 | 16.6017 | 947.95 | 1.1079 | 35.04 | 0.11422 | 0.99366 | 40.8705 | -0.10227 | 20.79 | -1.1049 | 1.0026 | 25.6264 | 0.092595 | -10.69 | 0.6321 | -0.53951 | -13.3085 | 1.1079 | 35.04 | 0.11422 | 0.99366 | 40.8705 | 1.1484 | 32.83 | 0.2755 | 0.87289 | 38.1444 | 0.013635 | 0.42546 | 0.16701 | 0.65082 | 12.9254 | 0.015106 | -0.0013945 | 0.0012625 | 0.015106 | 0.015658 | 0.47777 | 0.28347 | -0.14576 | 0.47777 | 0.44764 | 0.55727 | 0.34942 | -0.18146 | 0.55727 | 0.5201 | 0.013635 | 0.42546 | 0.16701 | 0.65082 | 12.9254 | 0.015106 | -0.0013945 | 0.0012625 | 0.015106 | 0.015658 | 0.47777 | 0.28347 | -0.14576 | 0.47777 | 0.44764 | 0.55727 | 0.34942 | -0.18146 | 0.55727 | 0.5201
92 | 0.3 | 0.25 | South/Central | SC | Charleston.Intl.AP.722080 | 3 | 1030593 | 30.2478 | 12.9217 | 47.6679 | 30.1758 | 17.492 | 966.7 | 1.1711 | 16.29 | 1.0678 | 0.10329 | 17.7607 | -0.039041 | 2.04 | -0.15131 | 0.11227 | 2.5165 | 0.15583 | -29.44 | 1.5857 | -1.4299 | -36.4183 | 1.1711 | 16.29 | 1.0678 | 0.10329 | 17.7607 | 1.2116 | 14.08 | 1.2291 | -0.017484 | 15.0345 | 0.013635 | 0.41243 | 0.17619 | 0.64996 | 13.181 | 0.015968 | -0.00053233 | 0.0021247 | 0.015968 | 0.016521 | 0.22212 | 0.027816 | -0.40142 | 0.22212 | 0.19198 | 0.24217 | 0.034313 | -0.49657 | 0.24217 | 0.205 | 0.013635 | 0.41243 | 0.17619 | 0.64996 | 13.181 | 0.015968 | -0.00053233 | 0.0021247 | 0.015968 | 0.016521 | 0.22212 | 0.027816 | -0.40142 | 0.22212 | 0.19198 | 0.24217 | 0.034313 | -0.49657 | 0.24217 | 0.205
93 | 0.3 | 0.3 | South/Central | SC | Charleston.Intl.AP.722080 | 3 | 1030593 | 30.0962 | 12.9727 | 47.6288 | 30.0245 | 17.6043 | 968.74 | 1.2102 | 14.25 | 1.2191 | -0.0089827 | 15.2441 | 0 | 0 | 0 | 0 | 0 | 0.19487 | -31.48 | 1.737 | -1.5422 | -38.9349 | 1.2102 | 14.25 | 1.2191 | -0.0089827 | 15.2441 | 1.2507 | 12.04 | 1.3804 | -0.12976 | 12.518 | 0.013635 | 0.41036 | 0.17688 | 0.64942 | 13.2088 | 0.016501 | 0 | 0.0026571 | 0.016501 | 0.017053 | 0.1943 | 0 | -0.42923 | 0.1943 | 0.16417 | 0.20785 | 0 | -0.53088 | 0.20785 | 0.17068 | 0.013635 | 0.41036 | 0.17688 | 0.64942 | 13.2088 | 0.016501 | 0 | 0.0026571 | 0.016501 | 0.017053 | 0.1943 | 0 | -0.42923 | 0.1943 | 0.16417 | 0.20785 | 0 | -0.53088 | 0.20785 | 0.17068
94 | 0.3 | 0.35 | South/Central | SC | Charleston.Intl.AP.722080 | 3 | 1030593 | 29.2609 | 13.5945 | 47.6149 | 29.1913 | 18.4236 | 986.5 | 1.2241 | -3.51 | 2.0524 | -0.8283 | -6.5882 | 0.013911 | -17.76 | 0.83323 | -0.81932 | -21.8323 | 0.20878 | -49.24 | 2.5703 | -2.3615 | -60.7672 | 1.2241 | -3.51 | 2.0524 | -0.8283 | -6.5882 | 1.2646 | -5.72 | 2.2137 | -0.94908 | -9.3143 | 0.013635 | 0.39898 | 0.18536 | 0.64923 | 13.451 | 0.01669 | 0.00018968 | 0.0028467 | 0.01669 | 0.017243 | -0.047859 | -0.24216 | -0.67139 | -0.047859 | -0.077993 | -0.08983 | -0.29768 | -0.82856 | -0.08983 | -0.127 | 0.013635 | 0.39898 | 0.18536 | 0.64923 | 13.451 | 0.01669 | 0.00018968 | 0.0028467 | 0.01669 | 0.017243 | -0.047859 | -0.24216 | -0.67139 | -0.047859 | -0.077993 | -0.08983 | -0.29768 | -0.82856 | -0.08983 | -0.127
95 | 0.3 | 0.4 | South/Central | SC | Charleston.Intl.AP.722080 | 3 | 1030593 | 28.5066 | 14.2078 | 47.6552 | 28.4388 | 19.2165 | 1004.33 | 1.1837 | -21.34 | 2.8049 | -1.6212 | -28.4039 | -0.026418 | -35.59 | 1.5858 | -1.6122 | -43.648 | 0.16845 | -67.07 | 3.3228 | -3.1543 | -82.5829 | 1.1837 | -21.34 | 2.8049 | -1.6212 | -28.4039 | 1.2242 | -23.55 | 2.9662 | -1.7419 | -31.13 | 0.013635 | 0.38869 | 0.19372 | 0.64978 | 13.6941 | 0.01614 | -0.00036021 | 0.0022969 | 0.01614 | 0.016693 | -0.29097 | -0.48527 | -0.9145 | -0.29097 | -0.32111 | -0.38729 | -0.59514 | -1.126 | -0.38729 | -0.42446 | 0.013635 | 0.38869 | 0.19372 | 0.64978 | 13.6941 | 0.01614 | -0.00036021 | 0.0022969 | 0.01614 | 0.016693 | -0.29097 | -0.48527 | -0.9145 | -0.29097 | -0.32111 | -0.38729 | -0.59514 | -1.126 | -0.38729 | -0.42446
96 | 0.28 | 0.2 | South/Central | SC | Charleston.Intl.AP.722080 | 3 | 1030593 | 30.683 | 12.2692 | 47.2208 | 30.61 | 16.6108 | 942.07 | 1.6182 | 40.92 | 0.63369 | 0.98452 | 47.1552 | 0.40806 | 26.67 | -0.58545 | 0.9935 | 31.9111 | 0.60293 | -4.81 | 1.1516 | -0.54865 | -7.0238 | 1.6182 | 40.92 | 0.63369 | 0.98452 | 47.1552 | 1.6587 | 38.71 | 0.79497 | 0.86375 | 44.4291 | 0.013635 | 0.41837 | 0.16729 | 0.64386 | 12.8452 | 0.022064 | 0.0055639 | 0.0082209 | 0.022064 | 0.022617 | 0.55795 | 0.36365 | -0.065585 | 0.55795 | 0.52781 | 0.64297 | 0.43511 | -0.09577 | 0.64297 | 0.60579 | 0.013635 | 0.41837 | 0.16729 | 0.64386 | 12.8452 | 0.022064 | 0.0055639 | 0.0082209 | 0.022064 | 0.022617 | 0.55795 | 0.36365 | -0.065585 | 0.55795 | 0.52781 | 0.64297 | 0.43511 | -0.09577 | 0.64297 | 0.60579
97 | 0.28 | 0.25 | South/Central | SC | Charleston.Intl.AP.722080 | 3 | 1030593 | 29.7463 | 12.942 | 47.1767 | 29.6755 | 17.5012 | 961.03 | 1.6623 | 21.96 | 1.5682 | 0.09412 | 23.7997 | 0.45215 | 7.71 | 0.34905 | 0.1031 | 8.5556 | 0.64702 | -23.77 | 2.0861 | -1.4391 | -30.3793 | 1.6623 | 21.96 | 1.5682 | 0.09412 | 23.7997 | 1.7028 | 19.75 | 1.7295 | -0.026655 | 21.0736 | 0.013635 | 0.40559 | 0.17647 | 0.64326 | 13.1037 | 0.022666 | 0.0061651 | 0.0088222 | 0.022666 | 0.023218 | 0.29943 | 0.10513 | -0.32411 | 0.29943 | 0.26929 | 0.32451 | 0.11666 | -0.41422 | 0.32451 | 0.28734 | 0.013635 | 0.40559 | 0.17647 | 0.64326 | 13.1037 | 0.022666 | 0.0061651 | 0.0088222 | 0.022666 | 0.023218 | 0.29943 | 0.10513 | -0.32411 | 0.29943 | 0.26929 | 0.32451 | 0.11666 | -0.41422 | 0.32451 | 0.28734
98 | 0.28 | 0.3 | South/Central | SC | Charleston.Intl.AP.722080 | 3 | 1030593 | 29.4133 | 13.143 | 47.1454 | 29.3433 | 17.8022 | 967.28 | 1.6936 | 15.71 | 1.9004 | -0.20684 | 16.1147 | 0.4834 | 1.46 | 0.68126 | -0.19785 | 0.87061 | 0.67827 | -30.02 | 2.4183 | -1.74 | -38.0643 | 1.6936 | 15.71 | 1.9004 | -0.20684 | 16.1147 | 1.7341 | 13.5 | 2.0617 | -0.32761 | 13.3886 | 0.013635 | 0.40105 | 0.17921 | 0.64283 | 13.1889 | 0.023092 | 0.0065912 | 0.0092483 | 0.023092 | 0.023644 | 0.21421 | 0.019907 | -0.40933 | 0.21421 | 0.18407 | 0.21973 | 0.011871 | -0.51901 | 0.21973 | 0.18255 | 0.013635 | 0.40105 | 0.17921 | 0.64283 | 13.1889 | 0.023092 | 0.0065912 | 0.0092483 | 0.023092 | 0.023644 | 0.21421 | 0.019907 | -0.40933 | 0.21421 | 0.18407 | 0.21973 | 0.011871 | -0.51901 | 0.21973 | 0.18255
99 | 0.28 | 0.35 | South/Central | SC | Charleston.Intl.AP.722080 | 3 | 1030593 | 28.599 | 13.7655 | 47.1447 | 28.5309 | 18.6138 | 985.03 | 1.6943 | -2.04 | 2.7128 | -1.0185 | -5.6809 | 0.4841 | -16.29 | 1.4936 | -1.0095 | -20.925 | 0.67897 | -47.77 | 3.2306 | -2.5517 | -59.8599 | 1.6943 | -2.04 | 2.7128 | -1.0185 | -5.6809 | 1.7348 | -4.25 | 2.874 | -1.1393 | -8.407 | 0.013635 | 0.38995 | 0.18769 | 0.64282 | 13.431 | 0.023101 | 0.0066007 | 0.0092578 | 0.023101 | 0.023654 | -0.027816 | -0.22212 | -0.65135 | -0.027816 | -0.057949 | -0.07746 | -0.28531 | -0.81619 | -0.07746 | -0.11463 | 0.013635 | 0.38995 | 0.18769 | 0.64282 | 13.431 | 0.023101 | 0.0066007 | 0.0092578 | 0.023101 | 0.023654 | -0.027816 | -0.22212 | -0.65135 | -0.027816 | -0.057949 | -0.07746 | -0.28531 | -0.81619 | -0.07746 | -0.11463
100 | 0.28 | 0.4 | South/Central | SC | Charleston.Intl.AP.722080 | 3 | 1030593 | 28.0052 | 14.2473 | 47.1926 | 27.9385 | 19.2541 | 999.61 | 1.6464 | -16.62 | 3.3052 | -1.6587 | -23.4925 | 0.43627 | -30.87 | 2.086 | -1.6498 | -38.7366 | 0.63115 | -62.35 | 3.8231 | -3.1919 | -77.6715 | 1.6464 | -16.62 | 3.3052 | -1.6587 | -23.4925 | 1.6869 | -18.83 | 3.4665 | -1.7795 | -26.2186 | 0.013635 | 0.38185 | 0.19426 | 0.64347 | 13.6298 | 0.022449 | 0.0059486 | 0.0086057 | 0.022449 | 0.023002 | -0.22661 | -0.42091 | -0.85015 | -0.22661 | -0.25675 | -0.32032 | -0.52818 | -1.0591 | -0.32032 | -0.35749 | 0.013635 | 0.38185 | 0.19426 | 0.64347 | 13.6298 | 0.022449 | 0.0059486 | 0.0086057 | 0.022449 | 0.023002 | -0.22661 | -0.42091 | -0.85015 | -0.22661 | -0.25675 | -0.32032 | -0.52818 | -1.0591 | -0.32032 | -0.35749
101 | 0.27 | 0.2 | South/Central | SC | Charleston.Intl.AP.722080 | 3 | 1030593 | 30.4224 | 12.2792 | 46.9701 | 30.3499 | 16.6202 | 939.28 | 1.8689 | 43.71 | 0.89374 | 0.97513 | 50.1106 | 0.65872 | 29.46 | -0.3254 | 0.98412 | 34.8665 | 0.85359 | -2.02 | 1.4116 | -0.55804 | -4.0684 | 1.8689 | 43.71 | 0.89374 | 0.97513 | 50.1106 | 1.9094 | 41.5 | 1.055 | 0.85436 | 47.3845 | 0.013635 | 0.41481 | 0.16743 | 0.64044 | 12.8072 | 0.025482 | 0.0089817 | 0.011639 | 0.025482 | 0.026035 | 0.59599 | 0.40169 | -0.027543 | 0.59599 | 0.56586 | 0.68326 | 0.47541 | -0.055472 | 0.68326 | 0.64609 | 0.013635 | 0.41481 | 0.16743 | 0.64044 | 12.8072 | 0.025482 | 0.0089817 | 0.011639 | 0.025482 | 0.026035 | 0.59599 | 0.40169 | -0.027543 | 0.59599 | 0.56586 | 0.68326 | 0.47541 | -0.055472 | 0.68326 | 0.64609
102 | 0.27 | 0.25 | South/Central | SC | Charleston.Intl.AP.722080 | 3 | 1030593 | 29.4863 | 12.952 | 46.9173 | 29.4161 | 17.5012 | 957.93 | 1.9217 | 25.06 | 1.8276 | 0.094067 | 27.1172 | 0.71152 | 10.81 | 0.60847 | 0.10305 | 11.8731 | 0.90639 | -20.67 | 2.3455 | -1.4391 | -27.0617 | 1.9217 | 25.06 | 1.8276 | 0.094067 | 27.1172 | 1.9622 | 22.85 | 1.9889 | -0.026708 | 24.3911 | 0.013635 | 0.40205 | 0.1766 | 0.63972 | 13.0614 | 0.026202 | 0.0097016 | 0.012359 | 0.026202 | 0.026755 | 0.3417 | 0.1474 | -0.28184 | 0.3417 | 0.31156 | 0.36975 | 0.16189 | -0.36899 | 0.36975 | 0.33257 | 0.013635 | 0.40205 | 0.1766 | 0.63972 | 13.0614 | 0.026202 | 0.0097016 | 0.012359 | 0.026202 | 0.026755 | 0.3417 | 0.1474 | -0.28184 | 0.3417 | 0.31156 | 0.36975 | 0.16189 | -0.36899 | 0.36975 | 0.33257
103 | 0.27 | 0.3 | South/Central | SC | Charleston.Intl.AP.722080 | 3 | 1030593 | 29.0322 | 13.2635 | 46.9052 | 28.9631 | 17.9421 | 967.46 | 1.9338 | 15.53 | 2.2806 | -0.34682 | 15.428 | 0.72361 | 1.28 | 1.0614 | -0.33783 | 0.18392 | 0.91848 | -30.2 | 2.7985 | -1.88 | -38.7509 | 1.9338 | 15.53 | 2.2806 | -0.34682 | 15.428 | 1.9743 | 13.32 | 2.4419 | -0.46759 | 12.7019 | 0.013635 | 0.39586 | 0.18085 | 0.63956 | 13.1914 | 0.026367 | 0.0098665 | 0.012524 | 0.026367 | 0.026919 | 0.21175 | 0.017453 | -0.41178 | 0.21175 | 0.18162 | 0.21036 | 0.0025078 | -0.52837 | 0.21036 | 0.17319 | 0.013635 | 0.39586 | 0.18085 | 0.63956 | 13.1914 | 0.026367 | 0.0098665 | 0.012524 | 0.026367 | 0.026919 | 0.21175 | 0.017453 | -0.41178 | 0.21175 | 0.18162 | 0.21036 | 0.0025078 | -0.52837 | 0.21036 | 0.17319
104 | 0.27 | 0.35 | South/Central | SC | Charleston.Intl.AP.722080 | 3 | 1030593 | 28.208 | 13.9358 | 46.9637 | 28.1408 | 18.823 | 987.41 | 1.8753 | -4.42 | 3.1029 | -1.2277 | -8.9835 | 0.6651 | -18.67 | 1.8838 | -1.2187 | -24.2276 | 0.85997 | -50.15 | 3.6208 | -2.7608 | -63.1625 | 1.8753 | -4.42 | 3.1029 | -1.2277 | -8.9835 | 1.9158 | -6.63 | 3.2642 | -1.3484 | -11.7096 | 0.013635 | 0.38462 | 0.19002 | 0.64035 | 13.4634 | 0.025569 | 0.0090687 | 0.011726 | 0.025569 | 0.026122 | -0.060267 | -0.25457 | -0.6838 | -0.060267 | -0.090401 | -0.12249 | -0.33035 | -0.86123 | -0.12249 | -0.15966 | 0.013635 | 0.38462 | 0.19002 | 0.64035 | 13.4634 | 0.025569 | 0.0090687 | 0.011726 | 0.025569 | 0.026122 | -0.060267 | -0.25457 | -0.6838 | -0.060267 | -0.090401 | -0.12249 | -0.33035 | -0.86123 | -0.12249 | -0.15966
105 | 0.27 | 0.4 | South/Central | SC | Charleston.Intl.AP.722080 | 3 | 1030593 | 27.7546 | 14.2673 | 46.9525 | 27.6884 | 19.2641 | 996.95 | 1.8865 | -13.96 | 3.5553 | -1.6688 | -20.691 | 0.67631 | -28.21 | 2.3361 | -1.6598 | -35.9351 | 0.87118 | -59.69 | 4.0731 | -3.202 | -74.87 | 1.8865 | -13.96 | 3.5553 | -1.6688 | -20.691 | 1.927 | -16.17 | 3.7165 | -1.7896 | -23.4171 | 0.013635 | 0.37844 | 0.19454 | 0.6402 | 13.5935 | 0.025722 | 0.0092215 | 0.011879 | 0.025722 | 0.026274 | -0.19035 | -0.38465 | -0.81388 | -0.19035 | -0.22048 | -0.28212 | -0.48998 | -1.0209 | -0.28212 | -0.31929 | 0.013635 | 0.37844 | 0.19454 | 0.6402 | 13.5935 | 0.025722 | 0.0092215 | 0.011879 | 0.025722 | 0.026274 | -0.19035 | -0.38465 | -0.81388 | -0.19035 | -0.22048 | -0.28212 | -0.48998 | -1.0209 | -0.28212 | -0.31929
106 | 0.26 | 0.2 | South/Central | SC | Charleston.Intl.AP.722080 | 3 | 1030593 | 30.1618 | 12.2898 | 46.7102 | 30.09 | 16.6202 | 936.17 | 2.1288 | 46.82 | 1.1537 | 0.97511 | 53.4359 | 0.91865 | 32.57 | -0.065443 | 0.98409 | 38.1918 | 1.1135 | 1.09 | 1.6716 | -0.55806 | -0.74305 | 2.1288 | 46.82 | 1.1537 | 0.97511 | 53.4359 | 2.1693 | 44.61 | 1.315 | 0.85433 | 50.7098 | 0.013635 | 0.41126 | 0.16757 | 0.6369 | 12.7647 | 0.029026 | 0.012526 | 0.015183 | 0.029026 | 0.029579 | 0.63839 | 0.44409 | 0.014862 | 0.63839 | 0.60826 | 0.7286 | 0.52075 | -0.010132 | 0.7286 | 0.69143 | 0.013635 | 0.41126 | 0.16757 | 0.6369 | 12.7647 | 0.029026 | 0.012526 | 0.015183 | 0.029026 | 0.029579 | 0.63839 | 0.44409 | 0.014862 | 0.63839 | 0.60826 | 0.7286 | 0.52075 | -0.010132 | 0.7286 | 0.69143
107 | 0.26 | 0.25 | South/Central | SC | Charleston.Intl.AP.722080 | 3 | 1030593 | 29.2263 | 12.962 | 46.6672 | 29.1566 | 17.5105 | 955.14 | 2.1718 | 27.85 | 2.087 | 0.084779 | 30.0685 | 0.96165 | 13.6 | 0.86789 | 0.093762 | 14.8243 | 1.1565 | -17.88 | 2.6049 | -1.4484 | -24.1105 | 2.1718 | 27.85 | 2.087 | 0.084779 | 30.0685 | 2.2123 | 25.64 | 2.2483 | -0.035996 | 27.3423 | 0.013635 | 0.3985 | 0.17674 | 0.63631 | 13.0234 | 0.029613 | 0.013112 | 0.015769 | 0.029613 | 0.030165 | 0.37974 | 0.18544 | -0.2438 | 0.37974 | 0.3496 | 0.40999 | 0.20213 | -0.32875 | 0.40999 | 0.37281 | 0.013635 | 0.3985 | 0.17674 | 0.63631 | 13.0234 | 0.029613 | 0.013112 | 0.015769 | 0.029613 | 0.030165 | 0.37974 | 0.18544 | -0.2438 | 0.37974 | 0.3496 | 0.40999 | 0.20213 | -0.32875 | 0.40999 | 0.37281
108 | 0.26 | 0.3 | South/Central | SC | Charleston.Intl.AP.722080 | 3 | 1030593 | 28.5911 | 13.4538 | 46.6846 | 28.523 | 18.1616 | 969.6 | 2.1544 | 13.39 | 2.7207 | -0.56628 | 12.3557 | 0.94425 | -0.86 | 1.5016 | -0.5573 | -2.8885 | 1.1391 | -32.34 | 3.2386 | -2.0995 | -41.8233 | 2.1544 | 13.39 | 2.7207 | -0.56628 | 12.3557 | 2.1949 | 11.18 | 2.882 | -0.68706 | 9.6295 | 0.013635 | 0.38984 | 0.18344 | 0.63655 | 13.2206 | 0.029376 | 0.012875 | 0.015532 | 0.029376 | 0.029928 | 0.18257 | -0.011726 | -0.44096 | 0.18257 | 0.15244 | 0.16847 | -0.039384 | -0.57026 | 0.16847 | 0.1313 | 0.013635 | 0.38984 | 0.18344 | 0.63655 | 13.2206 | 0.029376 | 0.012875 | 0.015532 | 0.029376 | 0.029928 | 0.18257 | -0.011726 | -0.44096 | 0.18257 | 0.15244 | 0.16847 | -0.039384 | -0.57026 | 0.16847 | 0.1313
109 | 0.26 | 0.35 | South/Central | SC | Charleston.Intl.AP.722080 | 3 | 1030593 | 27.8166 | 14.1162 | 46.7828 | 27.7503 | 19.0325 | 989.83 | 2.0562 | -6.84 | 3.4934 | -1.4372 | -12.2963 | 0.84605 | -21.09 | 2.2742 | -1.4282 | -27.5404 | 1.0409 | -52.57 | 4.0113 | -2.9703 | -66.4753 | 2.0562 | -6.84 | 3.4934 | -1.4372 | -12.2963 | 2.0967 | -9.05 | 3.6547 | -1.5579 | -15.0225 | 0.013635 | 0.37928 | 0.19248 | 0.63789 | 13.4964 | 0.028037 | 0.011536 | 0.014193 | 0.028037 | 0.028589 | -0.093264 | -0.28756 | -0.7168 | -0.093264 | -0.1234 | -0.16766 | -0.37552 | -0.9064 | -0.16766 | -0.20483 | 0.013635 | 0.37928 | 0.19248 | 0.63789 | 13.4964 | 0.028037 | 0.011536 | 0.014193 | 0.028037 | 0.028589 | -0.093264 | -0.28756 | -0.7168 | -0.093264 | -0.1234 | -0.16766 | -0.37552 | -0.9064 | -0.16766 | -0.20483
110 | 0.26 | 0.4 | South/Central | SC | Charleston.Intl.AP.722080 | 3 | 1030593 | 27.5037 | 14.2871 | 46.7213 | 27.4381 | 19.2832 | 994.6 | 2.1177 | -11.61 | 3.8055 | -1.6879 | -18.2455 | 0.9075 | -25.86 | 2.5864 | -1.6789 | -33.4896 | 1.1024 | -57.34 | 4.3234 | -3.2211 | -72.4245 | 2.1177 | -11.61 | 3.8055 | -1.6879 | -18.2455 | 2.1582 | -13.82 | 3.9668 | -1.8087 | -20.9717 | 0.013635 | 0.37501 | 0.19481 | 0.63705 | 13.5614 | 0.028874 | 0.012374 | 0.015031 | 0.028874 | 0.029427 | -0.1583 | -0.3526 | -0.78184 | -0.1583 | -0.18844 | -0.24878 | -0.45663 | -0.98751 | -0.24878 | -0.28595 | 0.013635 | 0.37501 | 0.19481 | 0.63705 | 13.5614 | 0.028874 | 0.012374 | 0.015031 | 0.028874 | 0.029427 | -0.1583 | -0.3526 | -0.78184 | -0.1583 | -0.18844 | -0.24878 | -0.45663 | -0.98751 | -0.24878 | -0.28595
111 | 0.25 | 0.2 | South/Central | SC | Charleston.Intl.AP.722080 | 3 | 1030593 | 29.901 | 12.2998 | 46.4593 | 29.8297 | 16.6296 | 933.36 | 2.3796 | 49.63 | 1.4139 | 0.96569 | 56.3928 | 1.1695 | 35.38 | 0.19481 | 0.97467 | 41.1487 | 1.3644 | 3.9 | 1.9318 | -0.56748 | 2.2138 | 2.3796 | 49.63 | 1.4139 | 0.96569 | 56.3928 | 2.4201 | 47.42 | 1.5752 | 0.84492 | 53.6667 | 0.013635 | 0.4077 | 0.16771 | 0.63348 | 12.7264 | 0.032447 | 0.015946 | 0.018603 | 0.032447 | 0.032999 | 0.67671 | 0.48241 | 0.053177 | 0.67671 | 0.64658 | 0.76892 | 0.56107 | 0.030186 | 0.76892 | 0.73175 | 0.013635 | 0.4077 | 0.16771 | 0.63348 | 12.7264 | 0.032447 | 0.015946 | 0.018603 | 0.032447 | 0.032999 | 0.67671 | 0.48241 | 0.053177 | 0.67671 | 0.64658 | 0.76892 | 0.56107 | 0.030186 | 0.76892 | 0.73175
112 | 0.25 | 0.25 | South/Central | SC | Charleston.Intl.AP.722080 | 3 | 1030593 | 28.9749 | 12.9818 | 46.4257 | 28.9058 | 17.5198 | 952.46 | 2.4133 | 30.53 | 2.3378 | 0.07549 | 32.9096 | 1.2032 | 16.28 | 1.1187 | 0.084473 | 17.6654 | 1.398 | -15.2 | 2.8557 | -1.4577 | -21.2694 | 2.4133 | 30.53 | 2.3378 | 0.07549 | 32.9096 | 2.4538 | 28.32 | 2.4991 | -0.045285 | 30.1834 | 0.013635 | 0.39507 | 0.17701 | 0.63302 | 12.9869 | 0.032906 | 0.016405 | 0.019062 | 0.032906 | 0.033458 | 0.41628 | 0.22198 | -0.20725 | 0.41628 | 0.38615 | 0.44872 | 0.24087 | -0.29001 | 0.44872 | 0.41155 | 0.013635 | 0.39507 | 0.17701 | 0.63302 | 12.9869 | 0.032906 | 0.016405 | 0.019062 | 0.032906 | 0.033458 | 0.41628 | 0.22198 | -0.20725 | 0.41628 | 0.38615 | 0.44872 | 0.24087 | -0.29001 | 0.44872 | 0.41155
113 | 0.25 | 0.3 | South/Central | SC | Charleston.Intl.AP.722080 | 3 | 1030593 | 28.1497 | 13.6541 | 46.4833 | 28.0827 | 18.4007 | 972.4 | 2.3557 | 10.59 | 3.161 | -0.80535 | 8.5087 | 1.1455 | -3.66 | 1.9419 | -0.79636 | -6.7354 | 1.3404 | -35.14 | 3.6789 | -2.3385 | -45.6703 | 2.3557 | 10.59 | 3.161 | -0.80535 | 8.5087 | 2.3962 | 8.38 | 3.3223 | -0.92612 | 5.7826 | 0.013635 | 0.38382 | 0.18617 | 0.6338 | 13.2587 | 0.03212 | 0.015619 | 0.018276 | 0.03212 | 0.032672 | 0.1444 | -0.049904 | -0.47914 | 0.1444 | 0.11426 | 0.11602 | -0.091838 | -0.62272 | 0.11602 | 0.078846 | 0.013635 | 0.38382 | 0.18617 | 0.6338 | 13.2587 | 0.03212 | 0.015619 | 0.018276 | 0.03212 | 0.032672 | 0.1444 | -0.049904 | -0.47914 | 0.1444 | 0.11426 | 0.11602 | -0.091838 | -0.62272 | 0.11602 | 0.078846
114 | 0.25 | 0.35 | South/Central | SC | Charleston.Intl.AP.722080 | 3 | 1030593 | 27.3946 | 14.3464 | 46.6415 | 27.3293 | 19.3122 | 994.26 | 2.1975 | -11.27 | 3.9144 | -1.7169 | -18.004 | 0.98731 | -25.52 | 2.6952 | -1.7079 | -33.2481 | 1.1822 | -57 | 4.4323 | -3.2501 | -72.183 | 2.1975 | -11.27 | 3.9144 | -1.7169 | -18.004 | 2.238 | -13.48 | 4.0757 | -1.8377 | -20.7301 | 0.013635 | 0.37353 | 0.19561 | 0.63596 | 13.5568 | 0.029963 | 0.013462 | 0.016119 | 0.029963 | 0.030515 | -0.15367 | -0.34797 | -0.7772 | -0.15367 | -0.1838 | -0.24549 | -0.45334 | -0.98422 | -0.24549 | -0.28266 | 0.013635 | 0.37353 | 0.19561 | 0.63596 | 13.5568 | 0.029963 | 0.013462 | 0.016119 | 0.029963 | 0.030515 | -0.15367 | -0.34797 | -0.7772 | -0.15367 | -0.1838 | -0.24549 | -0.45334 | -0.98422 | -0.24549 | -0.28266
115 | 0.25 | 0.4 | South/Central | SC | Charleston.Intl.AP.722080 | 3 | 1030593 | 27.253 | 14.3076 | 46.4813 | 27.188 | 19.2932 | 991.96 | 2.3577 | -8.97 | 4.0556 | -1.6979 | -15.443 | 1.1476 | -23.22 | 2.8365 | -1.6889 | -30.6871 | 1.3424 | -54.7 | 4.5735 | -3.2311 | -69.622 | 2.3577 | -8.97 | 4.0556 | -1.6979 | -15.443 | 2.3982 | -11.18 | 4.2169 | -1.8187 | -18.1691 | 0.013635 | 0.3716 | 0.19509 | 0.63378 | 13.5255 | 0.032148 | 0.015647 | 0.018304 | 0.032148 | 0.0327 | -0.12231 | -0.31661 | -0.74584 | -0.12231 | -0.15244 | -0.21057 | -0.41842 | -0.9493 | -0.21057 | -0.24774 | 0.013635 | 0.3716 | 0.19509 | 0.63378 | 13.5255 | 0.032148 | 0.015647 | 0.018304 | 0.032148 | 0.0327 | -0.12231 | -0.31661 | -0.74584 | -0.12231 | -0.15244 | -0.21057 | -0.41842 | -0.9493 | -0.21057 | -0.24774
116 | 0.24 | 0.2 | South/Central | SC | Charleston.Intl.AP.722080 | 3 | 1030593 | 29.6403 | 12.3101 | 46.199 | 29.5697 | 16.6294 | 930.27 | 2.6399 | 52.72 | 1.674 | 0.96594 | 59.7304 | 1.4298 | 38.47 | 0.45486 | 0.97492 | 44.4862 | 1.6247 | 6.99 | 2.1919 | -0.56723 | 5.5514 | 2.6399 | 52.72 | 1.674 | 0.96594 | 59.7304 | 2.6804 | 50.51 | 1.8353 | 0.84517 | 57.0042 | 0.013635 | 0.40415 | 0.16785 | 0.62993 | 12.6843 | 0.035996 | 0.019495 | 0.022152 | 0.035996 | 0.036548 | 0.71884 | 0.52454 | 0.095309 | 0.71884 | 0.68871 | 0.81443 | 0.60657 | 0.075694 | 0.81443 | 0.77726 | 0.013635 | 0.40415 | 0.16785 | 0.62993 | 12.6843 | 0.035996 | 0.019495 | 0.022152 | 0.035996 | 0.036548 | 0.71884 | 0.52454 | 0.095309 | 0.71884 | 0.68871 | 0.81443 | 0.60657 | 0.075694 | 0.81443 | 0.77726
117 | 0.24 | 0.25 | South/Central | SC | Charleston.Intl.AP.722080 | 3 | 1030593 | 28.7147 | 12.9918 | 46.1754 | 28.6463 | 17.5291 | 949.66 | 2.6636 | 33.33 | 2.5974 | 0.0662 | 35.862 | 1.4534 | 19.08 | 1.3782 | 0.075183 | 20.6179 | 1.6483 | -12.4 | 3.1152 | -1.467 | -18.317 | 2.6636 | 33.33 | 2.5974 | 0.0662 | 35.862 | 2.7041 | 31.12 | 2.7586 | -0.054575 | 33.1358 | 0.013635 | 0.39153 | 0.17714 | 0.62961 | 12.9487 | 0.036318 | 0.019817 | 0.022474 | 0.036318 | 0.03687 | 0.45446 | 0.26016 | -0.16907 | 0.45446 | 0.42432 | 0.48898 | 0.28113 | -0.24975 | 0.48898 | 0.45181 | 0.013635 | 0.39153 | 0.17714 | 0.62961 | 12.9487 | 0.036318 | 0.019817 | 0.022474 | 0.036318 | 0.03687 | 0.45446 | 0.26016 | -0.16907 | 0.45446 | 0.42432 | 0.48898 | 0.28113 | -0.24975 | 0.48898 | 0.45181
118 | 0.24 | 0.3 | South/Central | SC | Charleston.Intl.AP.722080 | 3 | 1030593 | 27.8897 | 13.6646 | 46.2339 | 27.8232 | 18.4106 | 969.63 | 2.6051 | 13.36 | 3.4204 | -0.8153 | 11.4337 | 1.395 | -0.89 | 2.2013 | -0.80631 | -3.8104 | 1.5898 | -32.37 | 3.9383 | -2.3485 | -42.7453 | 2.6051 | 13.36 | 3.4204 | -0.8153 | 11.4337 | 2.6456 | 11.15 | 3.5817 | -0.93607 | 8.7076 | 0.013635 | 0.38028 | 0.18632 | 0.6304 | 13.221 | 0.035521 | 0.019021 | 0.021678 | 0.035521 | 0.036073 | 0.18216 | -0.012135 | -0.44137 | 0.18216 | 0.15203 | 0.1559 | -0.051956 | -0.58284 | 0.1559 | 0.11873 | 0.013635 | 0.38028 | 0.18632 | 0.6304 | 13.221 | 0.035521 | 0.019021 | 0.021678 | 0.035521 | 0.036073 | 0.18216 | -0.012135 | -0.44137 | 0.18216 | 0.15203 | 0.1559 | -0.051956 | -0.58284 | 0.1559 | 0.11873
119 | 0.24 | 0.35 | South/Central | SC | Charleston.Intl.AP.722080 | 3 | 1030593 | 27.1439 | 14.3661 | 46.4099 | 27.0792 | 19.3307 | 991.89 | 2.4291 | -8.9 | 4.1645 | -1.7353 | -15.5347 | 1.219 | -23.15 | 2.9453 | -1.7264 | -30.7789 | 1.4138 | -54.63 | 4.6823 | -3.2685 | -69.7137 | 2.4291 | -8.9 | 4.1645 | -1.7353 | -15.5347 | 2.4696 | -11.11 | 4.3257 | -1.8561 | -18.2609 | 0.013635 | 0.37011 | 0.19588 | 0.6328 | 13.5245 | 0.033121 | 0.016621 | 0.019278 | 0.033121 | 0.033674 | -0.12135 | -0.31565 | -0.74488 | -0.12135 | -0.15149 | -0.21182 | -0.41967 | -0.95055 | -0.21182 | -0.24899 | 0.013635 | 0.37011 | 0.19588 | 0.6328 | 13.5245 | 0.033121 | 0.016621 | 0.019278 | 0.033121 | 0.033674 | -0.12135 | -0.31565 | -0.74488 | -0.12135 | -0.15149 | -0.21182 | -0.41967 | -0.95055 | -0.21182 | -0.24899
120 | 0.24 | 0.4 | South/Central | SC | Charleston.Intl.AP.722080 | 3 | 1030593 | 27.0028 | 14.3182 | 46.2416 | 26.9384 | 19.3032 | 989.3 | 2.5974 | -6.31 | 4.3053 | -1.7079 | -12.6441 | 1.3872 | -20.56 | 3.0861 | -1.6989 | -27.8883 | 1.5821 | -52.04 | 4.8232 | -3.2411 | -66.8231 | 2.5974 | -6.31 | 4.3053 | -1.7079 | -12.6441 | 2.6379 | -8.52 | 4.4666 | -1.8287 | -15.3703 | 0.013635 | 0.36818 | 0.19523 | 0.63051 | 13.4892 | 0.035415 | 0.018915 | 0.021572 | 0.035415 | 0.035968 | -0.086037 | -0.28034 | -0.70957 | -0.086037 | -0.11617 | -0.1724 | -0.38026 | -0.91114 | -0.1724 | -0.20957 | 0.013635 | 0.36818 | 0.19523 | 0.63051 | 13.4892 | 0.035415 | 0.018915 | 0.021572 | 0.035415 | 0.035968 | -0.086037 | -0.28034 | -0.70957 | -0.086037 | -0.11617 | -0.1724 | -0.38026 | -0.91114 | -0.1724 | -0.20957
121 | 0.22 | 0.2 | South/Central | SC | Charleston.Intl.AP.722080 | 3 | 1030593 | 29.1097 | 12.3299 | 45.6782 | 29.0402 | 16.638 | 924.22 | 3.1608 | 58.77 | 2.2034 | 0.95736 | 66.165 | 1.9506 | 44.52 | 0.9843 | 0.96634 | 50.9209 | 2.1455 | 13.04 | 2.7213 | -0.57581 | 11.986 | 3.1608 | 58.77 | 2.2034 | 0.95736 | 66.165 | 3.2013 | 56.56 | 2.3647 | 0.83659 | 63.4389 | 0.013635 | 0.39691 | 0.16812 | 0.62283 | 12.6018 | 0.043098 | 0.026597 | 0.029254 | 0.043098 | 0.04365 | 0.80133 | 0.60703 | 0.1778 | 0.80133 | 0.7712 | 0.90216 | 0.69431 | 0.16343 | 0.90216 | 0.86499 | 0.013635 | 0.39691 | 0.16812 | 0.62283 | 12.6018 | 0.043098 | 0.026597 | 0.029254 | 0.043098 | 0.04365 | 0.80133 | 0.60703 | 0.1778 | 0.80133 | 0.7712 | 0.90216 | 0.69431 | 0.16343 | 0.90216 | 0.86499
122 | 0.22 | 0.25 | South/Central | SC | Charleston.Intl.AP.722080 | 3 | 1030593 | 28.1933 | 13.013 | 45.6652 | 28.1261 | 17.5391 | 943.77 | 3.1738 | 39.22 | 3.1176 | 0.056228 | 42.1231 | 1.9636 | 24.97 | 1.8984 | 0.06521 | 26.879 | 2.1585 | -6.51 | 3.6355 | -1.4769 | -12.0558 | 3.1738 | 39.22 | 3.1176 | 0.056228 | 42.1231 | 3.2143 | 37.01 | 3.2788 | -0.064547 | 39.397 | 0.013635 | 0.38442 | 0.17743 | 0.62265 | 12.8684 | 0.043275 | 0.026774 | 0.029431 | 0.043275 | 0.043827 | 0.53477 | 0.34047 | -0.088764 | 0.53477 | 0.50463 | 0.57435 | 0.3665 | -0.16438 | 0.57435 | 0.53718 | 0.013635 | 0.38442 | 0.17743 | 0.62265 | 12.8684 | 0.043275 | 0.026774 | 0.029431 | 0.043275 | 0.043827 | 0.53477 | 0.34047 | -0.088764 | 0.53477 | 0.50463 | 0.57435 | 0.3665 | -0.16438 | 0.57435 | 0.53718
123 | 0.22 | 0.3 | South/Central | SC | Charleston.Intl.AP.722080 | 3 | 1030593 | 27.378 | 13.6945 | 45.7418 | 27.3127 | 18.4291 | 964.15 | 3.0972 | 18.84 | 3.931 | -0.83378 | 17.2337 | 1.887 | 4.59 | 2.7118 | -0.82479 | 1.9896 | 2.0819 | -26.89 | 4.4488 | -2.3669 | -36.9453 | 3.0972 | 18.84 | 3.931 | -0.83378 | 17.2337 | 3.1377 | 16.63 | 4.0922 | -0.95455 | 14.5076 | 0.013635 | 0.3733 | 0.18673 | 0.62369 | 13.1463 | 0.04223 | 0.02573 | 0.028387 | 0.04223 | 0.042783 | 0.25688 | 0.062585 | -0.36665 | 0.25688 | 0.22675 | 0.23498 | 0.027128 | -0.50375 | 0.23498 | 0.19781 | 0.013635 | 0.3733 | 0.18673 | 0.62369 | 13.1463 | 0.04223 | 0.02573 | 0.028387 | 0.04223 | 0.042783 | 0.25688 | 0.062585 | -0.36665 | 0.25688 | 0.22675 | 0.23498 | 0.027128 | -0.50375 | 0.23498 | 0.19781
124 | 0.22 | 0.35 | South/Central | SC | Charleston.Intl.AP.722080 | 3 | 1030593 | 26.6233 | 14.3968 | 45.9099 | 26.5597 | 19.3501 | 986.29 | 2.9291 | -3.3 | 4.6839 | -1.7548 | -9.6596 | 1.719 | -17.55 | 3.4648 | -1.7458 | -24.9037 | 1.9138 | -49.03 | 5.2018 | -3.288 | -63.8386 | 2.9291 | -3.3 | 4.6839 | -1.7548 | -9.6596 | 2.9696 | -5.51 | 4.8452 | -1.8756 | -12.3857 | 0.013635 | 0.36301 | 0.1963 | 0.62598 | 13.4481 | 0.039939 | 0.023438 | 0.026095 | 0.039939 | 0.040491 | -0.044996 | -0.2393 | -0.66853 | -0.044996 | -0.075129 | -0.13171 | -0.33956 | -0.87044 | -0.13171 | -0.16888 | 0.013635 | 0.36301 | 0.1963 | 0.62598 | 13.4481 | 0.039939 | 0.023438 | 0.026095 | 0.039939 | 0.040491 | -0.044996 | -0.2393 | -0.66853 | -0.044996 | -0.075129 | -0.13171 | -0.33956 | -0.87044 | -0.13171 | -0.16888
125 | 0.22 | 0.4 | South/Central | SC | Charleston.Intl.AP.722080 | 3 | 1030593 | 26.4921 | 14.358 | 45.7607 | 26.4289 | 19.3318 | 984.14 | 3.0783 | -1.15 | 4.8148 | -1.7365 | -7.259 | 1.8681 | -15.4 | 3.5956 | -1.7275 | -22.5031 | 2.063 | -46.88 | 5.3327 | -3.2697 | -61.438 | 3.0783 | -1.15 | 4.8148 | -1.7365 | -7.259 | 3.1188 | -3.36 | 4.9761 | -1.8573 | -9.9851 | 0.013635 | 0.36122 | 0.19577 | 0.62395 | 13.4188 | 0.041973 | 0.025472 | 0.028129 | 0.041973 | 0.042525 | -0.01568 | -0.20998 | -0.63921 | -0.01568 | -0.045814 | -0.098977 | -0.30683 | -0.83771 | -0.098977 | -0.13615 | 0.013635 | 0.36122 | 0.19577 | 0.62395 | 13.4188 | 0.041973 | 0.025472 | 0.028129 | 0.041973 | 0.042525 | -0.01568 | -0.20998 | -0.63921 | -0.01568 | -0.045814 | -0.098977 | -0.30683 | -0.83771 | -0.098977 | -0.13615
126 | 0.2 | 0.2 | South/Central | SC | Charleston.Intl.AP.722080 | 3 | 1030593 | 28.5788 | 12.3506 | 45.1577 | 28.5106 | 16.6471 | 918.19 | 3.6813 | 64.8 | 2.7331 | 0.9482 | 72.5792 | 2.4711 | 50.55 | 1.5139 | 0.95719 | 57.3351 | 2.666 | 19.07 | 3.251 | -0.58497 | 18.4002 | 3.6813 | 64.8 | 2.7331 | 0.9482 | 72.5792 | 3.7218 | 62.59 | 2.8944 | 0.82743 | 69.8531 | 0.013635 | 0.38967 | 0.1684 | 0.61573 | 12.5196 | 0.050195 | 0.033694 | 0.036351 | 0.050195 | 0.050747 | 0.88355 | 0.68925 | 0.26002 | 0.88355 | 0.85342 | 0.98962 | 0.78177 | 0.25089 | 0.98962 | 0.95245 | 0.013635 | 0.38967 | 0.1684 | 0.61573 | 12.5196 | 0.050195 | 0.033694 | 0.036351 | 0.050195 | 0.050747 | 0.88355 | 0.68925 | 0.26002 | 0.88355 | 0.85342 | 0.98962 | 0.78177 | 0.25089 | 0.98962 | 0.95245
127 | 0.2 | 0.25 | South/Central | SC | Charleston.Intl.AP.722080 | 3 | 1030593 | 27.6627 | 13.0431 | 45.1544 | 27.5967 | 17.5577 | 938.05 | 3.6846 | 44.94 | 3.647 | 0.03757 | 48.158 | 2.4744 | 30.69 | 2.4279 | 0.046552 | 32.9139 | 2.6693 | -0.79 | 4.1649 | -1.4956 | -6.021 | 3.6846 | 44.94 | 3.647 | 0.03757 | 48.158 | 3.7251 | 42.73 | 3.8083 | -0.083205 | 45.4319 | 0.013635 | 0.37718 | 0.17784 | 0.61568 | 12.7904 | 0.050239 | 0.033739 | 0.036396 | 0.050239 | 0.050792 | 0.61276 | 0.41846 | -0.010772 | 0.61276 | 0.58263 | 0.65664 | 0.44878 | -0.082096 | 0.65664 | 0.61947 | 0.013635 | 0.37718 | 0.17784 | 0.61568 | 12.7904 | 0.050239 | 0.033739 | 0.036396 | 0.050239 | 0.050792 | 0.61276 | 0.41846 | -0.010772 | 0.61276 | 0.58263 | 0.65664 | 0.44878 | -0.082096 | 0.65664 | 0.61947
128 | 0.2 | 0.3 | South/Central | SC | Charleston.Intl.AP.722080 | 3 | 1030593 | 26.8474 | 13.725 | 45.2317 | 26.7833 | 18.4484 | 958.44 | 3.6073 | 24.55 | 4.4604 | -0.85311 | 23.2416 | 2.3971 | 10.3 | 3.2413 | -0.84413 | 7.9975 | 2.592 | -21.18 | 4.9783 | -2.3863 | -30.9374 | 3.6073 | 24.55 | 4.4604 | -0.85311 | 23.2416 | 3.6478 | 22.34 | 4.6217 | -0.97389 | 20.5155 | 0.013635 | 0.36607 | 0.18714 | 0.61674 | 13.0684 | 0.049186 | 0.032685 | 0.035342 | 0.049186 | 0.049738 | 0.33474 | 0.14044 | -0.28879 | 0.33474 | 0.30461 | 0.3169 | 0.10905 | -0.42183 | 0.3169 | 0.27973 | 0.013635 | 0.36607 | 0.18714 | 0.61674 | 13.0684 | 0.049186 | 0.032685 | 0.035342 | 0.049186 | 0.049738 | 0.33474 | 0.14044 | -0.28879 | 0.33474 | 0.30461 | 0.3169 | 0.10905 | -0.42183 | 0.3169 | 0.27973
129 | 0.2 | 0.35 | South/Central | SC | Charleston.Intl.AP.722080 | 3 | 1030593 | 26.1024 | 14.4366 | 45.4193 | 26.0401 | 19.3792 | 981.06 | 3.4197 | 1.93 | 5.2036 | -1.7839 | -4.1643 | 2.2095 | -12.32 | 3.9845 | -1.7749 | -19.4084 | 2.4044 | -43.8 | 5.7215 | -3.3171 | -58.3433 | 3.4197 | 1.93 | 5.2036 | -1.7839 | -4.1643 | 3.4602 | -0.28 | 5.3649 | -1.9047 | -6.8904 | 0.013635 | 0.35591 | 0.19684 | 0.6193 | 13.3768 | 0.046628 | 0.030127 | 0.032784 | 0.046628 | 0.04718 | 0.026316 | -0.16798 | -0.59722 | 0.026316 | -0.0038178 | -0.056781 | -0.26464 | -0.79552 | -0.056781 | -0.093952 | 0.013635 | 0.35591 | 0.19684 | 0.6193 | 13.3768 | 0.046628 | 0.030127 | 0.032784 | 0.046628 | 0.04718 | 0.026316 | -0.16798 | -0.59722 | 0.026316 | -0.0038178 | -0.056781 | -0.26464 | -0.79552 | -0.056781 | -0.093952
130 | 0.2 | 0.4 | South/Central | SC | Charleston.Intl.AP.722080 | 3 | 1030593 | 25.9812 | 14.3891 | 45.2807 | 25.9192 | 19.3615 | 979.05 | 3.5583 | 3.94 | 5.3245 | -1.7662 | -1.9136 | 2.3481 | -10.31 | 4.1053 | -1.7572 | -17.1577 | 2.543 | -41.79 | 5.8424 | -3.2993 | -56.0926 | 3.5583 | 3.94 | 5.3245 | -1.7662 | -1.9136 | 3.5988 | 1.73 | 5.4858 | -1.8869 | -4.6397 | 0.013635 | 0.35426 | 0.1962 | 0.61741 | 13.3494 | 0.048518 | 0.032017 | 0.034674 | 0.048518 | 0.04907 | 0.053722 | -0.14058 | -0.56981 | 0.053722 | 0.023589 | -0.026092 | -0.23395 | -0.76483 | -0.026092 | -0.063263 | 0.013635 | 0.35426 | 0.1962 | 0.61741 | 13.3494 | 0.048518 | 0.032017 | 0.034674 | 0.048518 | 0.04907 | 0.053722 | -0.14058 | -0.56981 | 0.053722 | 0.023589 | -0.026092 | -0.23395 | -0.76483 | -0.026092 | -0.063263
133 | 0.32 | 0.2 | South/Central | SC | Charleston.Intl.AP.722080 | 3 | 1030593 | 31.7044 | 12.2382 | 48.2314 | 31.629 | 16.6024 | 953.94 | 0.60762 | 29.05 | -0.38532 | 0.99293 | 34.4495 | -0.60254 | 14.8 | -1.6045 | 1.0019 | 19.2054 | -0.40766 | -16.68 | 0.13257 | -0.54024 | -19.7295 | 0.60762 | 29.05 | -0.38532 | 0.99293 | 34.4495 | 0.64813 | 26.84 | -0.22403 | 0.87216 | 31.7233 | 0.013635 | 0.43229 | 0.16687 | 0.65764 | 13.007 | 0.0082849 | -0.0082156 | -0.0055585 | 0.0082849 | 0.0088373 | 0.3961 | 0.2018 | -0.22743 | 0.3961 | 0.36597 | 0.46972 | 0.26187 | -0.26901 | 0.46972 | 0.43255 | 0.013635 | 0.43229 | 0.16687 | 0.65764 | 13.007 | 0.0082849 | -0.0082156 | -0.0055585 | 0.0082849 | 0.0088373 | 0.3961 | 0.2018 | -0.22743 | 0.3961 | 0.36597 | 0.46972 | 0.26187 | -0.26901 | 0.46972 | 0.43255
134 | 0.32 | 0.23 | South/Central | SC | Charleston.Intl.AP.722080 | 3 | 1030593 | 31.1201 | 12.6403 | 48.1795 | 31.0461 | 17.1334 | 964.96 | 0.65946 | 18.03 | 0.19757 | 0.46189 | 20.8468 | -0.55069 | 3.78 | -1.0216 | 0.47087 | 5.6027 | -0.35582 | -27.7 | 0.71546 | -1.0713 | -33.3321 | 0.65946 | 18.03 | 0.19757 | 0.46189 | 20.8468 | 0.69997 | 15.82 | 0.35886 | 0.34111 | 18.1207 | 0.013635 | 0.42433 | 0.17235 | 0.65693 | 13.1573 | 0.0089918 | -0.0075088 | -0.0048517 | 0.0089918 | 0.0095441 | 0.24584 | 0.051541 | -0.37769 | 0.24584 | 0.21571 | 0.28425 | 0.076394 | -0.45449 | 0.28425 | 0.24708 | 0.013635 | 0.42433 | 0.17235 | 0.65693 | 13.1573 | 0.0089918 | -0.0075088 | -0.0048517 | 0.0089918 | 0.0095441 | 0.24584 | 0.051541 | -0.37769 | 0.24584 | 0.21571 | 0.28425 | 0.076394 | -0.45449 | 0.28425 | 0.24708
135 | 0.32 | 0.25 | South/Central | SC | Charleston.Intl.AP.722080 | 3 | 1030593 | 30.7477 | 12.9013 | 48.1573 | 30.6745 | 17.4828 | 972.35 | 0.68166 | 10.64 | 0.56912 | 0.11253 | 11.7458 | -0.5285 | -3.61 | -0.65001 | 0.12152 | -3.4983 | -0.33363 | -35.09 | 1.087 | -1.4206 | -42.4332 | 0.68166 | 10.64 | 0.56912 | 0.11253 | 11.7458 | 0.72217 | 8.43 | 0.73041 | -0.0082406 | 9.0196 | 0.013635 | 0.41925 | 0.17591 | 0.65663 | 13.2581 | 0.0092944 | -0.0072061 | -0.004549 | 0.0092944 | 0.0098468 | 0.14508 | -0.049223 | -0.47845 | 0.14508 | 0.11494 | 0.16015 | -0.0477 | -0.57858 | 0.16015 | 0.12298 | 0.013635 | 0.41925 | 0.17591 | 0.65663 | 13.2581 | 0.0092944 | -0.0072061 | -0.004549 | 0.0092944 | 0.0098468 | 0.14508 | -0.049223 | -0.47845 | 0.14508 | 0.11494 | 0.16015 | -0.0477 | -0.57858 | 0.16015 | 0.12298
136 | 0.32 | 0.3 | South/Central | SC | Charleston.Intl.AP.722080 | 3 | 1030593 | 30.596 | 12.9524 | 48.1183 | 30.5232 | 17.5951 | 974.4 | 0.72065 | 8.59 | 0.72044 | 0.00021572 | 9.2275 | -0.4895 | -5.66 | -0.4987 | 0.0091984 | -6.0167 | -0.29463 | -37.14 | 1.2383 | -1.533 | -44.9515 | 0.72065 | 8.59 | 0.72044 | 0.00021572 | 9.2275 | 0.76116 | 6.38 | 0.88172 | -0.12056 | 6.5013 | 0.013635 | 0.41718 | 0.17661 | 0.6561 | 13.286 | 0.0098262 | -0.0066744 | -0.0040173 | 0.0098262 | 0.010379 | 0.11713 | -0.077175 | -0.50641 | 0.11713 | 0.086992 | 0.12582 | -0.082038 | -0.61292 | 0.12582 | 0.088646 | 0.013635 | 0.41718 | 0.17661 | 0.6561 | 13.286 | 0.0098262 | -0.0066744 | -0.0040173 | 0.0098262 | 0.010379 | 0.11713 | -0.077175 | -0.50641 | 0.11713 | 0.086992 | 0.12582 | -0.082038 | -0.61292 | 0.12582 | 0.088646
137 | 0.32 | 0.35 | South/Central | SC | Charleston.Intl.AP.722080 | 3 | 1030593 | 29.7516 | 13.5647 | 48.0766 | 29.6809 | 18.3957 | 991.41 | 0.76241 | -8.42 | 1.5628 | -0.8004 | -11.7461 | -0.44775 | -22.67 | 0.34367 | -0.79142 | -26.9902 | -0.25288 | -54.15 | 2.0807 | -2.3336 | -65.9251 | 0.76241 | -8.42 | 1.5628 | -0.8004 | -11.7461 | 0.80292 | -10.63 | 1.7241 | -0.92118 | -14.4722 | 0.013635 | 0.40567 | 0.18496 | 0.65553 | 13.518 | 0.010395 | -0.0061051 | -0.003448 | 0.010395 | 0.010948 | -0.11481 | -0.30911 | -0.73834 | -0.11481 | -0.14494 | -0.16016 | -0.36801 | -0.89889 | -0.16016 | -0.19733 | 0.013635 | 0.40567 | 0.18496 | 0.65553 | 13.518 | 0.010395 | -0.0061051 | -0.003448 | 0.010395 | 0.010948 | -0.11481 | -0.30911 | -0.73834 | -0.11481 | -0.14494 | -0.16016 | -0.36801 | -0.89889 | -0.16016 | -0.19733
138 | 0.32 | 0.4 | South/Central | SC | Charleston.Intl.AP.722080 | 3 | 1030593 | 28.9967 | 14.1772 | 48.1247 | 28.9277 | 19.1971 | 1009.53 | 0.71423 | -26.54 | 2.316 | -1.6017 | -33.8899 | -0.49592 | -40.79 | 1.0968 | -1.5928 | -49.134 | -0.30105 | -72.27 | 2.8339 | -3.1349 | -88.0689 | 0.71423 | -26.54 | 2.316 | -1.6017 | -33.8899 | 0.75474 | -28.75 | 2.4773 | -1.7225 | -36.616 | 0.013635 | 0.39537 | 0.19331 | 0.65618 | 13.765 | 0.0097386 | -0.0067619 | -0.0041048 | 0.0097386 | 0.010291 | -0.36187 | -0.55617 | -0.98541 | -0.36187 | -0.39201 | -0.46209 | -0.66995 | -1.2008 | -0.46209 | -0.49926 | 0.013635 | 0.39537 | 0.19331 | 0.65618 | 13.765 | 0.0097386 | -0.0067619 | -0.0041048 | 0.0097386 | 0.010291 | -0.36187 | -0.55617 | -0.98541 | -0.36187 | -0.39201 | -0.46209 | -0.66995 | -1.2008 | -0.46209 | -0.49926
140 | 0.2 | 0.45 | South/Central | SC | Charleston.Intl.AP.722080 | 3 | 1030593 | 25.568 | 14.8298 | 45.4588 | 25.507 | 19.9518 | 994.09 | 3.3802 | -11.1 | 5.7367 | -2.3565 | -20.0521 | 2.17 | -25.35 | 4.5176 | -2.3475 | -35.2962 | 2.3649 | -56.83 | 6.2546 | -3.8897 | -74.2311 | 3.3802 | -11.1 | 5.7367 | -2.3565 | -20.0521 | 3.4207 | -13.31 | 5.898 | -2.4773 | -22.7783 | 0.013635 | 0.34862 | 0.20221 | 0.61983 | 13.5545 | 0.046089 | 0.029588 | 0.032246 | 0.046089 | 0.046641 | -0.15135 | -0.34565 | -0.77488 | -0.15135 | -0.18148 | -0.27341 | -0.48127 | -1.0121 | -0.27341 | -0.31058 | 0.013635 | 0.34862 | 0.20221 | 0.61983 | 13.5545 | 0.046089 | 0.029588 | 0.032246 | 0.046089 | 0.046641 | -0.15135 | -0.34565 | -0.77488 | -0.15135 | -0.18148 | -0.27341 | -0.48127 | -1.0121 | -0.27341 | -0.31058
141 | 0.22 | 0.45 | South/Central | SC | Charleston.Intl.AP.722080 | 3 | 1030593 | 26.0692 | 14.7992 | 45.9394 | 26.007 | 19.9324 | 999.45 | 2.8996 | -16.46 | 5.2367 | -2.3371 | -25.6785 | 1.6895 | -30.71 | 4.0175 | -2.3281 | -40.9226 | 1.8843 | -62.19 | 5.7546 | -3.8702 | -79.8575 | 2.8996 | -16.46 | 5.2367 | -2.3371 | -25.6785 | 2.9401 | -18.67 | 5.398 | -2.4578 | -28.4046 | 0.013635 | 0.35546 | 0.20179 | 0.62639 | 13.6276 | 0.039537 | 0.023036 | 0.025693 | 0.039537 | 0.040089 | -0.22443 | -0.41873 | -0.84797 | -0.22443 | -0.25457 | -0.35013 | -0.55798 | -1.0889 | -0.35013 | -0.3873 | 0.013635 | 0.35546 | 0.20179 | 0.62639 | 13.6276 | 0.039537 | 0.023036 | 0.025693 | 0.039537 | 0.040089 | -0.22443 | -0.41873 | -0.84797 | -0.22443 | -0.25457 | -0.35013 | -0.55798 | -1.0889 | -0.35013 | -0.3873
142 | 0.24 | 0.45 | South/Central | SC | Charleston.Intl.AP.722080 | 3 | 1030593 | 26.5701 | 14.7591 | 46.4004 | 26.5067 | 19.8936 | 1004.14 | 2.4386 | -21.15 | 4.7369 | -2.2983 | -30.5367 | 1.2285 | -35.4 | 3.5178 | -2.2893 | -45.7809 | 1.4233 | -66.88 | 5.2548 | -3.8315 | -84.7157 | 2.4386 | -21.15 | 4.7369 | -2.2983 | -30.5367 | 2.4791 | -23.36 | 4.8982 | -2.4191 | -33.2629 | 0.013635 | 0.36229 | 0.20124 | 0.63267 | 13.6915 | 0.033251 | 0.01675 | 0.019407 | 0.033251 | 0.033803 | -0.28838 | -0.48268 | -0.91191 | -0.28838 | -0.31852 | -0.41637 | -0.62423 | -1.1551 | -0.41637 | -0.45354 | 0.013635 | 0.36229 | 0.20124 | 0.63267 | 13.6915 | 0.033251 | 0.01675 | 0.019407 | 0.033251 | 0.033803 | -0.28838 | -0.48268 | -0.91191 | -0.28838 | -0.31852 | -0.41637 | -0.62423 | -1.1551 | -0.41637 | -0.45354
143 | 0.25 | 0.45 | South/Central | SC | Charleston.Intl.AP.722080 | 3 | 1030593 | 26.8207 | 14.7483 | 46.65 | 26.7568 | 19.8931 | 1007.13 | 2.189 | -24.14 | 4.4869 | -2.2978 | -33.7178 | 0.97887 | -38.39 | 3.2677 | -2.2889 | -48.9619 | 1.1737 | -69.87 | 5.0047 | -3.831 | -87.8968 | 2.189 | -24.14 | 4.4869 | -2.2978 | -33.7178 | 2.2295 | -26.35 | 4.6481 | -2.4186 | -36.444 | 0.013635 | 0.3657 | 0.20109 | 0.63608 | 13.7323 | 0.029848 | 0.013347 | 0.016004 | 0.029848 | 0.0304 | -0.32915 | -0.52345 | -0.95268 | -0.32915 | -0.35928 | -0.45975 | -0.6676 | -1.1985 | -0.45975 | -0.49692 | 0.013635 | 0.3657 | 0.20109 | 0.63608 | 13.7323 | 0.029848 | 0.013347 | 0.016004 | 0.029848 | 0.0304 | -0.32915 | -0.52345 | -0.95268 | -0.32915 | -0.35928 | -0.45975 | -0.6676 | -1.1985 | -0.45975 | -0.49692
144 | 0.26 | 0.45 | South/Central | SC | Charleston.Intl.AP.722080 | 3 | 1030593 | 27.0306 | 14.7591 | 46.8801 | 26.9662 | 19.9139 | 1010.34 | 1.9589 | -27.35 | 4.2775 | -2.3186 | -37.2216 | 0.74871 | -41.6 | 3.0584 | -2.3096 | -52.4657 | 0.94358 | -73.08 | 4.7954 | -3.8518 | -91.4006 | 1.9589 | -27.35 | 4.2775 | -2.3186 | -37.2216 | 1.9994 | -29.56 | 4.4388 | -2.4394 | -39.9477 | 0.013635 | 0.36856 | 0.20124 | 0.63921 | 13.7761 | 0.026709 | 0.010209 | 0.012866 | 0.026709 | 0.027262 | -0.37292 | -0.56722 | -0.99645 | -0.37292 | -0.40305 | -0.50752 | -0.71537 | -1.2463 | -0.50752 | -0.54469 | 0.013635 | 0.36856 | 0.20124 | 0.63921 | 13.7761 | 0.026709 | 0.010209 | 0.012866 | 0.026709 | 0.027262 | -0.37292 | -0.56722 | -0.99645 | -0.37292 | -0.40305 | -0.50752 | -0.71537 | -1.2463 | -0.50752 | -0.54469
145 | 0.27 | 0.45 | South/Central | SC | Charleston.Intl.AP.722080 | 3 | 1030593 | 27.2313 | 14.7791 | 47.1108 | 27.1664 | 19.9444 | 1013.76 | 1.7282 | -30.77 | 4.0773 | -2.3491 | -40.9919 | 0.51802 | -45.02 | 2.8581 | -2.3401 | -56.236 | 0.71289 | -76.5 | 4.5951 | -3.8823 | -95.1709 | 1.7282 | -30.77 | 4.0773 | -2.3491 | -40.9919 | 1.7687 | -32.98 | 4.2385 | -2.4699 | -43.718 | 0.013635 | 0.3713 | 0.20151 | 0.64236 | 13.8227 | 0.023564 | 0.0070632 | 0.0097203 | 0.023564 | 0.024116 | -0.41955 | -0.61385 | -1.0431 | -0.41955 | -0.44968 | -0.55893 | -0.76678 | -1.2977 | -0.55893 | -0.5961 | 0.013635 | 0.3713 | 0.20151 | 0.64236 | 13.8227 | 0.023564 | 0.0070632 | 0.0097203 | 0.023564 | 0.024116 | -0.41955 | -0.61385 | -1.0431 | -0.41955 | -0.44968 | -0.55893 | -0.76678 | -1.2977 | -0.55893 | -0.5961
146 | 0.28 | 0.45 | South/Central | SC | Charleston.Intl.AP.722080 | 3 | 1030593 | 27.4411 | 14.7985 | 47.35 | 27.3758 | 19.9743 | 1017.26 | 1.4889 | -34.27 | 3.8679 | -2.3789 | -44.8552 | 0.27879 | -48.52 | 2.6487 | -2.37 | -60.0993 | 0.47366 | -80 | 4.3858 | -3.9121 | -99.0342 | 1.4889 | -34.27 | 3.8679 | -2.3789 | -44.8552 | 1.5295 | -36.48 | 4.0292 | -2.4997 | -47.5813 | 0.013635 | 0.37416 | 0.20178 | 0.64562 | 13.8704 | 0.020302 | 0.0038013 | 0.0064584 | 0.020302 | 0.020854 | -0.46727 | -0.66157 | -1.0908 | -0.46727 | -0.49741 | -0.6116 | -0.81946 | -1.3503 | -0.6116 | -0.64878 | 0.013635 | 0.37416 | 0.20178 | 0.64562 | 13.8704 | 0.020302 | 0.0038013 | 0.0064584 | 0.020302 | 0.020854 | -0.46727 | -0.66157 | -1.0908 | -0.46727 | -0.49741 | -0.6116 | -0.81946 | -1.3503 | -0.6116 | -0.64878
147 | 0.3 | 0.45 | South/Central | SC | Charleston.Intl.AP.722080 | 3 | 1030593 | 27.8016 | 14.8884 | 47.8405 | 27.7354 | 20.105 | 1025.99 | 0.99852 | -43 | 3.5082 | -2.5097 | -54.6439 | -0.21164 | -57.25 | 2.2891 | -2.5007 | -69.888 | -0.016768 | -88.73 | 4.0261 | -4.0429 | -108.8229 | 0.99852 | -43 | 3.5082 | -2.5097 | -54.6439 | 1.039 | -45.21 | 3.6695 | -2.6305 | -57.3701 | 0.013635 | 0.37908 | 0.203 | 0.65231 | 13.9895 | 0.013615 | -0.0028857 | -0.00022863 | 0.013615 | 0.014167 | -0.58631 | -0.78061 | -1.2098 | -0.58631 | -0.61644 | -0.74507 | -0.95293 | -1.4838 | -0.74507 | -0.78225 | 0.013635 | 0.37908 | 0.203 | 0.65231 | 13.9895 | 0.013615 | -0.0028857 | -0.00022863 | 0.013615 | 0.014167 | -0.58631 | -0.78061 | -1.2098 | -0.58631 | -0.61644 | -0.74507 | -0.95293 | -1.4838 | -0.74507 | -0.78225
148 | 0.2 | 0.5 | South/Central | SC | Charleston.Intl.AP.722080 | 3 | 1030593 | 24.9442 | 15.5123 | 45.7378 | 24.8847 | 20.8532 | 1017.12 | 3.1011 | -34.13 | 6.359 | -3.2579 | -47.836 | 1.891 | -48.38 | 5.1399 | -3.2489 | -63.0802 | 2.0859 | -79.86 | 6.8769 | -4.791 | -102.015 | 3.1011 | -34.13 | 6.359 | -3.2579 | -47.836 | 3.1417 | -36.34 | 6.5203 | -3.3786 | -50.5622 | 0.013635 | 0.34012 | 0.21151 | 0.62364 | 13.8685 | 0.042284 | 0.025784 | 0.028441 | 0.042284 | 0.042837 | -0.46537 | -0.65967 | -1.0889 | -0.46537 | -0.4955 | -0.65225 | -0.8601 | -1.391 | -0.65225 | -0.68942 | 0.013635 | 0.34012 | 0.21151 | 0.62364 | 13.8685 | 0.042284 | 0.025784 | 0.028441 | 0.042284 | 0.042837 | -0.46537 | -0.65967 | -1.0889 | -0.46537 | -0.4955 | -0.65225 | -0.8601 | -1.391 | -0.65225 | -0.68942
149 | 0.22 | 0.5 | South/Central | SC | Charleston.Intl.AP.722080 | 3 | 1030593 | 25.4451 | 15.4718 | 46.199 | 25.3844 | 20.8146 | 1021.83 | 2.6399 | -38.84 | 5.8593 | -3.2193 | -52.7025 | 1.4298 | -53.09 | 4.6401 | -3.2103 | -67.9466 | 1.6247 | -84.57 | 6.3772 | -4.7525 | -106.8815 | 2.6399 | -38.84 | 5.8593 | -3.2193 | -52.7025 | 2.6805 | -41.05 | 6.0206 | -3.3401 | -55.4286 | 0.013635 | 0.34695 | 0.21096 | 0.62993 | 13.9327 | 0.035996 | 0.019495 | 0.022152 | 0.035996 | 0.036548 | -0.52959 | -0.72389 | -1.1531 | -0.52959 | -0.55972 | -0.7186 | -0.92646 | -1.4573 | -0.7186 | -0.75577 | 0.013635 | 0.34695 | 0.21096 | 0.62993 | 13.9327 | 0.035996 | 0.019495 | 0.022152 | 0.035996 | 0.036548 | -0.52959 | -0.72389 | -1.1531 | -0.52959 | -0.55972 | -0.7186 | -0.92646 | -1.4573 | -0.7186 | -0.75577
150 | 0.24 | 0.5 | South/Central | SC | Charleston.Intl.AP.722080 | 3 | 1030593 | 25.9454 | 15.431 | 46.6679 | 25.8835 | 20.7844 | 1026.82 | 2.1711 | -43.83 | 5.3602 | -3.1891 | -57.8909 | 0.96091 | -58.08 | 4.141 | -3.1801 | -73.135 | 1.1558 | -89.56 | 5.8781 | -4.7223 | -112.0698 | 2.1711 | -43.83 | 5.3602 | -3.1891 | -57.8909 | 2.2116 | -46.04 | 5.5215 | -3.3099 | -60.617 | 0.013635 | 0.35377 | 0.2104 | 0.63632 | 14.0008 | 0.029603 | 0.013102 | 0.015759 | 0.029603 | 0.030155 | -0.59763 | -0.79193 | -1.2212 | -0.59763 | -0.62776 | -0.78935 | -0.9972 | -1.5281 | -0.78935 | -0.82652 | 0.013635 | 0.35377 | 0.2104 | 0.63632 | 14.0008 | 0.029603 | 0.013102 | 0.015759 | 0.029603 | 0.030155 | -0.59763 | -0.79193 | -1.2212 | -0.59763 | -0.62776 | -0.78935 | -0.9972 | -1.5281 | -0.78935 | -0.82652
151 | 0.25 | 0.5 | South/Central | SC | Charleston.Intl.AP.722080 | 3 | 1030593 | 26.1862 | 15.411 | 46.8888 | 26.1238 | 20.765 | 1029.05 | 1.9502 | -46.06 | 5.1199 | -3.1697 | -60.1949 | 0.74004 | -60.31 | 3.9007 | -3.1607 | -75.439 | 0.93491 | -91.79 | 5.6377 | -4.7028 | -114.3739 | 1.9502 | -46.06 | 5.1199 | -3.1697 | -60.1949 | 1.9907 | -48.27 | 5.2811 | -3.2904 | -62.921 | 0.013635 | 0.35705 | 0.21013 | 0.63933 | 14.0312 | 0.026591 | 0.01009 | 0.012748 | 0.026591 | 0.027143 | -0.62803 | -0.82233 | -1.2516 | -0.62803 | -0.65817 | -0.82076 | -1.0286 | -1.5595 | -0.82076 | -0.85793 | 0.013635 | 0.35705 | 0.21013 | 0.63933 | 14.0312 | 0.026591 | 0.01009 | 0.012748 | 0.026591 | 0.027143 | -0.62803 | -0.82233 | -1.2516 | -0.62803 | -0.65817 | -0.82076 | -1.0286 | -1.5595 | -0.82076 | -0.85793
152 | 0.26 | 0.5 | South/Central | SC | Charleston.Intl.AP.722080 | 3 | 1030593 | 26.3969 | 15.4212 | 47.1197 | 26.334 | 20.7857 | 1032.25 | 1.7193 | -49.26 | 4.9097 | -3.1904 | -63.7053 | 0.50915 | -63.51 | 3.6905 | -3.1814 | -78.9494 | 0.70402 | -94.99 | 5.4275 | -4.7235 | -117.8843 | 1.7193 | -49.26 | 4.9097 | -3.1904 | -63.7053 | 1.7598 | -51.47 | 5.0709 | -3.3111 | -66.4314 | 0.013635 | 0.35992 | 0.21027 | 0.64248 | 14.0748 | 0.023443 | 0.0069423 | 0.0095993 | 0.023443 | 0.023995 | -0.67166 | -0.86596 | -1.2952 | -0.67166 | -0.7018 | -0.86863 | -1.0765 | -1.6074 | -0.86863 | -0.9058 | 0.013635 | 0.35992 | 0.21027 | 0.64248 | 14.0748 | 0.023443 | 0.0069423 | 0.0095993 | 0.023443 | 0.023995 | -0.67166 | -0.86596 | -1.2952 | -0.67166 | -0.7018 | -0.86863 | -1.0765 | -1.6074 | -0.86863 | -0.9058
153 | 0.27 | 0.5 | South/Central | SC | Charleston.Intl.AP.722080 | 3 | 1030593 | 26.6168 | 15.4307 | 47.359 | 26.5534 | 20.8056 | 1035.56 | 1.48 | -52.57 | 4.6903 | -3.2103 | -67.3036 | 0.26985 | -66.82 | 3.4712 | -3.2013 | -82.5477 | 0.46472 | -98.3 | 5.2082 | -4.7435 | -121.4825 | 1.48 | -52.57 | 4.6903 | -3.2103 | -67.3036 | 1.5205 | -54.78 | 4.8516 | -3.3311 | -70.0297 | 0.013635 | 0.36292 | 0.2104 | 0.64574 | 14.1199 | 0.02018 | 0.0036794 | 0.0063365 | 0.02018 | 0.020732 | -0.7168 | -0.9111 | -1.3403 | -0.7168 | -0.74693 | -0.91769 | -1.1255 | -1.6564 | -0.91769 | -0.95486 | 0.013635 | 0.36292 | 0.2104 | 0.64574 | 14.1199 | 0.02018 | 0.0036794 | 0.0063365 | 0.02018 | 0.020732 | -0.7168 | -0.9111 | -1.3403 | -0.7168 | -0.74693 | -0.91769 | -1.1255 | -1.6564 | -0.91769 | -0.95486
154 | 0.28 | 0.5 | South/Central | SC | Charleston.Intl.AP.722080 | 3 | 1030593 | 26.7972 | 15.4806 | 47.5996 | 26.7333 | 20.8663 | 1039.76 | 1.2394 | -56.77 | 4.5103 | -3.271 | -72.0124 | 0.029201 | -71.02 | 3.2912 | -3.262 | -87.2565 | 0.22407 | -102.5 | 5.0282 | -4.8041 | -126.1914 | 1.2394 | -56.77 | 4.5103 | -3.271 | -72.0124 | 1.2799 | -58.98 | 4.6716 | -3.3917 | -74.7385 | 0.013635 | 0.36538 | 0.21108 | 0.64902 | 14.1772 | 0.016899 | 0.00039815 | 0.0030552 | 0.016899 | 0.017451 | -0.77406 | -0.96836 | -1.3976 | -0.77406 | -0.8042 | -0.98189 | -1.1897 | -1.7206 | -0.98189 | -1.0191 | 0.013635 | 0.36538 | 0.21108 | 0.64902 | 14.1772 | 0.016899 | 0.00039815 | 0.0030552 | 0.016899 | 0.017451 | -0.77406 | -0.96836 | -1.3976 | -0.77406 | -0.8042 | -0.98189 | -1.1897 | -1.7206 | -0.98189 | -1.0191
155 | 0.3 | 0.5 | South/Central | SC | Charleston.Intl.AP.722080 | 3 | 1030593 | 27.1569 | 15.5905 | 48.109 | 27.0923 | 21.0168 | 1049.16 | 0.72996 | -66.17 | 4.1514 | -3.4214 | -82.5731 | -0.48019 | -80.42 | 2.9323 | -3.4125 | -97.8172 | -0.28532 | -111.9 | 4.6693 | -4.9546 | -136.7521 | 0.72996 | -66.17 | 4.1514 | -3.4214 | -82.5731 | 0.77047 | -68.38 | 4.3127 | -3.5422 | -85.2992 | 0.013635 | 0.37029 | 0.21258 | 0.65597 | 14.3054 | 0.0099531 | -0.0065475 | -0.0038904 | 0.0099531 | 0.010505 | -0.90223 | -1.0965 | -1.5258 | -0.90223 | -0.93237 | -1.1259 | -1.3337 | -1.8646 | -1.1259 | -1.1631 | 0.013635 | 0.37029 | 0.21258 | 0.65597 | 14.3054 | 0.0099531 | -0.0065475 | -0.0038904 | 0.0099531 | 0.010505 | -0.90223 | -1.0965 | -1.5258 | -0.90223 | -0.93237 | -1.1259 | -1.3337 | -1.8646 | -1.1259 | -1.1631
156 | 0.37 | 0.17 | South/Central | SC | Charleston.Intl.AP.722080 | 3 | 1030593 | 33.5696 | 11.8073 | 49.5743 | 33.4899 | 16.0845 | 958.65 | -0.73536 | 24.34 | -2.2462 | 1.5109 | 31.1781 | -1.9455 | 10.09 | -3.4654 | 1.5198 | 15.934 | -1.7506 | -21.39 | -1.7283 | -0.022305 | -23.0009 | -0.73536 | 24.34 | -2.2462 | 1.5109 | 31.1781 | -0.69485 | 22.13 | -2.0849 | 1.3901 | 28.4519 | 0.013635 | 0.45772 | 0.16099 | 0.67595 | 13.0713 | -0.010027 | -0.026527 | -0.02387 | -0.010027 | -0.0094744 | 0.33188 | 0.13758 | -0.29165 | 0.33188 | 0.30174 | 0.42512 | 0.21726 | -0.31362 | 0.42512 | 0.38794 | 0.013635 | 0.45772 | 0.16099 | 0.67595 | 13.0713 | -0.010027 | -0.026527 | -0.02387 | -0.010027 | -0.0094744 | 0.33188 | 0.13758 | -0.29165 | 0.33188 | 0.30174 | 0.42512 | 0.21726 | -0.31362 | 0.42512 | 0.38794
157 | 0.37 | 0.19 | South/Central | SC | Charleston.Intl.AP.722080 | 3 | 1030593 | 33.1375 | 12.0775 | 49.4931 | 33.0587 | 16.4343 | 965.32 | -0.65407 | 17.67 | -1.8151 | 1.161 | 22.8189 | -1.8642 | 3.42 | -3.0342 | 1.17 | 7.5748 | -1.6694 | -28.06 | -1.2972 | -0.37219 | -31.3601 | -0.65407 | 17.67 | -1.8151 | 1.161 | 22.8189 | -0.61357 | 15.46 | -1.6538 | 1.0402 | 20.0927 | 0.013635 | 0.45183 | 0.16468 | 0.67484 | 13.1622 | -0.0089184 | -0.025419 | -0.022762 | -0.0089184 | -0.008366 | 0.24093 | 0.046632 | -0.3826 | 0.24093 | 0.2108 | 0.31114 | 0.10328 | -0.4276 | 0.31114 | 0.27397 | 0.013635 | 0.45183 | 0.16468 | 0.67484 | 13.1622 | -0.0089184 | -0.025419 | -0.022762 | -0.0089184 | -0.008366 | 0.24093 | 0.046632 | -0.3826 | 0.24093 | 0.2108 | 0.31114 | 0.10328 | -0.4276 | 0.31114 | 0.27397
158 | 0.37 | 0.2 | South/Central | SC | Charleston.Intl.AP.722080 | 3 | 1030593 | 32.936 | 12.2084 | 49.4632 | 32.8578 | 16.6054 | 968.71 | -0.62423 | 14.28 | -1.6141 | 0.98989 | 18.6046 | -1.8344 | 0.03 | -2.8333 | 0.99887 | 3.3605 | -1.6395 | -31.45 | -1.0962 | -0.54328 | -35.5744 | -0.62423 | 14.28 | -1.6141 | 0.98989 | 18.6046 | -0.58372 | 12.07 | -1.4528 | 0.86911 | 15.8784 | 0.013635 | 0.44909 | 0.16646 | 0.67443 | 13.2084 | -0.0085115 | -0.025012 | -0.022355 | -0.0085115 | -0.0079591 | 0.19471 | 0.00040905 | -0.42882 | 0.19471 | 0.16458 | 0.25367 | 0.04582 | -0.48506 | 0.25367 | 0.2165 | 0.013635 | 0.44909 | 0.16646 | 0.67443 | 13.2084 | -0.0085115 | -0.025012 | -0.022355 | -0.0085115 | -0.0079591 | 0.19471 | 0.00040905 | -0.42882 | 0.19471 | 0.16458 | 0.25367 | 0.04582 | -0.48506 | 0.25367 | 0.2165
159 | 0.37 | 0.23 | South/Central | SC | Charleston.Intl.AP.722080 | 3 | 1030593 | 32.3422 | 12.6 | 49.3907 | 32.2653 | 17.1254 | 979.22 | -0.55176 | 3.77 | -1.0217 | 0.46991 | 5.5632 | -1.7619 | -10.48 | -2.2408 | 0.47889 | -9.6809 | -1.567 | -41.96 | -0.50378 | -1.0633 | -48.6158 | -0.55176 | 3.77 | -1.0217 | 0.46991 | 5.5632 | -0.51125 | 1.56 | -0.86038 | 0.34913 | 2.837 | 0.013635 | 0.44099 | 0.1718 | 0.67345 | 13.3517 | -0.0075233 | -0.024024 | -0.021367 | -0.0075233 | -0.0069709 | 0.051404 | -0.1429 | -0.57213 | 0.051404 | 0.021271 | 0.075854 | -0.132 | -0.66288 | 0.075854 | 0.038683 | 0.013635 | 0.44099 | 0.1718 | 0.67345 | 13.3517 | -0.0075233 | -0.024024 | -0.021367 | -0.0075233 | -0.0069709 | 0.051404 | -0.1429 | -0.57213 | 0.051404 | 0.021271 | 0.075854 | -0.132 | -0.66288 | 0.075854 | 0.038683
160 | 0.37 | 0.25 | South/Central | SC | Charleston.Intl.AP.722080 | 3 | 1030593 | 31.9699 | 12.8608 | 49.3599 | 31.894 | 17.4659 | 986.34 | -0.52087 | -3.35 | -0.65031 | 0.12944 | -3.1878 | -1.731 | -17.6 | -1.8694 | 0.13843 | -18.4319 | -1.5362 | -49.08 | -0.13243 | -1.4037 | -57.3668 | -0.52087 | -3.35 | -0.65031 | 0.12944 | -3.1878 | -0.48036 | -5.56 | -0.48903 | 0.0086681 | -5.914 | 0.013635 | 0.43591 | 0.17536 | 0.67303 | 13.4488 | -0.0071021 | -0.023603 | -0.020946 | -0.0071021 | -0.0065498 | -0.045678 | -0.23998 | -0.66921 | -0.045678 | -0.075811 | -0.043466 | -0.25132 | -0.7822 | -0.043466 | -0.080637 | 0.013635 | 0.43591 | 0.17536 | 0.67303 | 13.4488 | -0.0071021 | -0.023603 | -0.020946 | -0.0071021 | -0.0065498 | -0.045678 | -0.23998 | -0.66921 | -0.045678 | -0.075811 | -0.043466 | -0.25132 | -0.7822 | -0.043466 | -0.080637
161 | 0.4 | 0.17 | South/Central | SC | Charleston.Intl.AP.722080 | 3 | 1030593 | 34.2907 | 11.7967 | 50.2957 | 34.2093 | 16.0864 | 967.26 | -1.4567 | 15.73 | -2.9656 | 1.509 | 21.8966 | -2.6668 | 1.48 | -4.1848 | 1.5179 | 6.6525 | -2.472 | -30 | -2.4477 | -0.024216 | -32.2824 | -1.4567 | 15.73 | -2.9656 | 1.509 | 21.8966 | -1.4162 | 13.52 | -2.8043 | 1.3882 | 19.1705 | 0.013635 | 0.46756 | 0.16085 | 0.68579 | 13.1887 | -0.019862 | -0.036362 | -0.033705 | -0.019862 | -0.01931 | 0.21448 | 0.02018 | -0.40905 | 0.21448 | 0.18435 | 0.29856 | 0.090707 | -0.44017 | 0.29856 | 0.26139 | 0.013635 | 0.46756 | 0.16085 | 0.68579 | 13.1887 | -0.019862 | -0.036362 | -0.033705 | -0.019862 | -0.01931 | 0.21448 | 0.02018 | -0.40905 | 0.21448 | 0.18435 | 0.29856 | 0.090707 | -0.44017 | 0.29856 | 0.26139
162 | 0.4 | 0.19 | South/Central | SC | Charleston.Intl.AP.722080 | 3 | 1030593 | 33.8585 | 12.0669 | 50.2236 | 33.7781 | 16.4455 | 974.28 | -1.3846 | 8.71 | -2.5345 | 1.1499 | 13.1722 | -2.5948 | -5.54 | -3.7536 | 1.1588 | -2.0719 | -2.3999 | -37.02 | -2.0166 | -0.38331 | -41.0068 | -1.3846 | 8.71 | -2.5345 | 1.1499 | 13.1722 | -1.3441 | 6.5 | -2.3732 | 1.0291 | 10.446 | 0.013635 | 0.46166 | 0.16453 | 0.6848 | 13.2844 | -0.018879 | -0.03538 | -0.032723 | -0.018879 | -0.018327 | 0.11876 | -0.075538 | -0.50477 | 0.11876 | 0.088628 | 0.1796 | -0.028251 | -0.55913 | 0.1796 | 0.14243 | 0.013635 | 0.46166 | 0.16453 | 0.6848 | 13.2844 | -0.018879 | -0.03538 | -0.032723 | -0.018879 | -0.018327 | 0.11876 | -0.075538 | -0.50477 | 0.11876 | 0.088628 | 0.1796 | -0.028251 | -0.55913 | 0.1796 | 0.14243
163 | 0.4 | 0.2 | South/Central | SC | Charleston.Intl.AP.722080 | 3 | 1030593 | 33.6568 | 12.1975 | 50.1923 | 33.5769 | 16.6155 | 977.63 | -1.3534 | 5.36 | -2.3332 | 0.97984 | 9.0044 | -2.5635 | -8.89 | -3.5523 | 0.98882 | -6.2397 | -2.3686 | -40.37 | -1.8153 | -0.55333 | -45.1745 | -1.3534 | 5.36 | -2.3332 | 0.97984 | 9.0044 | -1.3128 | 3.15 | -2.1719 | 0.85906 | 6.2783 | 0.013635 | 0.45891 | 0.16631 | 0.68438 | 13.3301 | -0.018453 | -0.034954 | -0.032297 | -0.018453 | -0.017901 | 0.073084 | -0.12122 | -0.55045 | 0.073084 | 0.04295 | 0.12278 | -0.085079 | -0.61596 | 0.12278 | 0.085605 | 0.013635 | 0.45891 | 0.16631 | 0.68438 | 13.3301 | -0.018453 | -0.034954 | -0.032297 | -0.018453 | -0.017901 | 0.073084 | -0.12122 | -0.55045 | 0.073084 | 0.04295 | 0.12278 | -0.085079 | -0.61596 | 0.12278 | 0.085605
164 | 0.4 | 0.23 | South/Central | SC | Charleston.Intl.AP.722080 | 3 | 1030593 | 33.0632 | 12.5797 | 50.1017 | 32.9847 | 17.117 | 987.53 | -1.2627 | -4.54 | -1.7411 | 0.47836 | -3.3073 | -2.4729 | -18.79 | -2.9602 | 0.48734 | -18.5514 | -2.278 | -50.27 | -1.2232 | -1.0548 | -57.4863 | -1.2627 | -4.54 | -1.7411 | 0.47836 | -3.3073 | -1.2222 | -6.75 | -1.5798 | 0.35758 | -6.0334 | 0.013635 | 0.45082 | 0.17152 | 0.68314 | 13.465 | -0.017217 | -0.033718 | -0.031061 | -0.017217 | -0.016665 | -0.061903 | -0.2562 | -0.68544 | -0.061903 | -0.092037 | -0.045095 | -0.25295 | -0.78383 | -0.045095 | -0.082266 | 0.013635 | 0.45082 | 0.17152 | 0.68314 | 13.465 | -0.017217 | -0.033718 | -0.031061 | -0.017217 | -0.016665 | -0.061903 | -0.2562 | -0.68544 | -0.061903 | -0.092037 | -0.045095 | -0.25295 | -0.78383 | -0.045095 | -0.082266
165 | 0.4 | 0.25 | South/Central | SC | Charleston.Intl.AP.722080 | 3 | 1030593 | 32.6812 | 12.8405 | 50.0703 | 32.6036 | 17.4667 | 994.83 | -1.2313 | -11.84 | -1.3599 | 0.12866 | -12.2997 | -2.4414 | -26.09 | -2.5791 | 0.13764 | -27.5438 | -2.2466 | -57.57 | -0.84206 | -1.4045 | -66.4787 | -1.2313 | -11.84 | -1.3599 | 0.12866 | -12.2997 | -1.1908 | -14.05 | -1.1987 | 0.0078814 | -15.0258 | 0.013635 | 0.44561 | 0.17508 | 0.68271 | 13.5646 | -0.016789 | -0.033289 | -0.030632 | -0.016789 | -0.016236 | -0.16144 | -0.35574 | -0.78497 | -0.16144 | -0.19157 | -0.16771 | -0.37556 | -0.90644 | -0.16771 | -0.20488 | 0.013635 | 0.44561 | 0.17508 | 0.68271 | 13.5646 | -0.016789 | -0.033289 | -0.030632 | -0.016789 | -0.016236 | -0.16144 | -0.35574 | -0.78497 | -0.16144 | -0.19157 | -0.16771 | -0.37556 | -0.90644 | -0.16771 | -0.20488
166 | 0.21 | 0.17 | South/Central | SC | Charleston.Intl.AP.722080 | 3 | 1030593 | 29.4533 | 11.9287 | 45.4899 | 29.383 | 16.1069 | 910.35 | 3.3491 | 72.64 | 1.8607 | 1.4885 | 82.8421 | 2.139 | 58.39 | 0.64153 | 1.4974 | 67.598 | 2.3338 | 26.91 | 2.3786 | -0.044715 | 28.6631 | 3.3491 | 72.64 | 1.8607 | 1.4885 | 82.8421 | 3.3896 | 70.43 | 2.022 | 1.3677 | 80.116 | 0.013635 | 0.4016 | 0.16265 | 0.62026 | 12.4127 | 0.045666 | 0.029165 | 0.031822 | 0.045666 | 0.046218 | 0.99045 | 0.79615 | 0.36692 | 0.99045 | 0.96032 | 1.1296 | 0.9217 | 0.39082 | 1.1296 | 1.0924 | 0.013635 | 0.4016 | 0.16265 | 0.62026 | 12.4127 | 0.045666 | 0.029165 | 0.031822 | 0.045666 | 0.046218 | 0.99045 | 0.79615 | 0.36692 | 0.99045 | 0.96032 | 1.1296 | 0.9217 | 0.39082 | 1.1296 | 1.0924
167 | 0.21 | 0.19 | South/Central | SC | Charleston.Intl.AP.722080 | 3 | 1030593 | 29.0408 | 12.2002 | 45.4296 | 28.9715 | 16.4581 | 917.31 | 3.4094 | 65.68 | 2.2722 | 1.1372 | 74.1779 | 2.1993 | 51.43 | 1.0531 | 1.1462 | 58.9338 | 2.3941 | 19.95 | 2.7901 | -0.39595 | 19.9989 | 3.4094 | 65.68 | 2.2722 | 1.1372 | 74.1779 | 3.4499 | 63.47 | 2.4335 | 1.0164 | 71.4518 | 0.013635 | 0.39597 | 0.16635 | 0.61944 | 12.5076 | 0.046488 | 0.029987 | 0.032644 | 0.046488 | 0.04704 | 0.89555 | 0.70125 | 0.27202 | 0.89555 | 0.86542 | 1.0114 | 0.80357 | 0.27269 | 1.0114 | 0.97425 | 0.013635 | 0.39597 | 0.16635 | 0.61944 | 12.5076 | 0.046488 | 0.029987 | 0.032644 | 0.046488 | 0.04704 | 0.89555 | 0.70125 | 0.27202 | 0.89555 | 0.86542 | 1.0114 | 0.80357 | 0.27269 | 1.0114 | 0.97425
168 | 0.21 | 0.2 | South/Central | SC | Charleston.Intl.AP.722080 | 3 | 1030593 | 28.8488 | 12.3399 | 45.4178 | 28.78 | 16.6379 | 921.1 | 3.4212 | 61.89 | 2.4637 | 0.95746 | 69.4993 | 2.211 | 47.64 | 1.2446 | 0.96645 | 54.2552 | 2.4059 | 16.16 | 2.9816 | -0.57571 | 15.3204 | 3.4212 | 61.89 | 2.4637 | 0.95746 | 69.4993 | 3.4617 | 59.68 | 2.625 | 0.83669 | 66.7732 | 0.013635 | 0.39336 | 0.16826 | 0.61928 | 12.5593 | 0.046648 | 0.030147 | 0.032804 | 0.046648 | 0.0472 | 0.84387 | 0.64958 | 0.22034 | 0.84387 | 0.81374 | 0.94763 | 0.73977 | 0.20889 | 0.94763 | 0.91046 | 0.013635 | 0.39336 | 0.16826 | 0.61928 | 12.5593 | 0.046648 | 0.030147 | 0.032804 | 0.046648 | 0.0472 | 0.84387 | 0.64958 | 0.22034 | 0.84387 | 0.81374 | 0.94763 | 0.73977 | 0.20889 | 0.94763 | 0.91046
169 | 0.21 | 0.23 | South/Central | SC | Charleston.Intl.AP.722080 | 3 | 1030593 | 28.276 | 12.7612 | 45.4055 | 28.2085 | 17.197 | 933.17 | 3.4335 | 49.82 | 3.0351 | 0.39835 | 54.6371 | 2.2233 | 35.57 | 1.816 | 0.40733 | 39.393 | 2.4182 | 4.09 | 3.553 | -1.1348 | 0.45809 | 3.4335 | 49.82 | 3.0351 | 0.39835 | 54.6371 | 3.474 | 47.61 | 3.1964 | 0.27757 | 51.9109 | 0.013635 | 0.38555 | 0.174 | 0.61911 | 12.7238 | 0.046816 | 0.030315 | 0.032972 | 0.046816 | 0.047368 | 0.6793 | 0.485 | 0.055767 | 0.6793 | 0.64917 | 0.74498 | 0.53713 | 0.0062461 | 0.74498 | 0.70781 | 0.013635 | 0.38555 | 0.174 | 0.61911 | 12.7238 | 0.046816 | 0.030315 | 0.032972 | 0.046816 | 0.047368 | 0.6793 | 0.485 | 0.055767 | 0.6793 | 0.64917 | 0.74498 | 0.53713 | 0.0062461 | 0.74498 | 0.70781
170 | 0.21 | 0.25 | South/Central | SC | Charleston.Intl.AP.722080 | 3 | 1030593 | 27.9235 | 13.0233 | 45.3958 | 27.8569 | 17.5389 | 940.54 | 3.4432 | 42.45 | 3.3868 | 0.056402 | 45.5747 | 2.233 | 28.2 | 2.1676 | 0.065385 | 30.3306 | 2.4279 | -3.28 | 3.9046 | -1.4768 | -8.6043 | 3.4432 | 42.45 | 3.3868 | 0.056402 | 45.5747 | 3.4837 | 40.24 | 3.548 | -0.064373 | 42.8485 | 0.013635 | 0.38074 | 0.17757 | 0.61898 | 12.8243 | 0.046948 | 0.030447 | 0.033104 | 0.046948 | 0.0475 | 0.57881 | 0.38451 | -0.044723 | 0.57881 | 0.54868 | 0.62141 | 0.41356 | -0.11732 | 0.62141 | 0.58424 | 0.013635 | 0.38074 | 0.17757 | 0.61898 | 12.8243 | 0.046948 | 0.030447 | 0.033104 | 0.046948 | 0.0475 | 0.57881 | 0.38451 | -0.044723 | 0.57881 | 0.54868 | 0.62141 | 0.41356 | -0.11732 | 0.62141 | 0.58424
171 | 0.21 | 0.27 | South/Central | SC | Charleston.Intl.AP.722080 | 3 | 1030593 | 27.5908 | 13.3029 | 45.4323 | 27.5249 | 17.9074 | 949.02 | 3.4066 | 33.97 | 3.7187 | -0.31209 | 35.2081 | 2.1965 | 19.72 | 2.4996 | -0.30311 | 19.964 | 2.3913 | -11.76 | 4.2366 | -1.8453 | -18.9709 | 3.4066 | 33.97 | 3.7187 | -0.31209 | 35.2081 | 3.4471 | 31.76 | 3.88 | -0.43287 | 32.482 | 0.013635 | 0.3762 | 0.18139 | 0.61947 | 12.94 | 0.04645 | 0.029949 | 0.032606 | 0.04645 | 0.047002 | 0.46318 | 0.26888 | -0.16035 | 0.46318 | 0.43305 | 0.48006 | 0.27221 | -0.25867 | 0.48006 | 0.44289 | 0.013635 | 0.3762 | 0.18139 | 0.61947 | 12.94 | 0.04645 | 0.029949 | 0.032606 | 0.04645 | 0.047002 | 0.46318 | 0.26888 | -0.16035 | 0.46318 | 0.43305 | 0.48006 | 0.27221 | -0.25867 | 0.48006 | 0.44289
172 | 0.21 | 0.3 | South/Central | SC | Charleston.Intl.AP.722080 | 3 | 1030593 | 27.1082 | 13.7142 | 45.4825 | 27.0435 | 18.4389 | 961.25 | 3.3565 | 21.74 | 4.2001 | -0.84363 | 20.2877 | 2.1464 | 7.49 | 2.981 | -0.83464 | 5.0436 | 2.3412 | -23.99 | 4.718 | -2.3768 | -33.8913 | 3.3565 | 21.74 | 4.2001 | -0.84363 | 20.2877 | 3.397 | 19.53 | 4.3614 | -0.9644 | 17.5616 | 0.013635 | 0.36962 | 0.18699 | 0.62016 | 13.1067 | 0.045766 | 0.029266 | 0.031923 | 0.045766 | 0.046319 | 0.29643 | 0.10213 | -0.32711 | 0.29643 | 0.26629 | 0.27662 | 0.06877 | -0.46211 | 0.27662 | 0.23945 | 0.013635 | 0.36962 | 0.18699 | 0.62016 | 13.1067 | 0.045766 | 0.029266 | 0.031923 | 0.045766 | 0.046319 | 0.29643 | 0.10213 | -0.32711 | 0.29643 | 0.26629 | 0.27662 | 0.06877 | -0.46211 | 0.27662 | 0.23945
173 | 0.21 | 0.32 | South/Central | SC | Charleston.Intl.AP.722080 | 3 | 1030593 | 26.8151 | 13.976 | 45.5409 | 26.7511 | 18.7898 | 969.63 | 3.2981 | 13.36 | 4.4926 | -1.1945 | 10.1151 | 2.088 | -0.89 | 3.2734 | -1.1855 | -5.129 | 2.2828 | -32.37 | 5.0105 | -2.7276 | -44.0638 | 3.2981 | 13.36 | 4.4926 | -1.1945 | 10.1151 | 3.3386 | 11.15 | 4.6539 | -1.3152 | 7.389 | 0.013635 | 0.36563 | 0.19056 | 0.62095 | 13.221 | 0.04497 | 0.028469 | 0.031126 | 0.04497 | 0.045522 | 0.18216 | -0.012135 | -0.44137 | 0.18216 | 0.15203 | 0.13792 | -0.069934 | -0.60081 | 0.13792 | 0.10075 | 0.013635 | 0.36563 | 0.19056 | 0.62095 | 13.221 | 0.04497 | 0.028469 | 0.031126 | 0.04497 | 0.045522 | 0.18216 | -0.012135 | -0.44137 | 0.18216 | 0.15203 | 0.13792 | -0.069934 | -0.60081 | 0.13792 | 0.10075
174 | 0.21 | 0.35 | South/Central | SC | Charleston.Intl.AP.722080 | 3 | 1030593 | 26.363 | 14.4166 | 45.6694 | 26.3001 | 19.3693 | 983.82 | 3.1696 | -0.83 | 4.9435 | -1.774 | -7.0974 | 1.9594 | -15.08 | 3.7244 | -1.765 | -22.3415 | 2.1543 | -46.56 | 5.4614 | -3.3071 | -61.2764 | 3.1696 | -0.83 | 4.9435 | -1.774 | -7.0974 | 3.2101 | -3.04 | 5.1048 | -1.8947 | -9.8235 | 0.013635 | 0.35946 | 0.19657 | 0.62271 | 13.4145 | 0.043217 | 0.026717 | 0.029374 | 0.043217 | 0.04377 | -0.011317 | -0.20562 | -0.63485 | -0.011317 | -0.041451 | -0.096773 | -0.30463 | -0.83551 | -0.096773 | -0.13394 | 0.013635 | 0.35946 | 0.19657 | 0.62271 | 13.4145 | 0.043217 | 0.026717 | 0.029374 | 0.043217 | 0.04377 | -0.011317 | -0.20562 | -0.63485 | -0.011317 | -0.041451 | -0.096773 | -0.30463 | -0.83551 | -0.096773 | -0.13394
175 | 0.21 | 0.37 | South/Central | SC | Charleston.Intl.AP.722080 | 3 | 1030593 | 26.3822 | 14.3274 | 45.5899 | 26.3192 | 19.2707 | 980.74 | 3.2491 | 2.25 | 4.9244 | -1.6754 | -3.4317 | 2.0389 | -12 | 3.7053 | -1.6664 | -18.6758 | 2.2338 | -43.48 | 5.4423 | -3.2086 | -57.6107 | 3.2491 | 2.25 | 4.9244 | -1.6754 | -3.4317 | 3.2896 | 0.04 | 5.0857 | -1.7962 | -6.1578 | 0.013635 | 0.35972 | 0.19536 | 0.62162 | 13.3725 | 0.044301 | 0.027801 | 0.030458 | 0.044301 | 0.044854 | 0.030679 | -0.16362 | -0.59285 | 0.030679 | 0.0005454 | -0.046791 | -0.25465 | -0.78553 | -0.046791 | -0.083962 | 0.013635 | 0.35972 | 0.19536 | 0.62162 | 13.3725 | 0.044301 | 0.027801 | 0.030458 | 0.044301 | 0.044854 | 0.030679 | -0.16362 | -0.59285 | 0.030679 | 0.0005454 | -0.046791 | -0.25465 | -0.78553 | -0.046791 | -0.083962
176 | 0.21 | 0.4 | South/Central | SC | Charleston.Intl.AP.722080 | 3 | 1030593 | 26.2412 | 14.3785 | 45.5302 | 26.1786 | 19.3516 | 981.81 | 3.3088 | 1.18 | 5.0651 | -1.7562 | -4.8396 | 2.0987 | -13.07 | 3.8459 | -1.7473 | -20.0837 | 2.2935 | -44.55 | 5.5829 | -3.2894 | -59.0186 | 3.3088 | 1.18 | 5.0651 | -1.7562 | -4.8396 | 3.3493 | -1.03 | 5.2263 | -1.877 | -7.5657 | 0.013635 | 0.3578 | 0.19605 | 0.62081 | 13.3871 | 0.045116 | 0.028615 | 0.031272 | 0.045116 | 0.045668 | 0.016089 | -0.17821 | -0.60744 | 0.016089 | -0.014044 | -0.065988 | -0.27384 | -0.80472 | -0.065988 | -0.10316 | 0.013635 | 0.3578 | 0.19605 | 0.62081 | 13.3871 | 0.045116 | 0.028615 | 0.031272 | 0.045116 | 0.045668 | 0.016089 | -0.17821 | -0.60744 | 0.016089 | -0.014044 | -0.065988 | -0.27384 | -0.80472 | -0.065988 | -0.10316
177 | 0.21 | 0.42 | South/Central | SC | Charleston.Intl.AP.722080 | 3 | 1030593 | 26.0707 | 14.53 | 45.5619 | 26.0085 | 19.5534 | 986.63 | 3.2771 | -3.64 | 5.2351 | -1.9581 | -10.6667 | 2.0669 | -17.89 | 4.016 | -1.9491 | -25.9108 | 2.2618 | -49.37 | 5.753 | -3.4912 | -64.8457 | 3.2771 | -3.64 | 5.2351 | -1.9581 | -10.6667 | 3.3176 | -5.85 | 5.3964 | -2.0788 | -13.3928 | 0.013635 | 0.35548 | 0.19812 | 0.62124 | 13.4528 | 0.044683 | 0.028183 | 0.03084 | 0.044683 | 0.045236 | -0.049632 | -0.24393 | -0.67316 | -0.049632 | -0.079765 | -0.14544 | -0.3533 | -0.88418 | -0.14544 | -0.18261 | 0.013635 | 0.35548 | 0.19812 | 0.62124 | 13.4528 | 0.044683 | 0.028183 | 0.03084 | 0.044683 | 0.045236 | -0.049632 | -0.24393 | -0.67316 | -0.049632 | -0.079765 | -0.14544 | -0.3533 | -0.88418 | -0.14544 | -0.18261
178 | 0.21 | 0.45 | South/Central | SC | Charleston.Intl.AP.722080 | 3 | 1030593 | 25.8189 | 14.81 | 45.6899 | 25.7572 | 19.9326 | 996.45 | 3.1491 | -13.46 | 5.4864 | -2.3373 | -22.4927 | 1.939 | -27.71 | 4.2673 | -2.3283 | -37.7368 | 2.1338 | -59.19 | 6.0043 | -3.8705 | -76.6717 | 3.1491 | -13.46 | 5.4864 | -2.3373 | -22.4927 | 3.1896 | -15.67 | 5.6477 | -2.4581 | -25.2189 | 0.013635 | 0.35204 | 0.20194 | 0.62298 | 13.5867 | 0.042938 | 0.026438 | 0.029095 | 0.042938 | 0.043491 | -0.18353 | -0.37783 | -0.80706 | -0.18353 | -0.21366 | -0.30669 | -0.51454 | -1.0454 | -0.30669 | -0.34386 | 0.013635 | 0.35204 | 0.20194 | 0.62298 | 13.5867 | 0.042938 | 0.026438 | 0.029095 | 0.042938 | 0.043491 | -0.18353 | -0.37783 | -0.80706 | -0.18353 | -0.21366 | -0.30669 | -0.51454 | -1.0454 | -0.30669 | -0.34386
179 | 0.21 | 0.47 | South/Central | SC | Charleston.Intl.AP.722080 | 3 | 1030593 | 25.5574 | 15.0902 | 45.799 | 25.4964 | 20.3026 | 1005.84 | 3.0399 | -22.85 | 5.7473 | -2.7073 | -33.8299 | 1.8298 | -37.1 | 4.5281 | -2.6983 | -49.074 | 2.0247 | -68.58 | 6.2652 | -4.2405 | -88.0089 | 3.0399 | -22.85 | 5.7473 | -2.7073 | -33.8299 | 3.0805 | -25.06 | 5.9086 | -2.8281 | -36.556 | 0.013635 | 0.34848 | 0.20576 | 0.62447 | 13.7147 | 0.04145 | 0.024949 | 0.027606 | 0.04145 | 0.042002 | -0.31156 | -0.50586 | -0.93509 | -0.31156 | -0.3417 | -0.46127 | -0.66913 | -1.2 | -0.46127 | -0.49844 | 0.013635 | 0.34848 | 0.20576 | 0.62447 | 13.7147 | 0.04145 | 0.024949 | 0.027606 | 0.04145 | 0.042002 | -0.31156 | -0.50586 | -0.93509 | -0.31156 | -0.3417 | -0.46127 | -0.66913 | -1.2 | -0.46127 | -0.49844
180 | 0.21 | 0.5 | South/Central | SC | Charleston.Intl.AP.722080 | 3 | 1030593 | 25.1944 | 15.4918 | 45.9678 | 25.1343 | 20.8335 | 1019.46 | 2.8711 | -36.47 | 6.1094 | -3.2382 | -50.2513 | 1.661 | -50.72 | 4.8902 | -3.2292 | -65.4954 | 1.8559 | -82.2 | 6.6272 | -4.7714 | -104.4302 | 2.8711 | -36.47 | 6.1094 | -3.2382 | -50.2513 | 2.9117 | -38.68 | 6.2706 | -3.359 | -52.9774 | 0.013635 | 0.34353 | 0.21123 | 0.62677 | 13.9004 | 0.039148 | 0.022648 | 0.025305 | 0.039148 | 0.039701 | -0.49727 | -0.69157 | -1.1208 | -0.49727 | -0.5274 | -0.68518 | -0.89303 | -1.4239 | -0.68518 | -0.72235 | 0.013635 | 0.34353 | 0.21123 | 0.62677 | 13.9004 | 0.039148 | 0.022648 | 0.025305 | 0.039148 | 0.039701 | -0.49727 | -0.69157 | -1.1208 | -0.49727 | -0.5274 | -0.68518 | -0.89303 | -1.4239 | -0.68518 | -0.72235
181 | 0.23 | 0.17 | South/Central | SC | Charleston.Intl.AP.722080 | 3 | 1030593 | 29.9846 | 11.9089 | 46.0115 | 29.9132 | 16.0983 | 916.41 | 2.8275 | 66.58 | 1.3305 | 1.497 | 76.397 | 1.6173 | 52.33 | 0.11135 | 1.506 | 61.1529 | 1.8122 | 20.85 | 1.8484 | -0.036164 | 22.218 | 2.8275 | 66.58 | 1.3305 | 1.497 | 76.397 | 2.868 | 64.37 | 1.4918 | 1.3762 | 73.6709 | 0.013635 | 0.40884 | 0.16238 | 0.62737 | 12.4953 | 0.038553 | 0.022053 | 0.02471 | 0.038553 | 0.039106 | 0.90782 | 0.71352 | 0.28429 | 0.90782 | 0.87769 | 1.0417 | 0.83382 | 0.30294 | 1.0417 | 1.0045 | 0.013635 | 0.40884 | 0.16238 | 0.62737 | 12.4953 | 0.038553 | 0.022053 | 0.02471 | 0.038553 | 0.039106 | 0.90782 | 0.71352 | 0.28429 | 0.90782 | 0.87769 | 1.0417 | 0.83382 | 0.30294 | 1.0417 | 1.0045
182 | 0.23 | 0.19 | South/Central | SC | Charleston.Intl.AP.722080 | 3 | 1030593 | 29.5716 | 12.1799 | 45.9502 | 29.5011 | 16.449 | 923.33 | 2.8888 | 59.66 | 1.7426 | 1.1463 | 67.7597 | 1.6787 | 45.41 | 0.52342 | 1.1553 | 52.5156 | 1.8735 | 13.93 | 2.2604 | -0.3869 | 13.5807 | 2.8888 | 59.66 | 1.7426 | 1.1463 | 67.7597 | 2.9293 | 57.45 | 1.9038 | 1.0255 | 65.0336 | 0.013635 | 0.40321 | 0.16607 | 0.62653 | 12.5897 | 0.039389 | 0.022889 | 0.025546 | 0.039389 | 0.039942 | 0.81347 | 0.61917 | 0.18994 | 0.81347 | 0.78334 | 0.92391 | 0.71605 | 0.18517 | 0.92391 | 0.88674 | 0.013635 | 0.40321 | 0.16607 | 0.62653 | 12.5897 | 0.039389 | 0.022889 | 0.025546 | 0.039389 | 0.039942 | 0.81347 | 0.61917 | 0.18994 | 0.81347 | 0.78334 | 0.92391 | 0.71605 | 0.18517 | 0.92391 | 0.88674
183 | 0.23 | 0.2 | South/Central | SC | Charleston.Intl.AP.722080 | 3 | 1030593 | 29.371 | 12.3201 | 45.9395 | 29.301 | 16.6385 | 927.36 | 2.8994 | 55.63 | 1.9427 | 0.95678 | 62.8048 | 1.6893 | 41.38 | 0.72352 | 0.96576 | 47.5607 | 1.8841 | 9.9 | 2.4605 | -0.57639 | 8.6258 | 2.8994 | 55.63 | 1.9427 | 0.95678 | 62.8048 | 2.9399 | 53.42 | 2.1039 | 0.836 | 60.0786 | 0.013635 | 0.40048 | 0.16799 | 0.62639 | 12.6446 | 0.039534 | 0.023033 | 0.025691 | 0.039534 | 0.040086 | 0.75852 | 0.56422 | 0.13499 | 0.75852 | 0.72839 | 0.85635 | 0.64849 | 0.11761 | 0.85635 | 0.81918 | 0.013635 | 0.40048 | 0.16799 | 0.62639 | 12.6446 | 0.039534 | 0.023033 | 0.025691 | 0.039534 | 0.040086 | 0.75852 | 0.56422 | 0.13499 | 0.75852 | 0.72839 | 0.85635 | 0.64849 | 0.11761 | 0.85635 | 0.81918
184 | 0.23 | 0.23 | South/Central | SC | Charleston.Intl.AP.722080 | 3 | 1030593 | 28.8066 | 12.7314 | 45.9164 | 28.738 | 17.1784 | 938.89 | 2.9226 | 44.1 | 2.5057 | 0.4169 | 48.5979 | 1.7124 | 29.85 | 1.2866 | 0.42588 | 33.3538 | 1.9073 | -1.63 | 3.0236 | -1.1163 | -5.5811 | 2.9226 | 44.1 | 2.5057 | 0.4169 | 48.5979 | 2.9631 | 41.89 | 2.667 | 0.29612 | 45.8718 | 0.013635 | 0.39278 | 0.17359 | 0.62607 | 12.8018 | 0.03985 | 0.023349 | 0.026006 | 0.03985 | 0.040402 | 0.60131 | 0.40701 | -0.022225 | 0.60131 | 0.57117 | 0.66264 | 0.45478 | -0.076098 | 0.66264 | 0.62547 | 0.013635 | 0.39278 | 0.17359 | 0.62607 | 12.8018 | 0.03985 | 0.023349 | 0.026006 | 0.03985 | 0.040402 | 0.60131 | 0.40701 | -0.022225 | 0.60131 | 0.57117 | 0.66264 | 0.45478 | -0.076098 | 0.66264 | 0.62547
185 | 0.23 | 0.25 | South/Central | SC | Charleston.Intl.AP.722080 | 3 | 1030593 | 28.4542 | 13.0023 | 45.9155 | 28.3864 | 17.5291 | 946.55 | 2.9235 | 36.44 | 2.8573 | 0.066175 | 39.1874 | 1.7133 | 22.19 | 1.6382 | 0.075158 | 23.9433 | 1.9082 | -9.29 | 3.3752 | -1.467 | -14.9916 | 2.9235 | 36.44 | 2.8573 | 0.066175 | 39.1874 | 2.964 | 34.23 | 3.0186 | -0.0546 | 36.4613 | 0.013635 | 0.38797 | 0.17729 | 0.62606 | 12.9063 | 0.039862 | 0.023361 | 0.026019 | 0.039862 | 0.040414 | 0.49686 | 0.30256 | -0.12667 | 0.49686 | 0.46673 | 0.53432 | 0.32647 | -0.20441 | 0.53432 | 0.49715 | 0.013635 | 0.38797 | 0.17729 | 0.62606 | 12.9063 | 0.039862 | 0.023361 | 0.026019 | 0.039862 | 0.040414 | 0.49686 | 0.30256 | -0.12667 | 0.49686 | 0.46673 | 0.53432 | 0.32647 | -0.20441 | 0.53432 | 0.49715
186 | 0.23 | 0.27 | South/Central | SC | Charleston.Intl.AP.722080 | 3 | 1030593 | 28.1125 | 13.2731 | 45.9343 | 28.0454 | 17.8889 | 954.64 | 2.9047 | 28.35 | 3.1982 | -0.29354 | 29.2834 | 1.6945 | 14.1 | 1.9791 | -0.28456 | 14.0393 | 1.8894 | -17.38 | 3.7161 | -1.8267 | -24.8956 | 2.9047 | 28.35 | 3.1982 | -0.29354 | 29.2834 | 2.9452 | 26.14 | 3.3595 | -0.41431 | 26.5572 | 0.013635 | 0.38332 | 0.18098 | 0.62632 | 13.0166 | 0.039606 | 0.023105 | 0.025762 | 0.039606 | 0.040158 | 0.38655 | 0.19225 | -0.23698 | 0.38655 | 0.35642 | 0.39928 | 0.19143 | -0.33945 | 0.39928 | 0.36211 | 0.013635 | 0.38332 | 0.18098 | 0.62632 | 13.0166 | 0.039606 | 0.023105 | 0.025762 | 0.039606 | 0.040158 | 0.38655 | 0.19225 | -0.23698 | 0.38655 | 0.35642 | 0.39928 | 0.19143 | -0.33945 | 0.39928 | 0.36211
187 | 0.23 | 0.3 | South/Central | SC | Charleston.Intl.AP.722080 | 3 | 1030593 | 27.6382 | 13.6839 | 45.9921 | 27.5723 | 18.4198 | 966.96 | 2.8469 | 16.03 | 3.6713 | -0.82449 | 14.2799 | 1.6367 | 1.78 | 2.4522 | -0.8155 | -0.96419 | 1.8316 | -29.7 | 4.1892 | -2.3577 | -39.8991 | 2.8469 | 16.03 | 3.6713 | -0.82449 | 14.2799 | 2.8874 | 13.82 | 3.8326 | -0.94526 | 11.5538 | 0.013635 | 0.37685 | 0.18658 | 0.62711 | 13.1846 | 0.038817 | 0.022316 | 0.024974 | 0.038817 | 0.039369 | 0.21857 | 0.02427 | -0.40496 | 0.21857 | 0.18844 | 0.19471 | -0.013147 | -0.54403 | 0.19471 | 0.15754 | 0.013635 | 0.37685 | 0.18658 | 0.62711 | 13.1846 | 0.038817 | 0.022316 | 0.024974 | 0.038817 | 0.039369 | 0.21857 | 0.02427 | -0.40496 | 0.21857 | 0.18844 | 0.19471 | -0.013147 | -0.54403 | 0.19471 | 0.15754
188 | 0.23 | 0.32 | South/Central | SC | Charleston.Intl.AP.722080 | 3 | 1030593 | 27.3365 | 13.9448 | 46.0315 | 27.2713 | 18.7602 | 974.86 | 2.8075 | 8.13 | 3.9724 | -1.1648 | 4.6332 | 1.5974 | -6.12 | 2.7532 | -1.1559 | -10.611 | 1.7922 | -37.6 | 4.4903 | -2.698 | -49.5458 | 2.8075 | 8.13 | 3.9724 | -1.1648 | 4.6332 | 2.848 | 5.92 | 4.1337 | -1.2856 | 1.907 | 0.013635 | 0.37274 | 0.19014 | 0.62764 | 13.2923 | 0.038281 | 0.02178 | 0.024437 | 0.038281 | 0.038833 | 0.11085 | -0.083447 | -0.51268 | 0.11085 | 0.08072 | 0.063173 | -0.14468 | -0.67556 | 0.063173 | 0.026002 | 0.013635 | 0.37274 | 0.19014 | 0.62764 | 13.2923 | 0.038281 | 0.02178 | 0.024437 | 0.038281 | 0.038833 | 0.11085 | -0.083447 | -0.51268 | 0.11085 | 0.08072 | 0.063173 | -0.14468 | -0.67556 | 0.063173 | 0.026002
189 | 0.23 | 0.35 | South/Central | SC | Charleston.Intl.AP.722080 | 3 | 1030593 | 26.8839 | 14.377 | 46.1516 | 26.8198 | 19.3318 | 988.81 | 2.6874 | -5.82 | 4.4239 | -1.7365 | -12.2593 | 1.4773 | -20.07 | 3.2047 | -1.7275 | -27.5034 | 1.6721 | -51.55 | 4.9418 | -3.2696 | -66.4383 | 2.6874 | -5.82 | 4.4239 | -1.7365 | -12.2593 | 2.7279 | -8.03 | 4.5852 | -1.8572 | -14.9854 | 0.013635 | 0.36656 | 0.19603 | 0.62928 | 13.4825 | 0.036643 | 0.020143 | 0.0228 | 0.036643 | 0.037196 | -0.079356 | -0.27366 | -0.70289 | -0.079356 | -0.10949 | -0.16716 | -0.37501 | -0.90589 | -0.16716 | -0.20433 | 0.013635 | 0.36656 | 0.19603 | 0.62928 | 13.4825 | 0.036643 | 0.020143 | 0.0228 | 0.036643 | 0.037196 | -0.079356 | -0.27366 | -0.70289 | -0.079356 | -0.10949 | -0.16716 | -0.37501 | -0.90589 | -0.16716 | -0.20433
190 | 0.23 | 0.37 | South/Central | SC | Charleston.Intl.AP.722080 | 3 | 1030593 | 26.8931 | 14.2877 | 46.0614 | 26.8289 | 19.2324 | 985.58 | 2.7776 | -2.59 | 4.4147 | -1.6371 | -8.4369 | 1.5675 | -16.84 | 3.1956 | -1.6281 | -23.681 | 1.7623 | -48.32 | 4.9326 | -3.1703 | -62.6159 | 2.7776 | -2.59 | 4.4147 | -1.6371 | -8.4369 | 2.8181 | -4.8 | 4.576 | -1.7579 | -11.163 | 0.013635 | 0.36669 | 0.19481 | 0.62805 | 13.4385 | 0.037873 | 0.021372 | 0.024029 | 0.037873 | 0.038425 | -0.035315 | -0.22961 | -0.65885 | -0.035315 | -0.065448 | -0.11504 | -0.32289 | -0.85377 | -0.11504 | -0.15221 | 0.013635 | 0.36669 | 0.19481 | 0.62805 | 13.4385 | 0.037873 | 0.021372 | 0.024029 | 0.037873 | 0.038425 | -0.035315 | -0.22961 | -0.65885 | -0.035315 | -0.065448 | -0.11504 | -0.32289 | -0.85377 | -0.11504 | -0.15221
191 | 0.23 | 0.4 | South/Central | SC | Charleston.Intl.AP.722080 | 3 | 1030593 | 26.743 | 14.3382 | 46.0015 | 26.6792 | 19.3223 | 986.83 | 2.8375 | -3.84 | 4.5645 | -1.727 | -10.0842 | 1.6274 | -18.09 | 3.3454 | -1.718 | -25.3283 | 1.8222 | -49.57 | 5.0824 | -3.2602 | -64.2632 | 2.8375 | -3.84 | 4.5645 | -1.727 | -10.0842 | 2.878 | -6.05 | 4.7258 | -1.8478 | -12.8103 | 0.013635 | 0.36464 | 0.1955 | 0.62723 | 13.4555 | 0.03869 | 0.022189 | 0.024846 | 0.03869 | 0.039242 | -0.052359 | -0.24666 | -0.67589 | -0.052359 | -0.082492 | -0.1375 | -0.34535 | -0.87623 | -0.1375 | -0.17467 | 0.013635 | 0.36464 | 0.1955 | 0.62723 | 13.4555 | 0.03869 | 0.022189 | 0.024846 | 0.03869 | 0.039242 | -0.052359 | -0.24666 | -0.67589 | -0.052359 | -0.082492 | -0.1375 | -0.34535 | -0.87623 | -0.1375 | -0.17467
192 | 0.23 | 0.42 | South/Central | SC | Charleston.Intl.AP.722080 | 3 | 1030593 | 26.5816 | 14.4993 | 46.0516 | 26.5182 | 19.5334 | 992.05 | 2.7874 | -9.06 | 4.7254 | -1.9381 | -16.3967 | 1.5772 | -23.31 | 3.5063 | -1.9291 | -31.6408 | 1.7721 | -54.79 | 5.2433 | -3.4712 | -70.5757 | 2.7874 | -9.06 | 4.7254 | -1.9381 | -16.3967 | 2.8279 | -11.27 | 4.8867 | -2.0589 | -19.1228 | 0.013635 | 0.36244 | 0.1977 | 0.62792 | 13.5267 | 0.038006 | 0.021505 | 0.024162 | 0.038006 | 0.038558 | -0.12353 | -0.31783 | -0.74707 | -0.12353 | -0.15367 | -0.22357 | -0.43143 | -0.96231 | -0.22357 | -0.26074 | 0.013635 | 0.36244 | 0.1977 | 0.62792 | 13.5267 | 0.038006 | 0.021505 | 0.024162 | 0.038006 | 0.038558 | -0.12353 | -0.31783 | -0.74707 | -0.12353 | -0.15367 | -0.22357 | -0.43143 | -0.96231 | -0.22357 | -0.26074
193 | 0.23 | 0.45 | South/Central | SC | Charleston.Intl.AP.722080 | 3 | 1030593 | 26.3198 | 14.7794 | 46.1702 | 26.2571 | 19.9132 | 1001.8 | 2.6688 | -18.81 | 4.9866 | -2.3178 | -28.1165 | 1.4586 | -33.06 | 3.7675 | -2.3089 | -43.3606 | 1.6535 | -64.54 | 5.5045 | -3.851 | -82.2955 | 2.6688 | -18.81 | 4.9866 | -2.3178 | -28.1165 | 2.7093 | -21.02 | 5.1479 | -2.4386 | -30.8427 | 0.013635 | 0.35887 | 0.20152 | 0.62953 | 13.6596 | 0.036389 | 0.019888 | 0.022545 | 0.036389 | 0.036941 | -0.25648 | -0.45078 | -0.88001 | -0.25648 | -0.28661 | -0.38337 | -0.59123 | -1.1221 | -0.38337 | -0.42054 | 0.013635 | 0.35887 | 0.20152 | 0.62953 | 13.6596 | 0.036389 | 0.019888 | 0.022545 | 0.036389 | 0.036941 | -0.25648 | -0.45078 | -0.88001 | -0.25648 | -0.28661 | -0.38337 | -0.59123 | -1.1221 | -0.38337 | -0.42054
194 | 0.23 | 0.47 | South/Central | SC | Charleston.Intl.AP.722080 | 3 | 1030593 | 26.0583 | 15.0504 | 46.2696 | 25.9961 | 20.2735 | 1010.86 | 2.5694 | -27.87 | 5.2475 | -2.6782 | -39.0676 | 1.3592 | -42.12 | 4.0284 | -2.6692 | -54.3118 | 1.5541 | -73.6 | 5.7654 | -4.2113 | -93.2466 | 2.5694 | -27.87 | 5.2475 | -2.6782 | -39.0676 | 2.6099 | -30.08 | 5.4088 | -2.7989 | -41.7938 | 0.013635 | 0.35531 | 0.20521 | 0.63089 | 13.7832 | 0.035034 | 0.018533 | 0.02119 | 0.035034 | 0.035586 | -0.38001 | -0.57431 | -1.0035 | -0.38001 | -0.41014 | -0.53269 | -0.74055 | -1.2714 | -0.53269 | -0.56986 | 0.013635 | 0.35531 | 0.20521 | 0.63089 | 13.7832 | 0.035034 | 0.018533 | 0.02119 | 0.035034 | 0.035586 | -0.38001 | -0.57431 | -1.0035 | -0.38001 | -0.41014 | -0.53269 | -0.74055 | -1.2714 | -0.53269 | -0.56986
195 | 0.23 | 0.5 | South/Central | SC | Charleston.Intl.AP.722080 | 3 | 1030593 | 25.6953 | 15.4513 | 46.4381 | 25.634 | 20.804 | 1024.49 | 2.4009 | -41.5 | 5.6096 | -3.2087 | -55.4772 | 1.1907 | -55.75 | 4.3905 | -3.1998 | -70.7213 | 1.3856 | -87.23 | 6.1275 | -4.7419 | -109.6562 | 2.4009 | -41.5 | 5.6096 | -3.2087 | -55.4772 | 2.4414 | -43.71 | 5.7709 | -3.3295 | -58.2034 | 0.013635 | 0.35036 | 0.21068 | 0.63319 | 13.969 | 0.032736 | 0.016236 | 0.018893 | 0.032736 | 0.033289 | -0.56586 | -0.76016 | -1.1894 | -0.56586 | -0.59599 | -0.75644 | -0.96429 | -1.4952 | -0.75644 | -0.79361 | 0.013635 | 0.35036 | 0.21068 | 0.63319 | 13.969 | 0.032736 | 0.016236 | 0.018893 | 0.032736 | 0.033289 | -0.56586 | -0.76016 | -1.1894 | -0.56586 | -0.59599 | -0.75644 | -0.96429 | -1.4952 | -0.75644 | -0.79361
196 | 0.29 | 0.17 | South/Central | SC | Charleston.Intl.AP.722080 | 3 | 1030593 | 31.5772 | 11.8573 | 47.5824 | 31.502 | 16.0804 | 934.8 | 1.2566 | 48.19 | -0.25837 | 1.5149 | 56.777 | 0.046423 | 33.94 | -1.4775 | 1.5239 | 41.5329 | 0.24129 | 2.46 | 0.25952 | -0.018226 | 2.598 | 1.2566 | 48.19 | -0.25837 | 1.5149 | 56.777 | 1.2971 | 45.98 | -0.097083 | 1.3942 | 54.0509 | 0.013635 | 0.43056 | 0.16167 | 0.64879 | 12.7461 | 0.017134 | 0.00063298 | 0.0032901 | 0.017134 | 0.017686 | 0.65707 | 0.46277 | 0.033542 | 0.65707 | 0.62694 | 0.77416 | 0.5663 | 0.035424 | 0.77416 | 0.73699 | 0.013635 | 0.43056 | 0.16167 | 0.64879 | 12.7461 | 0.017134 | 0.00063298 | 0.0032901 | 0.017134 | 0.017686 | 0.65707 | 0.46277 | 0.033542 | 0.65707 | 0.62694 | 0.77416 | 0.5663 | 0.035424 | 0.77416 | 0.73699
197 | 0.29 | 0.19 | South/Central | SC | Charleston.Intl.AP.722080 | 3 | 1030593 | 31.1541 | 12.1189 | 47.5018 | 31.08 | 16.4218 | 941.28 | 1.3371 | 41.71 | 0.16367 | 1.1735 | 48.6348 | 0.12699 | 27.46 | -1.0555 | 1.1825 | 33.3907 | 0.32186 | -4.02 | 0.68155 | -0.35969 | -5.5442 | 1.3371 | 41.71 | 0.16367 | 1.1735 | 48.6348 | 1.3777 | 39.5 | 0.32495 | 1.0527 | 45.9086 | 0.013635 | 0.42479 | 0.16524 | 0.64769 | 12.8344 | 0.018232 | 0.0017315 | 0.0043886 | 0.018232 | 0.018784 | 0.56872 | 0.37442 | -0.054813 | 0.56872 | 0.53859 | 0.66314 | 0.45528 | -0.075596 | 0.66314 | 0.62597 | 0.013635 | 0.42479 | 0.16524 | 0.64769 | 12.8344 | 0.018232 | 0.0017315 | 0.0043886 | 0.018232 | 0.018784 | 0.56872 | 0.37442 | -0.054813 | 0.56872 | 0.53859 | 0.66314 | 0.45528 | -0.075596 | 0.66314 | 0.62597
198 | 0.29 | 0.2 | South/Central | SC | Charleston.Intl.AP.722080 | 3 | 1030593 | 30.9437 | 12.2592 | 47.4808 | 30.87 | 16.6108 | 945.18 | 1.3582 | 37.81 | 0.37364 | 0.98455 | 43.8285 | 0.14803 | 23.56 | -0.8455 | 0.99353 | 28.5844 | 0.3429 | -7.92 | 0.89152 | -0.54863 | -10.3505 | 1.3582 | 37.81 | 0.37364 | 0.98455 | 43.8285 | 1.3987 | 35.6 | 0.53492 | 0.86377 | 41.1024 | 0.013635 | 0.42192 | 0.16715 | 0.6474 | 12.8876 | 0.018519 | 0.0020184 | 0.0046754 | 0.018519 | 0.019071 | 0.51554 | 0.32124 | -0.10799 | 0.51554 | 0.48541 | 0.5976 | 0.38975 | -0.14113 | 0.5976 | 0.56043 | 0.013635 | 0.42192 | 0.16715 | 0.6474 | 12.8876 | 0.018519 | 0.0020184 | 0.0046754 | 0.018519 | 0.019071 | 0.51554 | 0.32124 | -0.10799 | 0.51554 | 0.48541 | 0.5976 | 0.38975 | -0.14113 | 0.5976 | 0.56043
199 | 0.29 | 0.23 | South/Central | SC | Charleston.Intl.AP.722080 | 3 | 1030593 | 30.3595 | 12.6706 | 47.4387 | 30.2872 | 17.1515 | 956.51 | 1.4003 | 26.48 | 0.95642 | 0.44386 | 29.8423 | 0.19013 | 12.23 | -0.26271 | 0.45284 | 14.5982 | 0.385 | -19.25 | 1.4743 | -1.0893 | -24.3367 | 1.4003 | 26.48 | 0.95642 | 0.44386 | 29.8423 | 1.4408 | 24.27 | 1.1177 | 0.32309 | 27.1162 | 0.013635 | 0.41395 | 0.17276 | 0.64683 | 13.0421 | 0.019093 | 0.0025924 | 0.0052495 | 0.019093 | 0.019645 | 0.36106 | 0.16676 | -0.26248 | 0.36106 | 0.33092 | 0.4069 | 0.19905 | -0.33183 | 0.4069 | 0.36973 | 0.013635 | 0.41395 | 0.17276 | 0.64683 | 13.0421 | 0.019093 | 0.0025924 | 0.0052495 | 0.019093 | 0.019645 | 0.36106 | 0.16676 | -0.26248 | 0.36106 | 0.33092 | 0.4069 | 0.19905 | -0.33183 | 0.4069 | 0.36973
200 | 0.29 | 0.25 | South/Central | SC | Charleston.Intl.AP.722080 | 3 | 1030593 | 29.997 | 12.9317 | 47.4177 | 29.9256 | 17.4922 | 963.71 | 1.4212 | 19.28 | 1.3181 | 0.10314 | 20.9573 | 0.21109 | 5.03 | 0.098967 | 0.11212 | 5.7132 | 0.40596 | -26.45 | 1.836 | -1.43 | -33.2217 | 1.4212 | 19.28 | 1.3181 | 0.10314 | 20.9573 | 1.4618 | 17.07 | 1.4794 | -0.017636 | 18.2312 | 0.013635 | 0.40901 | 0.17632 | 0.64654 | 13.1403 | 0.019379 | 0.0028782 | 0.0055353 | 0.019379 | 0.019931 | 0.26288 | 0.068584 | -0.36065 | 0.26288 | 0.23275 | 0.28575 | 0.0779 | -0.45298 | 0.28575 | 0.24858 | 0.013635 | 0.40901 | 0.17632 | 0.64654 | 13.1403 | 0.019379 | 0.0028782 | 0.0055353 | 0.019379 | 0.019931 | 0.26288 | 0.068584 | -0.36065 | 0.26288 | 0.23275 | 0.28575 | 0.0779 | -0.45298 | 0.28575 | 0.24858
201 | 0.29 | 0.27 | South/Central | SC | Charleston.Intl.AP.722080 | 3 | 1030593 | 29.977 | 12.9022 | 47.3883 | 29.9056 | 17.4827 | 963.17 | 1.4507 | 19.82 | 1.338 | 0.11266 | 21.5902 | 0.24055 | 5.57 | 0.11891 | 0.12164 | 6.346 | 0.43542 | -25.91 | 1.8559 | -1.4205 | -32.5888 | 1.4507 | 19.82 | 1.338 | 0.11266 | 21.5902 | 1.4912 | 17.61 | 1.4993 | -0.0081129 | 18.864 | 0.013635 | 0.40874 | 0.17592 | 0.64614 | 13.1329 | 0.01978 | 0.0032799 | 0.005937 | 0.01978 | 0.020333 | 0.27025 | 0.075947 | -0.35328 | 0.27025 | 0.24011 | 0.29438 | 0.086529 | -0.44435 | 0.29438 | 0.25721 | 0.013635 | 0.40874 | 0.17592 | 0.64614 | 13.1329 | 0.01978 | 0.0032799 | 0.005937 | 0.01978 | 0.020333 | 0.27025 | 0.075947 | -0.35328 | 0.27025 | 0.24011 | 0.29438 | 0.086529 | -0.44435 | 0.29438 | 0.25721
202 | 0.29 | 0.3 | South/Central | SC | Charleston.Intl.AP.722080 | 3 | 1030593 | 29.7551 | 13.0533 | 47.378 | 29.6842 | 17.6938 | 967.68 | 1.461 | 15.31 | 1.5594 | -0.098495 | 16.0487 | 0.2508 | 1.06 | 0.34031 | -0.089513 | 0.8046 | 0.44567 | -30.42 | 2.0773 | -1.6317 | -38.1303 | 1.461 | 15.31 | 1.5594 | -0.098495 | 16.0487 | 1.5015 | 13.1 | 1.7207 | -0.21927 | 13.3226 | 0.013635 | 0.40571 | 0.17798 | 0.646 | 13.1944 | 0.01992 | 0.0034197 | 0.0060767 | 0.01992 | 0.020473 | 0.20875 | 0.014453 | -0.41478 | 0.20875 | 0.17862 | 0.21883 | 0.010971 | -0.51991 | 0.21883 | 0.18165 | 0.013635 | 0.40571 | 0.17798 | 0.646 | 13.1944 | 0.01992 | 0.0034197 | 0.0060767 | 0.01992 | 0.020473 | 0.20875 | 0.014453 | -0.41478 | 0.20875 | 0.17862 | 0.21883 | 0.010971 | -0.51991 | 0.21883 | 0.18165
203 | 0.29 | 0.32 | South/Central | SC | Charleston.Intl.AP.722080 | 3 | 1030593 | 29.4226 | 13.2949 | 47.3672 | 29.3525 | 18.0146 | 974.59 | 1.4718 | 8.4 | 1.8911 | -0.41931 | 7.5695 | 0.26166 | -5.85 | 0.67198 | -0.41032 | -7.6747 | 0.45653 | -37.33 | 2.409 | -1.9525 | -46.6095 | 1.4718 | 8.4 | 1.8911 | -0.41931 | 7.5695 | 1.5123 | 6.19 | 2.0524 | -0.54008 | 4.8433 | 0.013635 | 0.40118 | 0.18128 | 0.64585 | 13.2886 | 0.020068 | 0.0035678 | 0.0062248 | 0.020068 | 0.020621 | 0.11453 | -0.079765 | -0.509 | 0.11453 | 0.084401 | 0.10321 | -0.10464 | -0.63552 | 0.10321 | 0.066039 | 0.013635 | 0.40118 | 0.18128 | 0.64585 | 13.2886 | 0.020068 | 0.0035678 | 0.0062248 | 0.020068 | 0.020621 | 0.11453 | -0.079765 | -0.509 | 0.11453 | 0.084401 | 0.10321 | -0.10464 | -0.63552 | 0.10321 | 0.066039
204 | 0.29 | 0.35 | South/Central | SC | Charleston.Intl.AP.722080 | 3 | 1030593 | 28.94 | 13.6649 | 47.3652 | 28.8711 | 18.4941 | 985.05 | 1.4738 | -2.06 | 2.3725 | -0.89874 | -5.2846 | 0.26365 | -16.31 | 1.1534 | -0.88976 | -20.5288 | 0.45852 | -47.79 | 2.8904 | -2.4319 | -59.4636 | 1.4738 | -2.06 | 2.3725 | -0.89874 | -5.2846 | 1.5143 | -4.27 | 2.5338 | -1.0195 | -8.0108 | 0.013635 | 0.3946 | 0.18632 | 0.64583 | 13.4312 | 0.020095 | 0.0035949 | 0.0062519 | 0.020095 | 0.020648 | -0.028088 | -0.22239 | -0.65162 | -0.028088 | -0.058222 | -0.072057 | -0.27991 | -0.81079 | -0.072057 | -0.10923 | 0.013635 | 0.3946 | 0.18632 | 0.64583 | 13.4312 | 0.020095 | 0.0035949 | 0.0062519 | 0.020095 | 0.020648 | -0.028088 | -0.22239 | -0.65162 | -0.028088 | -0.058222 | -0.072057 | -0.27991 | -0.81079 | -0.072057 | -0.10923
205 | 0.29 | 0.37 | South/Central | SC | Charleston.Intl.AP.722080 | 3 | 1030593 | 28.6585 | 13.886 | 47.3753 | 28.5902 | 18.7851 | 991.54 | 1.4637 | -8.55 | 2.6534 | -1.1898 | -13.2326 | 0.25351 | -22.8 | 1.4343 | -1.1808 | -28.4767 | 0.44838 | -54.28 | 3.1713 | -2.7229 | -67.4116 | 1.4637 | -8.55 | 2.6534 | -1.1898 | -13.2326 | 1.5042 | -10.76 | 2.8147 | -1.3105 | -15.9587 | 0.013635 | 0.39076 | 0.18934 | 0.64597 | 13.5197 | 0.019957 | 0.0034566 | 0.0061137 | 0.019957 | 0.02051 | -0.11658 | -0.31088 | -0.74011 | -0.11658 | -0.14671 | -0.18043 | -0.38828 | -0.91916 | -0.18043 | -0.2176 | 0.013635 | 0.39076 | 0.18934 | 0.64597 | 13.5197 | 0.019957 | 0.0034566 | 0.0061137 | 0.019957 | 0.02051 | -0.11658 | -0.31088 | -0.74011 | -0.11658 | -0.14671 | -0.18043 | -0.38828 | -0.91916 | -0.18043 | -0.2176
206 | 0.29 | 0.4 | South/Central | SC | Charleston.Intl.AP.722080 | 3 | 1030593 | 28.2652 | 14.2367 | 47.4425 | 28.1979 | 19.2445 | 1002.4 | 1.3965 | -19.41 | 3.0458 | -1.6492 | -26.4346 | 0.18637 | -33.66 | 1.8266 | -1.6402 | -41.6788 | 0.38124 | -65.14 | 3.5636 | -3.1824 | -80.6136 | 1.3965 | -19.41 | 3.0458 | -1.6492 | -26.4346 | 1.437 | -21.62 | 3.207 | -1.77 | -29.1608 | 0.013635 | 0.3854 | 0.19412 | 0.64688 | 13.6678 | 0.019042 | 0.0025412 | 0.0051983 | 0.019042 | 0.019594 | -0.26466 | -0.45896 | -0.88819 | -0.26466 | -0.29479 | -0.36044 | -0.56829 | -1.0992 | -0.36044 | -0.39761 | 0.013635 | 0.3854 | 0.19412 | 0.64688 | 13.6678 | 0.019042 | 0.0025412 | 0.0051983 | 0.019042 | 0.019594 | -0.26466 | -0.45896 | -0.88819 | -0.26466 | -0.29479 | -0.36044 | -0.56829 | -1.0992 | -0.36044 | -0.39761
207 | 0.29 | 0.42 | South/Central | SC | Charleston.Intl.AP.722080 | 3 | 1030593 | 28.0045 | 14.458 | 47.4731 | 27.9378 | 19.5353 | 1009.12 | 1.3659 | -26.13 | 3.3059 | -1.94 | -34.6376 | 0.15573 | -40.38 | 2.0867 | -1.931 | -49.8818 | 0.3506 | -71.86 | 3.8238 | -3.4732 | -88.8166 | 1.3659 | -26.13 | 3.3059 | -1.94 | -34.6376 | 1.4064 | -28.34 | 3.4672 | -2.0608 | -37.3638 | 0.013635 | 0.38184 | 0.19714 | 0.6473 | 13.7594 | 0.018624 | 0.0021234 | 0.0047805 | 0.018624 | 0.019176 | -0.35628 | -0.55058 | -0.97982 | -0.35628 | -0.38642 | -0.47229 | -0.68014 | -1.211 | -0.47229 | -0.50946 | 0.013635 | 0.38184 | 0.19714 | 0.6473 | 13.7594 | 0.018624 | 0.0021234 | 0.0047805 | 0.018624 | 0.019176 | -0.35628 | -0.55058 | -0.97982 | -0.35628 | -0.38642 | -0.47229 | -0.68014 | -1.211 | -0.47229 | -0.50946
208 | 0.29 | 0.47 | South/Central | SC | Charleston.Intl.AP.722080 | 3 | 1030593 | 27.37 | 15.1088 | 47.6898 | 27.3048 | 20.385 | 1030.33 | 1.1492 | -47.34 | 3.9389 | -2.7897 | -60.2362 | -0.060946 | -61.59 | 2.7197 | -2.7807 | -75.4803 | 0.13392 | -93.07 | 4.4568 | -4.3228 | -114.4151 | 1.1492 | -47.34 | 3.9389 | -2.7897 | -60.2362 | 1.1897 | -49.55 | 4.1002 | -2.9104 | -62.9623 | 0.013635 | 0.37319 | 0.20601 | 0.65025 | 14.0486 | 0.01567 | -0.00083101 | 0.0018261 | 0.01567 | 0.016222 | -0.64548 | -0.83978 | -1.269 | -0.64548 | -0.67562 | -0.82132 | -1.0292 | -1.5601 | -0.82132 | -0.8585 | 0.013635 | 0.37319 | 0.20601 | 0.65025 | 14.0486 | 0.01567 | -0.00083101 | 0.0018261 | 0.01567 | 0.016222 | -0.64548 | -0.83978 | -1.269 | -0.64548 | -0.67562 | -0.82132 | -1.0292 | -1.5601 | -0.82132 | -0.8585
209 | 0.31 | 0.17 | South/Central | SC | Charleston.Intl.AP.722080 | 3 | 1030593 | 32.0879 | 11.8374 | 48.0832 | 32.0115 | 16.0717 | 940.57 | 0.75578 | 42.42 | -0.76787 | 1.5237 | 50.6026 | -0.45437 | 28.17 | -1.987 | 1.5326 | 35.3585 | -0.2595 | -3.31 | -0.24998 | -0.0095184 | -3.5763 | 0.75578 | 42.42 | -0.76787 | 1.5237 | 50.6026 | 0.79629 | 40.21 | -0.60658 | 1.4029 | 47.8765 | 0.013635 | 0.43752 | 0.1614 | 0.65562 | 12.8247 | 0.010305 | -0.0061954 | -0.0035383 | 0.010305 | 0.010858 | 0.5784 | 0.3841 | -0.045132 | 0.5784 | 0.54827 | 0.68997 | 0.48212 | -0.048764 | 0.68997 | 0.6528 | 0.013635 | 0.43752 | 0.1614 | 0.65562 | 12.8247 | 0.010305 | -0.0061954 | -0.0035383 | 0.010305 | 0.010858 | 0.5784 | 0.3841 | -0.045132 | 0.5784 | 0.54827 | 0.68997 | 0.48212 | -0.048764 | 0.68997 | 0.6528
210 | 0.31 | 0.19 | South/Central | SC | Charleston.Intl.AP.722080 | 3 | 1030593 | 31.6648 | 12.1082 | 48.0119 | 31.5895 | 16.4224 | 947.39 | 0.82711 | 35.6 | -0.34583 | 1.1729 | 42.094 | -0.38304 | 21.35 | -1.565 | 1.1819 | 26.8499 | -0.18817 | -10.13 | 0.17205 | -0.36022 | -12.0849 | 0.82711 | 35.6 | -0.34583 | 1.1729 | 42.094 | 0.86762 | 33.39 | -0.18455 | 1.0522 | 39.3679 | 0.013635 | 0.43175 | 0.1651 | 0.65465 | 12.9177 | 0.011278 | -0.0052228 | -0.0025657 | 0.011278 | 0.01183 | 0.48541 | 0.29111 | -0.13812 | 0.48541 | 0.45528 | 0.57396 | 0.3661 | -0.16478 | 0.57396 | 0.53678 | 0.013635 | 0.43175 | 0.1651 | 0.65465 | 12.9177 | 0.011278 | -0.0052228 | -0.0025657 | 0.011278 | 0.01183 | 0.48541 | 0.29111 | -0.13812 | 0.48541 | 0.45528 | 0.57396 | 0.3661 | -0.16478 | 0.57396 | 0.53678
211 | 0.31 | 0.2 | South/Central | SC | Charleston.Intl.AP.722080 | 3 | 1030593 | 31.4537 | 12.2389 | 47.9805 | 31.3789 | 16.6016 | 950.93 | 0.85846 | 32.06 | -0.13523 | 0.99369 | 37.6795 | -0.3517 | 17.81 | -1.3544 | 1.0027 | 22.4354 | -0.15683 | -13.67 | 0.38265 | -0.53948 | -16.4995 | 0.85846 | 32.06 | -0.13523 | 0.99369 | 37.6795 | 0.89897 | 29.85 | 0.026052 | 0.87291 | 34.9534 | 0.013635 | 0.42887 | 0.16688 | 0.65422 | 12.966 | 0.011705 | -0.0047954 | -0.0021384 | 0.011705 | 0.012257 | 0.43714 | 0.24284 | -0.18639 | 0.43714 | 0.40701 | 0.51376 | 0.30591 | -0.22497 | 0.51376 | 0.47659 | 0.013635 | 0.42887 | 0.16688 | 0.65422 | 12.966 | 0.011705 | -0.0047954 | -0.0021384 | 0.011705 | 0.012257 | 0.43714 | 0.24284 | -0.18639 | 0.43714 | 0.40701 | 0.51376 | 0.30591 | -0.22497 | 0.51376 | 0.47659
212 | 0.31 | 0.23 | South/Central | SC | Charleston.Intl.AP.722080 | 3 | 1030593 | 30.8701 | 12.6501 | 47.9387 | 30.7966 | 17.1421 | 962.26 | 0.90025 | 20.73 | 0.44702 | 0.45323 | 23.6955 | -0.3099 | 6.48 | -0.77212 | 0.46221 | 8.4513 | -0.11503 | -25 | 0.96491 | -1.0799 | -30.4835 | 0.90025 | 20.73 | 0.44702 | 0.45323 | 23.6955 | 0.94076 | 18.52 | 0.6083 | 0.33246 | 20.9693 | 0.013635 | 0.42092 | 0.17248 | 0.65365 | 13.1205 | 0.012275 | -0.0042255 | -0.0015685 | 0.012275 | 0.012827 | 0.28266 | 0.088355 | -0.34088 | 0.28266 | 0.25252 | 0.32309 | 0.11523 | -0.41565 | 0.32309 | 0.28592 | 0.013635 | 0.42092 | 0.17248 | 0.65365 | 13.1205 | 0.012275 | -0.0042255 | -0.0015685 | 0.012275 | 0.012827 | 0.28266 | 0.088355 | -0.34088 | 0.28266 | 0.25252 | 0.32309 | 0.11523 | -0.41565 | 0.32309 | 0.28592
213 | 0.31 | 0.25 | South/Central | SC | Charleston.Intl.AP.722080 | 3 | 1030593 | 30.4979 | 12.9116 | 47.9085 | 30.4253 | 17.4832 | 969.39 | 0.93045 | 13.6 | 0.81837 | 0.11207 | 14.9169 | -0.27971 | -0.65 | -0.40076 | 0.12106 | -0.32718 | -0.084838 | -32.13 | 1.3363 | -1.4211 | -39.262 | 0.93045 | 13.6 | 0.81837 | 0.11207 | 14.9169 | 0.97095 | 11.39 | 0.97966 | -0.0087023 | 12.1908 | 0.013635 | 0.41584 | 0.17605 | 0.65324 | 13.2177 | 0.012687 | -0.0038138 | -0.0011568 | 0.012687 | 0.013239 | 0.18544 | -0.0088628 | -0.4381 | 0.18544 | 0.1553 | 0.20339 | -0.0044612 | -0.53534 | 0.20339 | 0.16622 | 0.013635 | 0.41584 | 0.17605 | 0.65324 | 13.2177 | 0.012687 | -0.0038138 | -0.0011568 | 0.012687 | 0.013239 | 0.18544 | -0.0088628 | -0.4381 | 0.18544 | 0.1553 | 0.20339 | -0.0044612 | -0.53534 | 0.20339 | 0.16622
214 | 0.31 | 0.27 | South/Central | SC | Charleston.Intl.AP.722080 | 3 | 1030593 | 30.5378 | 12.8409 | 47.8879 | 30.4652 | 17.4227 | 967.85 | 0.95111 | 15.14 | 0.77849 | 0.17262 | 16.8078 | -0.25905 | 0.89 | -0.44064 | 0.1816 | 1.5637 | -0.064175 | -30.59 | 1.2964 | -1.3606 | -37.3712 | 0.95111 | 15.14 | 0.77849 | 0.17262 | 16.8078 | 0.99162 | 12.93 | 0.93978 | 0.051841 | 14.0816 | 0.013635 | 0.41639 | 0.17509 | 0.65295 | 13.1967 | 0.012968 | -0.0035321 | -0.00087503 | 0.012968 | 0.013521 | 0.20644 | 0.012135 | -0.4171 | 0.20644 | 0.1763 | 0.22918 | 0.021321 | -0.50956 | 0.22918 | 0.192 | 0.013635 | 0.41639 | 0.17509 | 0.65295 | 13.1967 | 0.012968 | -0.0035321 | -0.00087503 | 0.012968 | 0.013521 | 0.20644 | 0.012135 | -0.4171 | 0.20644 | 0.1763 | 0.22918 | 0.021321 | -0.50956 | 0.22918 | 0.192
215 | 0.31 | 0.3 | South/Central | SC | Charleston.Intl.AP.722080 | 3 | 1030593 | 30.3462 | 12.9629 | 47.8782 | 30.274 | 17.6042 | 971.72 | 0.96078 | 11.27 | 0.96969 | -0.0089027 | 12.0553 | -0.24937 | -2.98 | -0.24945 | 7.9965e-05 | -3.1888 | -0.054499 | -34.46 | 1.4876 | -1.5421 | -42.1237 | 0.96078 | 11.27 | 0.96969 | -0.0089027 | 12.0553 | 1.0013 | 9.06 | 1.131 | -0.12968 | 9.3291 | 0.013635 | 0.41377 | 0.17675 | 0.65282 | 13.2495 | 0.0131 | -0.0034002 | -0.0007431 | 0.0131 | 0.013653 | 0.15367 | -0.040633 | -0.46986 | 0.15367 | 0.12353 | 0.16437 | -0.04348 | -0.57436 | 0.16437 | 0.1272 | 0.013635 | 0.41377 | 0.17675 | 0.65282 | 13.2495 | 0.0131 | -0.0034002 | -0.0007431 | 0.0131 | 0.013653 | 0.15367 | -0.040633 | -0.46986 | 0.15367 | 0.12353 | 0.16437 | -0.04348 | -0.57436 | 0.16437 | 0.1272
216 | 0.31 | 0.32 | South/Central | SC | Charleston.Intl.AP.722080 | 3 | 1030593 | 30.0036 | 13.2044 | 47.8478 | 29.9322 | 17.9156 | 978.18 | 0.99118 | 4.81 | 1.3114 | -0.32025 | 4.0802 | -0.21897 | -9.44 | 0.092292 | -0.31127 | -11.1639 | -0.024104 | -40.92 | 1.8293 | -1.8534 | -50.0988 | 0.99118 | 4.81 | 1.3114 | -0.32025 | 4.0802 | 1.0317 | 2.6 | 1.4727 | -0.44102 | 1.3541 | 0.013635 | 0.4091 | 0.18004 | 0.65241 | 13.3376 | 0.013515 | -0.0029857 | -0.00032866 | 0.013515 | 0.014067 | 0.065585 | -0.12872 | -0.55795 | 0.065585 | 0.035451 | 0.055634 | -0.15222 | -0.6831 | 0.055634 | 0.018463 | 0.013635 | 0.4091 | 0.18004 | 0.65241 | 13.3376 | 0.013515 | -0.0029857 | -0.00032866 | 0.013515 | 0.014067 | 0.065585 | -0.12872 | -0.55795 | 0.065585 | 0.035451 | 0.055634 | -0.15222 | -0.6831 | 0.055634 | 0.018463
217 | 0.31 | 0.35 | South/Central | SC | Charleston.Intl.AP.722080 | 3 | 1030593 | 29.5108 | 13.5753 | 47.8458 | 29.4405 | 18.4053 | 988.86 | 0.99317 | -5.87 | 1.8031 | -0.80995 | -9.0496 | -0.21698 | -20.12 | 0.58398 | -0.80096 | -24.2937 | -0.022111 | -51.6 | 2.321 | -2.3431 | -63.2286 | 0.99317 | -5.87 | 1.8031 | -0.80995 | -9.0496 | 1.0337 | -8.08 | 1.9644 | -0.93072 | -11.7757 | 0.013635 | 0.40238 | 0.1851 | 0.65238 | 13.4832 | 0.013542 | -0.0029586 | -0.00030149 | 0.013542 | 0.014094 | -0.080038 | -0.27434 | -0.70357 | -0.080038 | -0.11017 | -0.12339 | -0.33125 | -0.86213 | -0.12339 | -0.16056 | 0.013635 | 0.40238 | 0.1851 | 0.65238 | 13.4832 | 0.013542 | -0.0029586 | -0.00030149 | 0.013542 | 0.014094 | -0.080038 | -0.27434 | -0.70357 | -0.080038 | -0.11017 | -0.12339 | -0.33125 | -0.86213 | -0.12339 | -0.16056
218 | 0.31 | 0.37 | South/Central | SC | Charleston.Intl.AP.722080 | 3 | 1030593 | 29.1986 | 13.8257 | 47.8643 | 29.1291 | 18.7351 | 996.3 | 0.97473 | -13.31 | 2.1146 | -1.1398 | -18.1475 | -0.23543 | -27.56 | 0.89542 | -1.1308 | -33.3916 | -0.040556 | -59.04 | 2.6324 | -2.673 | -72.3264 | 0.97473 | -13.31 | 2.1146 | -1.1398 | -18.1475 | 1.0152 | -15.52 | 2.2758 | -1.2606 | -20.8736 | 0.013635 | 0.39813 | 0.18851 | 0.65263 | 13.5846 | 0.01329 | -0.0032101 | -0.00055299 | 0.01329 | 0.013843 | -0.18148 | -0.37578 | -0.80501 | -0.18148 | -0.21162 | -0.24744 | -0.4553 | -0.98618 | -0.24744 | -0.28461 | 0.013635 | 0.39813 | 0.18851 | 0.65263 | 13.5846 | 0.01329 | -0.0032101 | -0.00055299 | 0.01329 | 0.013843 | -0.18148 | -0.37578 | -0.80501 | -0.18148 | -0.21162 | -0.24744 | -0.4553 | -0.98618 | -0.24744 | -0.28461
219 | 0.31 | 0.4 | South/Central | SC | Charleston.Intl.AP.722080 | 3 | 1030593 | 28.7559 | 14.1969 | 47.9034 | 28.6875 | 19.2159 | 1007.27 | 0.9356 | -24.28 | 2.5562 | -1.6206 | -31.5635 | -0.27455 | -38.53 | 1.3371 | -1.6116 | -46.8077 | -0.079684 | -70.01 | 3.0741 | -3.1538 | -85.7425 | 0.9356 | -24.28 | 2.5562 | -1.6206 | -31.5635 | 0.97611 | -26.49 | 2.7175 | -1.7414 | -34.2897 | 0.013635 | 0.39209 | 0.19358 | 0.65317 | 13.7342 | 0.012757 | -0.0037436 | -0.0010865 | 0.012757 | 0.013309 | -0.33106 | -0.52536 | -0.95459 | -0.33106 | -0.36119 | -0.43037 | -0.63823 | -1.1691 | -0.43037 | -0.46754 | 0.013635 | 0.39209 | 0.19358 | 0.65317 | 13.7342 | 0.012757 | -0.0037436 | -0.0010865 | 0.012757 | 0.013309 | -0.33106 | -0.52536 | -0.95459 | -0.33106 | -0.36119 | -0.43037 | -0.63823 | -1.1691 | -0.43037 | -0.46754
220 | 0.31 | 0.42 | South/Central | SC | Charleston.Intl.AP.722080 | 3 | 1030593 | 28.4744 | 14.4473 | 47.9425 | 28.4066 | 19.5359 | 1014.76 | 0.89648 | -31.77 | 2.8371 | -1.9406 | -40.6607 | -0.31367 | -46.02 | 1.6179 | -1.9316 | -55.9048 | -0.1188 | -77.5 | 3.355 | -3.4738 | -94.8397 | 0.89648 | -31.77 | 2.8371 | -1.9406 | -40.6607 | 0.93699 | -33.98 | 2.9984 | -2.0614 | -43.3869 | 0.013635 | 0.38825 | 0.19699 | 0.6537 | 13.8363 | 0.012224 | -0.0042769 | -0.0016198 | 0.012224 | 0.012776 | -0.43319 | -0.62749 | -1.0567 | -0.43319 | -0.46332 | -0.55441 | -0.76227 | -1.2931 | -0.55441 | -0.59158 | 0.013635 | 0.38825 | 0.19699 | 0.6537 | 13.8363 | 0.012224 | -0.0042769 | -0.0016198 | 0.012224 | 0.012776 | -0.43319 | -0.62749 | -1.0567 | -0.43319 | -0.46332 | -0.55441 | -0.76227 | -1.2931 | -0.55441 | -0.59158
221 | 0.31 | 0.47 | South/Central | SC | Charleston.Intl.AP.722080 | 3 | 1030593 | 27.7705 | 15.1496 | 48.1519 | 27.7044 | 20.4475 | 1037.21 | 0.68706 | -54.22 | 3.5392 | -2.8522 | -67.8295 | -0.5231 | -68.47 | 2.3201 | -2.8432 | -83.0736 | -0.32823 | -99.95 | 4.0571 | -4.3854 | -122.0084 | 0.68706 | -54.22 | 3.5392 | -2.8522 | -67.8295 | 0.72757 | -56.43 | 3.7005 | -2.973 | -70.5556 | 0.013635 | 0.37865 | 0.20657 | 0.65656 | 14.1424 | 0.0093681 | -0.0071325 | -0.0044754 | 0.0093681 | 0.0099204 | -0.73929 | -0.93359 | -1.3628 | -0.73929 | -0.76943 | -0.92486 | -1.1327 | -1.6636 | -0.92486 | -0.96203 | 0.013635 | 0.37865 | 0.20657 | 0.65656 | 14.1424 | 0.0093681 | -0.0071325 | -0.0044754 | 0.0093681 | 0.0099204 | -0.73929 | -0.93359 | -1.3628 | -0.73929 | -0.76943 | -0.92486 | -1.1327 | -1.6636 | -0.92486 | -0.96203
222 | 0.32 | 0.17 | South/Central | SC | Charleston.Intl.AP.722080 | 3 | 1030593 | 32.3384 | 11.8368 | 48.3426 | 32.2615 | 16.0811 | 943.87 | 0.49639 | 39.12 | -1.0179 | 1.5142 | 47.0305 | -0.71377 | 24.87 | -2.237 | 1.5232 | 31.7863 | -0.5189 | -6.61 | -0.49997 | -0.018932 | -7.1485 | 0.49639 | 39.12 | -1.0179 | 1.5142 | 47.0305 | 0.5369 | 36.91 | -0.85657 | 1.3935 | 44.3043 | 0.013635 | 0.44094 | 0.1614 | 0.65916 | 12.8697 | 0.0067683 | -0.0097323 | -0.0070752 | 0.0067683 | 0.0073206 | 0.5334 | 0.3391 | -0.090128 | 0.5334 | 0.50327 | 0.64126 | 0.43341 | -0.097471 | 0.64126 | 0.60409 | 0.013635 | 0.44094 | 0.1614 | 0.65916 | 12.8697 | 0.0067683 | -0.0097323 | -0.0070752 | 0.0067683 | 0.0073206 | 0.5334 | 0.3391 | -0.090128 | 0.5334 | 0.50327 | 0.64126 | 0.43341 | -0.097471 | 0.64126 | 0.60409
223 | 0.32 | 0.19 | South/Central | SC | Charleston.Intl.AP.722080 | 3 | 1030593 | 31.9154 | 12.0985 | 48.2619 | 31.8395 | 16.4224 | 950.4 | 0.57708 | 32.59 | -0.59582 | 1.1729 | 38.8934 | -0.63307 | 18.34 | -1.815 | 1.1819 | 23.6493 | -0.4382 | -13.14 | -0.077931 | -0.36027 | -15.2856 | 0.57708 | 32.59 | -0.59582 | 1.1729 | 38.8934 | 0.61759 | 30.38 | -0.43453 | 1.0521 | 36.1673 | 0.013635 | 0.43517 | 0.16496 | 0.65805 | 12.9588 | 0.0078686 | -0.008632 | -0.0059749 | 0.0078686 | 0.0084209 | 0.44437 | 0.25007 | -0.17916 | 0.44437 | 0.41423 | 0.53031 | 0.32246 | -0.20842 | 0.53031 | 0.49314 | 0.013635 | 0.43517 | 0.16496 | 0.65805 | 12.9588 | 0.0078686 | -0.008632 | -0.0059749 | 0.0078686 | 0.0084209 | 0.44437 | 0.25007 | -0.17916 | 0.44437 | 0.41423 | 0.53031 | 0.32246 | -0.20842 | 0.53031 | 0.49314
227 | 0.32 | 0.27 | South/Central | SC | Charleston.Intl.AP.722080 | 3 | 1030593 | 30.7879 | 12.8311 | 48.1281 | 30.7146 | 17.4135 | 970.49 | 0.7109 | 12.5 | 0.52904 | 0.18186 | 13.9824 | -0.49925 | -1.75 | -0.69009 | 0.19084 | -1.2618 | -0.30438 | -33.23 | 1.0469 | -1.3513 | -40.1966 | 0.7109 | 12.5 | 0.52904 | 0.18186 | 13.9824 | 0.75141 | 10.29 | 0.69033 | 0.061084 | 11.2562 | 0.013635 | 0.41979 | 0.17495 | 0.65623 | 13.2327 | 0.0096932 | -0.0068073 | -0.0041503 | 0.0096932 | 0.010246 | 0.17044 | -0.023861 | -0.45309 | 0.17044 | 0.1403 | 0.19065 | -0.017204 | -0.54808 | 0.19065 | 0.15348 | 0.013635 | 0.41979 | 0.17495 | 0.65623 | 13.2327 | 0.0096932 | -0.0068073 | -0.0041503 | 0.0096932 | 0.010246 | 0.17044 | -0.023861 | -0.45309 | 0.17044 | 0.1403 | 0.19065 | -0.017204 | -0.54808 | 0.19065 | 0.15348
229 | 0.32 | 0.32 | South/Central | SC | Charleston.Intl.AP.722080 | 3 | 1030593 | 30.2445 | 13.1939 | 48.0881 | 30.1725 | 17.9156 | 981.03 | 0.75088 | 1.96 | 1.0711 | -0.32024 | 1.0055 | -0.45928 | -12.29 | -0.14802 | -0.31126 | -14.2386 | -0.26441 | -43.77 | 1.589 | -1.8534 | -53.1735 | 0.75088 | 1.96 | 1.0711 | -0.32024 | 1.0055 | 0.79139 | -0.25 | 1.2324 | -0.44101 | -1.7206 | 0.013635 | 0.41239 | 0.1799 | 0.65568 | 13.3764 | 0.010238 | -0.0062623 | -0.0036052 | 0.010238 | 0.010791 | 0.026725 | -0.16758 | -0.59681 | 0.026725 | -0.0034088 | 0.01371 | -0.19414 | -0.72502 | 0.01371 | -0.023461 | 0.013635 | 0.41239 | 0.1799 | 0.65568 | 13.3764 | 0.010238 | -0.0062623 | -0.0036052 | 0.010238 | 0.010791 | 0.026725 | -0.16758 | -0.59681 | 0.026725 | -0.0034088 | 0.01371 | -0.19414 | -0.72502 | 0.01371 | -0.023461
231 | 0.32 | 0.37 | South/Central | SC | Charleston.Intl.AP.722080 | 3 | 1030593 | 29.4394 | 13.8156 | 48.0952 | 29.3693 | 18.7259 | 998.86 | 0.74376 | -15.87 | 1.8743 | -1.1306 | -20.8545 | -0.46639 | -30.12 | 0.6552 | -1.1216 | -36.0986 | -0.27152 | -61.6 | 2.3922 | -2.6637 | -75.0335 | 0.74376 | -15.87 | 1.8743 | -1.1306 | -20.8545 | 0.78427 | -18.08 | 2.0356 | -1.2514 | -23.5806 | 0.013635 | 0.40141 | 0.18838 | 0.65578 | 13.6195 | 0.010141 | -0.0063593 | -0.0037022 | 0.010141 | 0.010694 | -0.21639 | -0.41069 | -0.83992 | -0.21639 | -0.24652 | -0.28435 | -0.49221 | -1.0231 | -0.28435 | -0.32152 | 0.013635 | 0.40141 | 0.18838 | 0.65578 | 13.6195 | 0.010141 | -0.0063593 | -0.0037022 | 0.010141 | 0.010694 | -0.21639 | -0.41069 | -0.83992 | -0.21639 | -0.24652 | -0.28435 | -0.49221 | -1.0231 | -0.28435 | -0.32152
233 | 0.32 | 0.42 | South/Central | SC | Charleston.Intl.AP.722080 | 3 | 1030593 | 28.7152 | 14.4275 | 48.1733 | 28.6469 | 19.5264 | 1017.32 | 0.66564 | -34.33 | 2.5968 | -1.9311 | -43.3601 | -0.54451 | -48.58 | 1.3776 | -1.9221 | -58.6042 | -0.34964 | -80.06 | 3.1147 | -3.4643 | -97.5391 | 0.66564 | -34.33 | 2.5968 | -1.9311 | -43.3601 | 0.70615 | -36.54 | 2.7581 | -2.0519 | -46.0862 | 0.013635 | 0.39153 | 0.19672 | 0.65685 | 13.8712 | 0.0090761 | -0.0074244 | -0.0047674 | 0.0090761 | 0.0096285 | -0.46809 | -0.66239 | -1.0916 | -0.46809 | -0.49823 | -0.59122 | -0.79907 | -1.33 | -0.59122 | -0.62839 | 0.013635 | 0.39153 | 0.19672 | 0.65685 | 13.8712 | 0.0090761 | -0.0074244 | -0.0047674 | 0.0090761 | 0.0096285 | -0.46809 | -0.66239 | -1.0916 | -0.46809 | -0.49823 | -0.59122 | -0.79907 | -1.33 | -0.59122 | -0.62839
234 | 0.32 | 0.47 | South/Central | SC | Charleston.Intl.AP.722080 | 3 | 1030593 | 28.0106 | 15.1391 | 48.3908 | 27.9439 | 20.4469 | 1040.06 | 0.44819 | -57.07 | 3.2998 | -2.8516 | -70.8694 | -0.76196 | -71.32 | 2.0806 | -2.8426 | -86.1136 | -0.56709 | -102.8 | 3.8176 | -4.3847 | -125.0484 | 0.44819 | -57.07 | 3.2998 | -2.8516 | -70.8694 | 0.4887 | -59.28 | 3.461 | -2.9723 | -73.5956 | 0.013635 | 0.38193 | 0.20642 | 0.65981 | 14.1813 | 0.0061112 | -0.010389 | -0.0077323 | 0.0061112 | 0.0066635 | -0.77815 | -0.97245 | -1.4017 | -0.77815 | -0.80829 | -0.96631 | -1.1742 | -1.705 | -0.96631 | -1.0035 | 0.013635 | 0.38193 | 0.20642 | 0.65981 | 14.1813 | 0.0061112 | -0.010389 | -0.0077323 | 0.0061112 | 0.0066635 | -0.77815 | -0.97245 | -1.4017 | -0.77815 | -0.80829 | -0.96631 | -1.1742 | -1.705 | -0.96631 | -1.0035
235 | 0.34 | 0.17 | South/Central | SC | Charleston.Intl.AP.722080 | 3 | 1030593 | 32.8384 | 11.8268 | 48.8431 | 32.7603 | 16.0828 | 949.89 | -0.0041068 | 33.1 | -1.5167 | 1.5125 | 40.5805 | -1.2143 | 18.85 | -2.7358 | 1.5215 | 25.3364 | -1.0194 | -12.63 | -0.99876 | -0.020626 | -13.5985 | -0.0041068 | 33.1 | -1.5167 | 1.5125 | 40.5805 | 0.036403 | 30.89 | -1.3554 | 1.3918 | 37.8544 | 0.013635 | 0.44775 | 0.16126 | 0.66598 | 12.9518 | -5.5996e-05 | -0.016557 | -0.013899 | -5.5996e-05 | 0.00049636 | 0.45132 | 0.25702 | -0.17221 | 0.45132 | 0.42119 | 0.55332 | 0.34546 | -0.18542 | 0.55332 | 0.51615 | 0.013635 | 0.44775 | 0.16126 | 0.66598 | 12.9518 | -5.5996e-05 | -0.016557 | -0.013899 | -5.5996e-05 | 0.00049636 | 0.45132 | 0.25702 | -0.17221 | 0.45132 | 0.42119 | 0.55332 | 0.34546 | -0.18542 | 0.55332 | 0.51615
236 | 0.34 | 0.19 | South/Central | SC | Charleston.Intl.AP.722080 | 3 | 1030593 | 32.4062 | 12.0879 | 48.7523 | 32.3291 | 16.4232 | 956.24 | 0.086649 | 26.75 | -1.0855 | 1.1721 | 32.5969 | -1.1235 | 12.5 | -2.3046 | 1.1811 | 17.3527 | -0.92863 | -18.98 | -0.56759 | -0.36104 | -21.5821 | 0.086649 | 26.75 | -1.0855 | 1.1721 | 32.5969 | 0.12716 | 24.54 | -0.92419 | 1.0514 | 29.8707 | 0.013635 | 0.44186 | 0.16482 | 0.66474 | 13.0384 | 0.0011815 | -0.015319 | -0.012662 | 0.0011815 | 0.0017338 | 0.36474 | 0.17044 | -0.25879 | 0.36474 | 0.3346 | 0.44446 | 0.23661 | -0.29427 | 0.44446 | 0.40729 | 0.013635 | 0.44186 | 0.16482 | 0.66474 | 13.0384 | 0.0011815 | -0.015319 | -0.012662 | 0.0011815 | 0.0017338 | 0.36474 | 0.17044 | -0.25879 | 0.36474 | 0.3346 | 0.44446 | 0.23661 | -0.29427 | 0.44446 | 0.40729
237 | 0.34 | 0.2 | South/Central | SC | Charleston.Intl.AP.722080 | 3 | 1030593 | 32.2042 | 12.2282 | 48.7404 | 32.1277 | 16.6127 | 960.26 | 0.098622 | 22.73 | -0.88401 | 0.98264 | 27.6596 | -1.1115 | 8.48 | -2.1032 | 0.99162 | 12.4155 | -0.91666 | -23 | -0.36613 | -0.55053 | -26.5194 | 0.098622 | 22.73 | -0.88401 | 0.98264 | 27.6596 | 0.13913 | 20.52 | -0.72273 | 0.86186 | 24.9334 | 0.013635 | 0.43911 | 0.16673 | 0.66458 | 13.0932 | 0.0013447 | -0.015156 | -0.012499 | 0.0013447 | 0.0018971 | 0.30993 | 0.11563 | -0.31361 | 0.30993 | 0.27979 | 0.37714 | 0.16929 | -0.36159 | 0.37714 | 0.33997 | 0.013635 | 0.43911 | 0.16673 | 0.66458 | 13.0932 | 0.0013447 | -0.015156 | -0.012499 | 0.0013447 | 0.0018971 | 0.30993 | 0.11563 | -0.31361 | 0.30993 | 0.27979 | 0.37714 | 0.16929 | -0.36159 | 0.37714 | 0.33997
238 | 0.34 | 0.23 | South/Central | SC | Charleston.Intl.AP.722080 | 3 | 1030593 | 31.6114 | 12.6295 | 48.67 | 31.5363 | 17.1337 | 970.83 | 0.16899 | 12.16 | -0.29262 | 0.46162 | 14.5633 | -1.0412 | -2.09 | -1.5118 | 0.4706 | -0.68078 | -0.84629 | -33.57 | 0.22526 | -1.0716 | -39.6156 | 0.16899 | 12.16 | -0.29262 | 0.46162 | 14.5633 | 0.2095 | 9.95 | -0.13134 | 0.34084 | 11.8372 | 0.013635 | 0.43102 | 0.1722 | 0.66362 | 13.2373 | 0.0023042 | -0.014196 | -0.011539 | 0.0023042 | 0.0028566 | 0.1658 | -0.028497 | -0.45773 | 0.1658 | 0.13567 | 0.19857 | -0.0092824 | -0.54016 | 0.19857 | 0.1614 | 0.013635 | 0.43102 | 0.1722 | 0.66362 | 13.2373 | 0.0023042 | -0.014196 | -0.011539 | 0.0023042 | 0.0028566 | 0.1658 | -0.028497 | -0.45773 | 0.1658 | 0.13567 | 0.19857 | -0.0092824 | -0.54016 | 0.19857 | 0.1614
239 | 0.34 | 0.25 | South/Central | SC | Charleston.Intl.AP.722080 | 3 | 1030593 | 31.2391 | 12.8906 | 48.6481 | 31.1648 | 17.4832 | 978.21 | 0.19092 | 4.78 | 0.078828 | 0.11209 | 5.4542 | -1.0192 | -9.47 | -1.1403 | 0.12107 | -9.79 | -0.82437 | -40.95 | 0.59671 | -1.4211 | -48.7248 | 0.19092 | 4.78 | 0.078828 | 0.11209 | 5.4542 | 0.23143 | 2.57 | 0.24011 | -0.0086865 | 2.728 | 0.013635 | 0.42595 | 0.17576 | 0.66332 | 13.338 | 0.0026032 | -0.013897 | -0.01124 | 0.0026032 | 0.0031555 | 0.065176 | -0.12912 | -0.55836 | 0.065176 | 0.035042 | 0.074368 | -0.13349 | -0.66437 | 0.074368 | 0.037197 | 0.013635 | 0.42595 | 0.17576 | 0.66332 | 13.338 | 0.0026032 | -0.013897 | -0.01124 | 0.0026032 | 0.0031555 | 0.065176 | -0.12912 | -0.55836 | 0.065176 | 0.035042 | 0.074368 | -0.13349 | -0.66437 | 0.074368 | 0.037197
240 | 0.34 | 0.27 | South/Central | SC | Charleston.Intl.AP.722080 | 3 | 1030593 | 31.2787 | 12.8111 | 48.6089 | 31.2043 | 17.4046 | 976.05 | 0.23008 | 6.94 | 0.039381 | 0.1907 | 8.0671 | -0.98007 | -7.31 | -1.1798 | 0.19968 | -7.177 | -0.7852 | -38.79 | 0.55727 | -1.3425 | -46.1119 | 0.23008 | 6.94 | 0.039381 | 0.1907 | 8.0671 | 0.27059 | 4.73 | 0.20067 | 0.069924 | 5.341 | 0.013635 | 0.42649 | 0.17468 | 0.66279 | 13.3085 | 0.0031372 | -0.013363 | -0.010706 | 0.0031372 | 0.0036895 | 0.094627 | -0.099672 | -0.5289 | 0.094627 | 0.064494 | 0.11 | -0.097859 | -0.62874 | 0.11 | 0.072825 | 0.013635 | 0.42649 | 0.17468 | 0.66279 | 13.3085 | 0.0031372 | -0.013363 | -0.010706 | 0.0031372 | 0.0036895 | 0.094627 | -0.099672 | -0.5289 | 0.094627 | 0.064494 | 0.11 | -0.097859 | -0.62874 | 0.11 | 0.072825
241 | 0.34 | 0.3 | South/Central | SC | Charleston.Intl.AP.722080 | 3 | 1030593 | 31.0774 | 12.9326 | 48.59 | 31.0036 | 17.5864 | 979.82 | 0.249 | 3.17 | 0.24011 | 0.0088829 | 3.4248 | -0.96116 | -11.08 | -0.97902 | 0.017866 | -11.8193 | -0.76629 | -42.56 | 0.758 | -1.5243 | -50.7541 | 0.249 | 3.17 | 0.24011 | 0.0088829 | 3.4248 | 0.2895 | 0.96 | 0.4014 | -0.11189 | 0.6987 | 0.013635 | 0.42374 | 0.17634 | 0.66253 | 13.3599 | 0.0033951 | -0.013105 | -0.010448 | 0.0033951 | 0.0039474 | 0.043223 | -0.15108 | -0.58031 | 0.043223 | 0.01309 | 0.046698 | -0.16116 | -0.69204 | 0.046698 | 0.0095268 | 0.013635 | 0.42374 | 0.17634 | 0.66253 | 13.3599 | 0.0033951 | -0.013105 | -0.010448 | 0.0033951 | 0.0039474 | 0.043223 | -0.15108 | -0.58031 | 0.043223 | 0.01309 | 0.046698 | -0.16116 | -0.69204 | 0.046698 | 0.0095268
242 | 0.34 | 0.32 | South/Central | SC | Charleston.Intl.AP.722080 | 3 | 1030593 | 30.7352 | 13.1734 | 48.5683 | 30.6621 | 17.9062 | 986.58 | 0.27072 | -3.59 | 0.58156 | -0.31084 | -4.8863 | -0.93944 | -17.84 | -0.63758 | -0.30186 | -20.1304 | -0.74457 | -49.32 | 1.0994 | -1.844 | -59.0652 | 0.27072 | -3.59 | 0.58156 | -0.31084 | -4.8863 | 0.31123 | -5.8 | 0.74284 | -0.43161 | -7.6124 | 0.013635 | 0.41908 | 0.17962 | 0.66223 | 13.4521 | 0.0036912 | -0.012809 | -0.010152 | 0.0036912 | 0.0042436 | -0.04895 | -0.24325 | -0.67248 | -0.04895 | -0.079083 | -0.066624 | -0.27448 | -0.80536 | -0.066624 | -0.1038 | 0.013635 | 0.41908 | 0.17962 | 0.66223 | 13.4521 | 0.0036912 | -0.012809 | -0.010152 | 0.0036912 | 0.0042436 | -0.04895 | -0.24325 | -0.67248 | -0.04895 | -0.079083 | -0.066624 | -0.27448 | -0.80536 | -0.066624 | -0.1038
243 | 0.34 | 0.35 | South/Central | SC | Charleston.Intl.AP.722080 | 3 | 1030593 | 30.2324 | 13.5442 | 48.5468 | 30.1605 | 18.3863 | 996.83 | 0.29222 | -13.84 | 1.0832 | -0.791 | -17.5102 | -0.91794 | -28.09 | -0.13592 | -0.78202 | -32.7543 | -0.72307 | -59.57 | 1.6011 | -2.3242 | -71.6891 | 0.29222 | -13.84 | 1.0832 | -0.791 | -17.5102 | 0.33273 | -16.05 | 1.2445 | -0.91177 | -20.2363 | 0.013635 | 0.41222 | 0.18468 | 0.66194 | 13.5919 | 0.0039844 | -0.012516 | -0.0098591 | 0.0039844 | 0.0045367 | -0.18871 | -0.38301 | -0.81224 | -0.18871 | -0.21884 | -0.23875 | -0.44661 | -0.97749 | -0.23875 | -0.27592 | 0.013635 | 0.41222 | 0.18468 | 0.66194 | 13.5919 | 0.0039844 | -0.012516 | -0.0098591 | 0.0039844 | 0.0045367 | -0.18871 | -0.38301 | -0.81224 | -0.18871 | -0.21884 | -0.23875 | -0.44661 | -0.97749 | -0.23875 | -0.27592
244 | 0.34 | 0.37 | South/Central | SC | Charleston.Intl.AP.722080 | 3 | 1030593 | 29.9201 | 13.795 | 48.5653 | 29.8489 | 18.7164 | 1004.27 | 0.2737 | -21.28 | 1.3947 | -1.121 | -26.6136 | -0.93645 | -35.53 | 0.17561 | -1.1121 | -41.8577 | -0.74158 | -67.01 | 1.9126 | -2.6542 | -80.7926 | 0.2737 | -21.28 | 1.3947 | -1.121 | -26.6136 | 0.31421 | -23.49 | 1.556 | -1.2418 | -29.3397 | 0.013635 | 0.40796 | 0.1881 | 0.66219 | 13.6933 | 0.0037319 | -0.012769 | -0.010112 | 0.0037319 | 0.0042843 | -0.29015 | -0.48445 | -0.91369 | -0.29015 | -0.32029 | -0.36288 | -0.57073 | -1.1016 | -0.36288 | -0.40005 | 0.013635 | 0.40796 | 0.1881 | 0.66219 | 13.6933 | 0.0037319 | -0.012769 | -0.010112 | 0.0037319 | 0.0042843 | -0.29015 | -0.48445 | -0.91369 | -0.29015 | -0.32029 | -0.36288 | -0.57073 | -1.1016 | -0.36288 | -0.40005
245 | 0.34 | 0.4 | South/Central | SC | Charleston.Intl.AP.722080 | 3 | 1030593 | 29.4774 | 14.1473 | 48.5852 | 29.4073 | 19.1779 | 1014.61 | 0.25381 | -31.62 | 1.8364 | -1.5826 | -39.2668 | -0.95635 | -45.87 | 0.61725 | -1.5736 | -54.5109 | -0.76148 | -77.35 | 2.3543 | -3.1158 | -93.4457 | 0.25381 | -31.62 | 1.8364 | -1.5826 | -39.2668 | 0.29432 | -33.83 | 1.9977 | -1.7034 | -41.9929 | 0.013635 | 0.40193 | 0.1929 | 0.66246 | 13.8343 | 0.0034607 | -0.01304 | -0.010383 | 0.0034607 | 0.004013 | -0.43114 | -0.62544 | -1.0547 | -0.43114 | -0.46127 | -0.53541 | -0.74326 | -1.2741 | -0.53541 | -0.57258 | 0.013635 | 0.40193 | 0.1929 | 0.66246 | 13.8343 | 0.0034607 | -0.01304 | -0.010383 | 0.0034607 | 0.004013 | -0.43114 | -0.62544 | -1.0547 | -0.43114 | -0.46127 | -0.53541 | -0.74326 | -1.2741 | -0.53541 | -0.57258
246 | 0.34 | 0.42 | South/Central | SC | Charleston.Intl.AP.722080 | 3 | 1030593 | 29.1859 | 14.4069 | 48.6237 | 29.1165 | 19.5071 | 1022.27 | 0.21532 | -39.28 | 2.1271 | -1.9118 | -48.604 | -0.99483 | -53.53 | 0.90801 | -1.9028 | -63.8481 | -0.79996 | -85.01 | 2.645 | -3.445 | -102.783 | 0.21532 | -39.28 | 2.1271 | -1.9118 | -48.604 | 0.25583 | -41.49 | 2.2884 | -2.0326 | -51.3301 | 0.013635 | 0.39795 | 0.19644 | 0.66299 | 13.9387 | 0.002936 | -0.013565 | -0.010907 | 0.002936 | 0.0034883 | -0.53559 | -0.72989 | -1.1591 | -0.53559 | -0.56572 | -0.66272 | -0.87057 | -1.4015 | -0.66272 | -0.69989 | 0.013635 | 0.39795 | 0.19644 | 0.66299 | 13.9387 | 0.002936 | -0.013565 | -0.010907 | 0.002936 | 0.0034883 | -0.53559 | -0.72989 | -1.1591 | -0.53559 | -0.56572 | -0.66272 | -0.87057 | -1.4015 | -0.66272 | -0.69989
247 | 0.34 | 0.47 | South/Central | SC | Charleston.Intl.AP.722080 | 3 | 1030593 | 28.4815 | 15.1086 | 48.8318 | 28.4137 | 20.4181 | 1044.72 | 0.0071928 | -61.73 | 2.8299 | -2.8227 | -75.7384 | -1.203 | -75.98 | 1.6108 | -2.8138 | -90.9825 | -1.0081 | -107.46 | 3.3478 | -4.3559 | -129.9173 | 0.0071928 | -61.73 | 2.8299 | -2.8227 | -75.7384 | 0.047702 | -63.94 | 2.9912 | -2.9435 | -78.4645 | 0.013635 | 0.38835 | 0.20601 | 0.66583 | 14.2448 | 9.8074e-05 | -0.016402 | -0.013745 | 9.8074e-05 | 0.00065043 | -0.84169 | -1.036 | -1.4652 | -0.84169 | -0.87183 | -1.0327 | -1.2406 | -1.7714 | -1.0327 | -1.0699 | 0.013635 | 0.38835 | 0.20601 | 0.66583 | 14.2448 | 9.8074e-05 | -0.016402 | -0.013745 | 9.8074e-05 | 0.00065043 | -0.84169 | -1.036 | -1.4652 | -0.84169 | -0.87183 | -1.0327 | -1.2406 | -1.7714 | -1.0327 | -1.0699
248 | 0.2 | 0.21 | South/Central | SC | Charleston.Intl.AP.722080 | 3 | 1030593 | 28.3874 | 12.4907 | 45.1473 | 28.3197 | 16.8276 | 921.99 | 3.6917 | 61 | 2.9239 | 0.76775 | 67.8646 | 2.4815 | 46.75 | 1.7048 | 0.77673 | 52.6204 | 2.6764 | 15.27 | 3.4418 | -0.76542 | 13.6856 | 3.6917 | 61 | 2.9239 | 0.76775 | 67.8646 | 3.7322 | 58.79 | 3.0852 | 0.64697 | 65.1384 | 0.013635 | 0.38706 | 0.17031 | 0.61559 | 12.5714 | 0.050336 | 0.033836 | 0.036493 | 0.050336 | 0.050889 | 0.83174 | 0.63744 | 0.20821 | 0.83174 | 0.80161 | 0.92534 | 0.71748 | 0.1866 | 0.92534 | 0.88817 | 0.013635 | 0.38706 | 0.17031 | 0.61559 | 12.5714 | 0.050336 | 0.033836 | 0.036493 | 0.050336 | 0.050889 | 0.83174 | 0.63744 | 0.20821 | 0.83174 | 0.80161 | 0.92534 | 0.71748 | 0.1866 | 0.92534 | 0.88817
249 | 0.21 | 0.21 | South/Central | SC | Charleston.Intl.AP.722080 | 3 | 1030593 | 28.6483 | 12.4802 | 45.4069 | 28.58 | 16.8269 | 925.09 | 3.4321 | 57.9 | 2.6637 | 0.76838 | 64.5593 | 2.2219 | 43.65 | 1.4446 | 0.77736 | 49.3152 | 2.4168 | 12.17 | 3.1816 | -0.76479 | 10.3804 | 3.4321 | 57.9 | 2.6637 | 0.76838 | 64.5593 | 3.4726 | 55.69 | 2.825 | 0.6476 | 61.8332 | 0.013635 | 0.39062 | 0.17017 | 0.61913 | 12.6137 | 0.046797 | 0.030296 | 0.032953 | 0.046797 | 0.047349 | 0.78947 | 0.59517 | 0.16594 | 0.78947 | 0.75934 | 0.88027 | 0.67242 | 0.14154 | 0.88027 | 0.8431 | 0.013635 | 0.39062 | 0.17017 | 0.61913 | 12.6137 | 0.046797 | 0.030296 | 0.032953 | 0.046797 | 0.047349 | 0.78947 | 0.59517 | 0.16594 | 0.78947 | 0.75934 | 0.88027 | 0.67242 | 0.14154 | 0.88027 | 0.8431
250 | 0.22 | 0.21 | South/Central | SC | Charleston.Intl.AP.722080 | 3 | 1030593 | 28.9183 | 12.4704 | 45.6678 | 28.8494 | 16.8185 | 928.04 | 3.1711 | 54.95 | 2.3943 | 0.77683 | 61.4475 | 1.961 | 40.7 | 1.1752 | 0.78581 | 46.2033 | 2.1558 | 9.22 | 2.9122 | -0.75634 | 7.2685 | 3.1711 | 54.95 | 2.3943 | 0.77683 | 61.4475 | 3.2116 | 52.74 | 2.5556 | 0.65606 | 58.7213 | 0.013635 | 0.3943 | 0.17004 | 0.62268 | 12.6539 | 0.043239 | 0.026738 | 0.029395 | 0.043239 | 0.043791 | 0.74925 | 0.55495 | 0.12572 | 0.74925 | 0.71911 | 0.83784 | 0.62999 | 0.099106 | 0.83784 | 0.80067 | 0.013635 | 0.3943 | 0.17004 | 0.62268 | 12.6539 | 0.043239 | 0.026738 | 0.029395 | 0.043239 | 0.043791 | 0.74925 | 0.55495 | 0.12572 | 0.74925 | 0.71911 | 0.83784 | 0.62999 | 0.099106 | 0.83784 | 0.80067
251 | 0.23 | 0.21 | South/Central | SC | Charleston.Intl.AP.722080 | 3 | 1030593 | 29.1792 | 12.4604 | 45.9282 | 29.1096 | 16.8186 | 931.16 | 2.9108 | 51.83 | 2.134 | 0.77673 | 58.1131 | 1.7006 | 37.58 | 0.91491 | 0.78571 | 42.869 | 1.8955 | 6.1 | 2.6519 | -0.75644 | 3.9341 | 2.9108 | 51.83 | 2.134 | 0.77673 | 58.1131 | 2.9513 | 49.62 | 2.2953 | 0.65595 | 55.387 | 0.013635 | 0.39786 | 0.1699 | 0.62623 | 12.6964 | 0.039689 | 0.023188 | 0.025845 | 0.039689 | 0.040241 | 0.70671 | 0.51241 | 0.083174 | 0.70671 | 0.67657 | 0.79238 | 0.58452 | 0.053642 | 0.79238 | 0.75521 | 0.013635 | 0.39786 | 0.1699 | 0.62623 | 12.6964 | 0.039689 | 0.023188 | 0.025845 | 0.039689 | 0.040241 | 0.70671 | 0.51241 | 0.083174 | 0.70671 | 0.67657 | 0.79238 | 0.58452 | 0.053642 | 0.79238 | 0.75521
252 | 0.24 | 0.21 | South/Central | SC | Charleston.Intl.AP.722080 | 3 | 1030593 | 29.4397 | 12.4499 | 46.188 | 29.3696 | 16.8184 | 934.26 | 2.651 | 48.73 | 1.8741 | 0.77688 | 54.7926 | 1.4408 | 34.48 | 0.65496 | 0.78586 | 39.5485 | 1.6357 | 3 | 2.392 | -0.75629 | 0.61364 | 2.651 | 48.73 | 1.8741 | 0.77688 | 54.7926 | 2.6915 | 46.52 | 2.0354 | 0.6561 | 52.0665 | 0.013635 | 0.40141 | 0.16976 | 0.62978 | 12.7387 | 0.036146 | 0.019646 | 0.022303 | 0.036146 | 0.036699 | 0.66444 | 0.47014 | 0.040905 | 0.66444 | 0.6343 | 0.7471 | 0.53925 | 0.0083671 | 0.7471 | 0.70993 | 0.013635 | 0.40141 | 0.16976 | 0.62978 | 12.7387 | 0.036146 | 0.019646 | 0.022303 | 0.036146 | 0.036699 | 0.66444 | 0.47014 | 0.040905 | 0.66444 | 0.6343 | 0.7471 | 0.53925 | 0.0083671 | 0.7471 | 0.70993
253 | 0.25 | 0.21 | South/Central | SC | Charleston.Intl.AP.722080 | 3 | 1030593 | 29.7004 | 12.4401 | 46.4391 | 29.6296 | 16.8094 | 937.08 | 2.3999 | 45.91 | 1.614 | 0.78587 | 51.8215 | 1.1898 | 31.66 | 0.39491 | 0.79485 | 36.5774 | 1.3846 | 0.18 | 2.1319 | -0.7473 | -2.3575 | 2.3999 | 45.91 | 1.614 | 0.78587 | 51.8215 | 2.4404 | 43.7 | 1.7753 | 0.66509 | 49.0954 | 0.013635 | 0.40497 | 0.16962 | 0.6332 | 12.7772 | 0.032723 | 0.016222 | 0.01888 | 0.032723 | 0.033275 | 0.62599 | 0.43169 | 0.0024543 | 0.62599 | 0.59585 | 0.70659 | 0.49874 | -0.032144 | 0.70659 | 0.66942 | 0.013635 | 0.40497 | 0.16962 | 0.6332 | 12.7772 | 0.032723 | 0.016222 | 0.01888 | 0.032723 | 0.033275 | 0.62599 | 0.43169 | 0.0024543 | 0.62599 | 0.59585 | 0.70659 | 0.49874 | -0.032144 | 0.70659 | 0.66942
254 | 0.26 | 0.21 | South/Central | SC | Charleston.Intl.AP.722080 | 3 | 1030593 | 29.9704 | 12.4301 | 46.7089 | 29.899 | 16.8099 | 940.29 | 2.1301 | 42.7 | 1.3447 | 0.78546 | 48.3581 | 0.91996 | 28.45 | 0.12552 | 0.79444 | 33.114 | 1.1148 | -3.03 | 1.8625 | -0.74771 | -5.8209 | 2.1301 | 42.7 | 1.3447 | 0.78546 | 48.3581 | 2.1706 | 40.49 | 1.5059 | 0.66469 | 45.632 | 0.013635 | 0.40865 | 0.16949 | 0.63688 | 12.8209 | 0.029044 | 0.012544 | 0.015201 | 0.029044 | 0.029597 | 0.58222 | 0.38792 | -0.041314 | 0.58222 | 0.55208 | 0.65937 | 0.45151 | -0.079368 | 0.65937 | 0.6222 | 0.013635 | 0.40865 | 0.16949 | 0.63688 | 12.8209 | 0.029044 | 0.012544 | 0.015201 | 0.029044 | 0.029597 | 0.58222 | 0.38792 | -0.041314 | 0.58222 | 0.55208 | 0.65937 | 0.45151 | -0.079368 | 0.65937 | 0.6222
255 | 0.27 | 0.21 | South/Central | SC | Charleston.Intl.AP.722080 | 3 | 1030593 | 30.2304 | 12.4195 | 46.9585 | 30.1584 | 16.8 | 943.06 | 1.8805 | 39.93 | 1.0852 | 0.79528 | 45.428 | 0.67036 | 25.68 | -0.1339 | 0.80426 | 30.1839 | 0.86523 | -5.8 | 1.6031 | -0.73789 | -8.751 | 1.8805 | 39.93 | 1.0852 | 0.79528 | 45.428 | 1.921 | 37.72 | 1.2465 | 0.67451 | 42.7019 | 0.013635 | 0.41219 | 0.16934 | 0.64028 | 12.8587 | 0.025641 | 0.0091404 | 0.011797 | 0.025641 | 0.026193 | 0.54445 | 0.35015 | -0.079083 | 0.54445 | 0.51432 | 0.61941 | 0.41156 | -0.11932 | 0.61941 | 0.58224 | 0.013635 | 0.41219 | 0.16934 | 0.64028 | 12.8587 | 0.025641 | 0.0091404 | 0.011797 | 0.025641 | 0.026193 | 0.54445 | 0.35015 | -0.079083 | 0.54445 | 0.51432 | 0.61941 | 0.41156 | -0.11932 | 0.61941 | 0.58224
256 | 0.28 | 0.21 | South/Central | SC | Charleston.Intl.AP.722080 | 3 | 1030593 | 30.4911 | 12.4095 | 47.2185 | 30.4185 | 16.8 | 946.18 | 1.6205 | 36.81 | 0.82518 | 0.79531 | 42.1014 | 0.41034 | 22.56 | -0.39395 | 0.80429 | 26.8573 | 0.60521 | -8.92 | 1.3431 | -0.73786 | -12.0776 | 1.6205 | 36.81 | 0.82518 | 0.79531 | 42.1014 | 1.661 | 34.6 | 0.98647 | 0.67453 | 39.3753 | 0.013635 | 0.41575 | 0.1692 | 0.64383 | 12.9012 | 0.022096 | 0.005595 | 0.008252 | 0.022096 | 0.022648 | 0.50191 | 0.30761 | -0.12162 | 0.50191 | 0.47177 | 0.57406 | 0.3662 | -0.16468 | 0.57406 | 0.53688 | 0.013635 | 0.41575 | 0.1692 | 0.64383 | 12.9012 | 0.022096 | 0.005595 | 0.008252 | 0.022096 | 0.022648 | 0.50191 | 0.30761 | -0.12162 | 0.50191 | 0.47177 | 0.57406 | 0.3662 | -0.16468 | 0.57406 | 0.53688
257 | 0.29 | 0.21 | South/Central | SC | Charleston.Intl.AP.722080 | 3 | 1030593 | 30.7517 | 12.3997 | 47.47 | 30.6785 | 16.7914 | 949 | 1.369 | 33.99 | 0.56513 | 0.80389 | 39.1141 | 0.15887 | 19.74 | -0.65401 | 0.81287 | 23.87 | 0.35374 | -11.74 | 1.083 | -0.72928 | -15.0649 | 1.369 | 33.99 | 0.56513 | 0.80389 | 39.1141 | 1.4095 | 31.78 | 0.72641 | 0.68312 | 36.388 | 0.013635 | 0.4193 | 0.16907 | 0.64726 | 12.9397 | 0.018667 | 0.0021662 | 0.0048232 | 0.018667 | 0.019219 | 0.46346 | 0.26916 | -0.16008 | 0.46346 | 0.43332 | 0.53332 | 0.32547 | -0.20541 | 0.53332 | 0.49615 | 0.013635 | 0.4193 | 0.16907 | 0.64726 | 12.9397 | 0.018667 | 0.0021662 | 0.0048232 | 0.018667 | 0.019219 | 0.46346 | 0.26916 | -0.16008 | 0.46346 | 0.43332 | 0.53332 | 0.32547 | -0.20541 | 0.53332 | 0.49615
258 | 0.3 | 0.21 | South/Central | SC | Charleston.Intl.AP.722080 | 3 | 1030593 | 31.0025 | 12.3891 | 47.7196 | 30.9287 | 16.7909 | 951.97 | 1.1194 | 31.02 | 0.31495 | 0.80445 | 35.9348 | -0.090758 | 16.77 | -0.90419 | 0.81343 | 20.6907 | 0.10411 | -14.71 | 0.83283 | -0.72872 | -18.2442 | 1.1194 | 31.02 | 0.31495 | 0.80445 | 35.9348 | 1.1599 | 28.81 | 0.47623 | 0.68367 | 33.2087 | 0.013635 | 0.42272 | 0.16893 | 0.65066 | 12.9802 | 0.015263 | -0.0012375 | 0.0014196 | 0.015263 | 0.015815 | 0.42296 | 0.22866 | -0.20057 | 0.42296 | 0.39283 | 0.48997 | 0.28212 | -0.24876 | 0.48997 | 0.4528 | 0.013635 | 0.42272 | 0.16893 | 0.65066 | 12.9802 | 0.015263 | -0.0012375 | 0.0014196 | 0.015263 | 0.015815 | 0.42296 | 0.22866 | -0.20057 | 0.42296 | 0.39283 | 0.48997 | 0.28212 | -0.24876 | 0.48997 | 0.4528
259 | 0.31 | 0.21 | South/Central | SC | Charleston.Intl.AP.722080 | 3 | 1030593 | 31.2526 | 12.3791 | 47.9604 | 31.1783 | 16.7821 | 954.66 | 0.87863 | 28.33 | 0.065398 | 0.81323 | 33.0899 | -0.33152 | 14.08 | -1.1537 | 0.82222 | 17.8458 | -0.13665 | -17.4 | 0.58328 | -0.71994 | -21.089 | 0.87863 | 28.33 | 0.065398 | 0.81323 | 33.0899 | 0.91914 | 26.12 | 0.22668 | 0.69246 | 30.3638 | 0.013635 | 0.42613 | 0.16879 | 0.65394 | 13.0169 | 0.01198 | -0.0045203 | -0.0018633 | 0.01198 | 0.012533 | 0.38628 | 0.19198 | -0.23725 | 0.38628 | 0.35615 | 0.45118 | 0.24333 | -0.28755 | 0.45118 | 0.41401 | 0.013635 | 0.42613 | 0.16879 | 0.65394 | 13.0169 | 0.01198 | -0.0045203 | -0.0018633 | 0.01198 | 0.012533 | 0.38628 | 0.19198 | -0.23725 | 0.38628 | 0.35615 | 0.45118 | 0.24333 | -0.28755 | 0.45118 | 0.41401
260 | 0.32 | 0.21 | South/Central | SC | Charleston.Intl.AP.722080 | 3 | 1030593 | 31.5032 | 12.3694 | 48.2105 | 31.4283 | 16.7823 | 957.65 | 0.62847 | 25.34 | -0.18458 | 0.81306 | 29.8842 | -0.58168 | 11.09 | -1.4037 | 0.82204 | 14.64 | -0.38681 | -20.39 | 0.3333 | -0.72011 | -24.2948 | 0.62847 | 25.34 | -0.18458 | 0.81306 | 29.8842 | 0.66898 | 23.13 | -0.0233 | 0.69228 | 27.158 | 0.013635 | 0.42955 | 0.16866 | 0.65735 | 13.0576 | 0.0085693 | -0.0079312 | -0.0052742 | 0.0085693 | 0.0091216 | 0.34551 | 0.15121 | -0.27802 | 0.34551 | 0.31538 | 0.40747 | 0.19962 | -0.33126 | 0.40747 | 0.3703 | 0.013635 | 0.42955 | 0.16866 | 0.65735 | 13.0576 | 0.0085693 | -0.0079312 | -0.0052742 | 0.0085693 | 0.0091216 | 0.34551 | 0.15121 | -0.27802 | 0.34551 | 0.31538 | 0.40747 | 0.19962 | -0.33126 | 0.40747 | 0.3703
261 | 0.33 | 0.21 | South/Central | SC | Charleston.Intl.AP.722080 | 3 | 1030593 | 31.7531 | 12.3685 | 48.4604 | 31.6776 | 16.7828 | 960.63 | 0.3786 | 22.36 | -0.43393 | 0.81253 | 26.6725 | -0.83156 | 8.11 | -1.6531 | 0.82151 | 11.4284 | -0.63669 | -23.37 | 0.083952 | -0.72064 | -27.5065 | 0.3786 | 22.36 | -0.43393 | 0.81253 | 26.6725 | 0.41911 | 20.15 | -0.27265 | 0.69176 | 23.9464 | 0.013635 | 0.43296 | 0.16865 | 0.66076 | 13.0983 | 0.0051622 | -0.011338 | -0.0086813 | 0.0051622 | 0.0057146 | 0.30488 | 0.11058 | -0.31865 | 0.30488 | 0.27475 | 0.36368 | 0.15583 | -0.37505 | 0.36368 | 0.32651 | 0.013635 | 0.43296 | 0.16865 | 0.66076 | 13.0983 | 0.0051622 | -0.011338 | -0.0086813 | 0.0051622 | 0.0057146 | 0.30488 | 0.11058 | -0.31865 | 0.30488 | 0.27475 | 0.36368 | 0.15583 | -0.37505 | 0.36368 | 0.32651
262 | 0.34 | 0.21 | South/Central | SC | Charleston.Intl.AP.722080 | 3 | 1030593 | 32.0031 | 12.3588 | 48.7104 | 31.9271 | 16.7834 | 963.63 | 0.12854 | 19.36 | -0.68338 | 0.81193 | 23.4565 | -1.0816 | 5.11 | -1.9025 | 0.82091 | 8.2124 | -0.88674 | -26.37 | -0.1655 | -0.72124 | -30.7225 | 0.12854 | 19.36 | -0.68338 | 0.81193 | 23.4565 | 0.16905 | 17.15 | -0.5221 | 0.69115 | 20.7303 | 0.013635 | 0.43637 | 0.16851 | 0.66417 | 13.1392 | 0.0017527 | -0.014748 | -0.012091 | 0.0017527 | 0.002305 | 0.26398 | 0.069675 | -0.35956 | 0.26398 | 0.23384 | 0.31983 | 0.11198 | -0.4189 | 0.31983 | 0.28266 | 0.013635 | 0.43637 | 0.16851 | 0.66417 | 13.1392 | 0.0017527 | -0.014748 | -0.012091 | 0.0017527 | 0.002305 | 0.26398 | 0.069675 | -0.35956 | 0.26398 | 0.23384 | 0.31983 | 0.11198 | -0.4189 | 0.31983 | 0.28266
263 | 0.35 | 0.21 | South/Central | SC | Charleston.Intl.AP.722080 | 3 | 1030593 | 32.2445 | 12.3582 | 48.9515 | 32.1679 | 16.7836 | 966.51 | -0.11252 | 16.48 | -0.92423 | 0.8117 | 20.3658 | -1.3227 | 2.23 | -2.1434 | 0.82069 | 5.1217 | -1.1278 | -29.25 | -0.40634 | -0.72147 | -33.8132 | -0.11252 | 16.48 | -0.92423 | 0.8117 | 20.3658 | -0.072015 | 14.27 | -0.76294 | 0.69093 | 17.6396 | 0.013635 | 0.43966 | 0.1685 | 0.66746 | 13.1784 | -0.0015343 | -0.018035 | -0.015378 | -0.0015343 | -0.00098193 | 0.22471 | 0.030406 | -0.39883 | 0.22471 | 0.19457 | 0.27769 | 0.069834 | -0.46105 | 0.27769 | 0.24052 | 0.013635 | 0.43966 | 0.1685 | 0.66746 | 13.1784 | -0.0015343 | -0.018035 | -0.015378 | -0.0015343 | -0.00098193 | 0.22471 | 0.030406 | -0.39883 | 0.22471 | 0.19457 | 0.27769 | 0.069834 | -0.46105 | 0.27769 | 0.24052
264 | 0.36 | 0.21 | South/Central | SC | Charleston.Intl.AP.722080 | 3 | 1030593 | 32.4852 | 12.3487 | 49.1925 | 32.408 | 16.7845 | 969.41 | -0.35355 | 13.58 | -1.1643 | 0.81079 | 17.257 | -1.5637 | -0.67 | -2.3835 | 0.81977 | 2.0129 | -1.3688 | -32.15 | -0.64645 | -0.72238 | -36.9219 | -0.35355 | 13.58 | -1.1643 | 0.81079 | 17.257 | -0.31304 | 11.37 | -1.0031 | 0.69002 | 14.5309 | 0.013635 | 0.44294 | 0.16838 | 0.67074 | 13.218 | -0.0048207 | -0.021321 | -0.018664 | -0.0048207 | -0.0042683 | 0.18516 | -0.0091355 | -0.43837 | 0.18516 | 0.15503 | 0.2353 | 0.027446 | -0.50343 | 0.2353 | 0.19813 | 0.013635 | 0.44294 | 0.16838 | 0.67074 | 13.218 | -0.0048207 | -0.021321 | -0.018664 | -0.0048207 | -0.0042683 | 0.18516 | -0.0091355 | -0.43837 | 0.18516 | 0.15503 | 0.2353 | 0.027446 | -0.50343 | 0.2353 | 0.19813
265 | 0.37 | 0.21 | South/Central | SC | Charleston.Intl.AP.722080 | 3 | 1030593 | 32.7344 | 12.339 | 49.4414 | 32.6566 | 16.7847 | 972.39 | -0.60238 | 10.6 | -1.413 | 0.81057 | 14.067 | -1.8125 | -3.65 | -2.6321 | 0.81956 | -1.1771 | -1.6177 | -35.13 | -0.89507 | -0.7226 | -40.1119 | -0.60238 | 10.6 | -1.413 | 0.81057 | 14.067 | -0.56187 | 8.39 | -1.2517 | 0.6898 | 11.3409 | 0.013635 | 0.44634 | 0.16824 | 0.67414 | 13.2586 | -0.0082136 | -0.024714 | -0.022057 | -0.0082136 | -0.0076612 | 0.14453 | -0.049768 | -0.479 | 0.14453 | 0.1144 | 0.19181 | -0.01605 | -0.54693 | 0.19181 | 0.15463 | 0.013635 | 0.44634 | 0.16824 | 0.67414 | 13.2586 | -0.0082136 | -0.024714 | -0.022057 | -0.0082136 | -0.0076612 | 0.14453 | -0.049768 | -0.479 | 0.14453 | 0.1144 | 0.19181 | -0.01605 | -0.54693 | 0.19181 | 0.15463
266 | 0.38 | 0.21 | South/Central | SC | Charleston.Intl.AP.722080 | 3 | 1030593 | 32.9751 | 12.3384 | 49.6822 | 32.8967 | 16.7855 | 975.29 | -0.84325 | 7.7 | -1.6531 | 0.80982 | 10.9647 | -2.0534 | -6.55 | -2.8722 | 0.81881 | -4.2794 | -1.8585 | -38.03 | -1.1352 | -0.72335 | -43.2143 | -0.84325 | 7.7 | -1.6531 | 0.80982 | 10.9647 | -0.80274 | 5.49 | -1.4918 | 0.68905 | 8.2386 | 0.013635 | 0.44962 | 0.16824 | 0.67742 | 13.2982 | -0.011498 | -0.027998 | -0.025341 | -0.011498 | -0.010945 | 0.10499 | -0.08931 | -0.51854 | 0.10499 | 0.074857 | 0.1495 | -0.05835 | -0.58923 | 0.1495 | 0.11233 | 0.013635 | 0.44962 | 0.16824 | 0.67742 | 13.2982 | -0.011498 | -0.027998 | -0.025341 | -0.011498 | -0.010945 | 0.10499 | -0.08931 | -0.51854 | 0.10499 | 0.074857 | 0.1495 | -0.05835 | -0.58923 | 0.1495 | 0.11233
267 | 0.39 | 0.21 | South/Central | SC | Charleston.Intl.AP.722080 | 3 | 1030593 | 33.2151 | 12.3379 | 49.9309 | 33.1362 | 16.7947 | 978.43 | -1.0919 | 4.56 | -1.8926 | 0.80064 | 7.536 | -2.3021 | -9.69 | -3.1117 | 0.80962 | -7.7081 | -2.1072 | -41.17 | -1.3747 | -0.73253 | -46.643 | -1.0919 | 4.56 | -1.8926 | 0.80064 | 7.536 | -1.0514 | 2.35 | -1.7313 | 0.67986 | 4.8099 | 0.013635 | 0.45289 | 0.16823 | 0.68081 | 13.341 | -0.014888 | -0.031389 | -0.028732 | -0.014888 | -0.014336 | 0.062176 | -0.13212 | -0.56136 | 0.062176 | 0.032042 | 0.10275 | -0.1051 | -0.63598 | 0.10275 | 0.065583 | 0.013635 | 0.45289 | 0.16823 | 0.68081 | 13.341 | -0.014888 | -0.031389 | -0.028732 | -0.014888 | -0.014336 | 0.062176 | -0.13212 | -0.56136 | 0.062176 | 0.032042 | 0.10275 | -0.1051 | -0.63598 | 0.10275 | 0.065583
268 | 0.4 | 0.21 | South/Central | SC | Charleston.Intl.AP.722080 | 3 | 1030593 | 33.4463 | 12.3279 | 50.153 | 33.3669 | 16.7861 | 980.89 | -1.314 | 2.1 | -2.1232 | 0.80925 | 4.9258 | -2.5241 | -12.15 | -3.3424 | 0.81823 | -10.3183 | -2.3293 | -43.63 | -1.6053 | -0.72392 | -49.2531 | -1.314 | 2.1 | -2.1232 | 0.80925 | 4.9258 | -1.2735 | -0.11 | -1.9619 | 0.68848 | 2.1997 | 0.013635 | 0.45604 | 0.16809 | 0.68384 | 13.3745 | -0.017916 | -0.034417 | -0.03176 | -0.017916 | -0.017364 | 0.028634 | -0.16567 | -0.5949 | 0.028634 | -0.0014999 | 0.067164 | -0.14069 | -0.67157 | 0.067164 | 0.029993 | 0.013635 | 0.45604 | 0.16809 | 0.68384 | 13.3745 | -0.017916 | -0.034417 | -0.03176 | -0.017916 | -0.017364 | 0.028634 | -0.16567 | -0.5949 | 0.028634 | -0.0014999 | 0.067164 | -0.14069 | -0.67157 | 0.067164 | 0.029993
Double | Double | Double | South/Central | SC | Charleston.Intl.AP.722080 | 3 | 1030593 | 31.4012 | 15.9702 | 53.0534 | 31.3268 | 21.7266 | 1123.84 | -4.2144 | -140.85 | -0.083135 | -4.1312 | -164.9101 | -5.4245 | -155.1 | -1.3023 | -4.1223 | -180.1542 | -5.2297 | -186.58 | 0.43475 | -5.6644 | -219.0891 | -4.2144 | -140.85 | -0.083135 | -4.1312 | -164.9101 | -4.1739 | -143.06 | 0.07815 | -4.252 | -167.6362 | 0.013635 | 0.42816 | 0.21775 | 0.72339 | 15.3236 | -0.057463 | -0.073964 | -0.071307 | -0.057463 | -0.056911 | -1.9205 | -2.1148 | -2.544 | -1.9205 | -1.9506 | -2.2486 | -2.4564 | -2.9873 | -2.2486 | -2.2857 | 0.013635 | 0.42816 | 0.21775 | 0.72339 | 15.3236 | -0.057463 | -0.073964 | -0.071307 | -0.057463 | -0.056911 | -1.9205 | -2.1148 | -2.544 | -1.9205 | -1.9506 | -2.2486 | -2.4564 | -2.9873 | -2.2486 | -2.2857
Single | Single | Single | South/Central | SC | Charleston.Intl.AP.722080 | 3 | 1030593 | 38.8407 | 18.0505 | 63.5741 | 38.7493 | 24.8248 | 1316.9 | -14.7351 | -333.91 | -7.5056 | -7.2295 | -382.7673 | -15.9453 | -348.16 | -8.7248 | -7.2205 | -398.0114 | -15.7504 | -379.64 | -6.9877 | -8.7627 | -436.9463 | -14.7351 | -333.91 | -7.5056 | -7.2295 | -382.7673 | -14.6946 | -336.12 | -7.3443 | -7.3503 | -385.4934 | 0.013635 | 0.5296 | 0.24612 | 0.86684 | 17.956 | -0.20091 | -0.21741 | -0.21476 | -0.20091 | -0.20036 | -4.5529 | -4.7472 | -5.1764 | -4.5529 | -4.583 | -5.2191 | -5.4269 | -5.9578 | -5.2191 | -5.2562 | 0.013635 | 0.5296 | 0.24612 | 0.86684 | 17.956 | -0.20091 | -0.21741 | -0.21476 | -0.20091 | -0.20036 | -4.5529 | -4.7472 | -5.1764 | -4.5529 | -4.583 | -5.2191 | -5.4269 | -5.9578 | -5.2191 | -5.2562
1 | 0.35 | 0.47 | South/Central | NC | Charlotte-Douglas.Intl.AP.723140 | 3 | 2994711 | 43.2343 | 11.4036 | 59.8295 | 43.1322 | 16.6973 | 946.85 | 1.151 | -33.58 | 3.6709 | -2.52 | -52.9683 | -0.57059 | -52.48 | 1.9325 | -2.5031 | -74.5448 | 0.47581 | -65.93 | 4.3491 | -3.8732 | -97.9622 | 1.151 | -33.58 | 3.6709 | -2.52 | -52.9683 | 1.2718 | -34.09 | 3.8926 | -2.6208 | -54.1312 | 0.039621 | 1.713 | 0.45182 | 2.3705 | 37.5151 | 0.045602 | -0.022607 | 0.018852 | 0.045602 | 0.050389 | -1.3305 | -2.0793 | -2.6122 | -1.3305 | -1.3507 | -2.0987 | -2.9535 | -3.8814 | -2.0987 | -2.1447 | 0.039621 | 1.713 | 0.45182 | 2.3705 | 37.5151 | 0.045602 | -0.022607 | 0.018852 | 0.045602 | 0.050389 | -1.3305 | -2.0793 | -2.6122 | -1.3305 | -1.3507 | -2.0987 | -2.9535 | -3.8814 | -2.0987 | -2.1447
2 | 0.35 | 0.42 | South/Central | NC | Charlotte-Douglas.Intl.AP.723140 | 3 | 2994711 | 44.2598 | 10.7917 | 60.0424 | 44.1552 | 15.8872 | 934.28 | 0.93807 | -21.01 | 2.6479 | -1.7098 | -33.9281 | -0.78348 | -39.91 | 0.90944 | -1.6929 | -55.5046 | 0.26292 | -53.36 | 3.326 | -3.0631 | -78.922 | 0.93807 | -21.01 | 2.6479 | -1.7098 | -33.9281 | 1.0589 | -21.52 | 2.8695 | -1.8106 | -35.091 | 0.039621 | 1.7536 | 0.42758 | 2.3789 | 37.0171 | 0.037167 | -0.031042 | 0.010417 | 0.037167 | 0.041954 | -0.83244 | -1.5813 | -2.1142 | -0.83244 | -0.85264 | -1.3443 | -2.1991 | -3.127 | -1.3443 | -1.3903 | 0.039621 | 1.7536 | 0.42758 | 2.3789 | 37.0171 | 0.037167 | -0.031042 | 0.010417 | 0.037167 | 0.041954 | -0.83244 | -1.5813 | -2.1142 | -0.83244 | -0.85264 | -1.3443 | -2.1991 | -3.127 | -1.3443 | -1.3903
3 | 0.35 | 0.37 | South/Central | NC | Charlotte-Douglas.Intl.AP.723140 | 3 | 2994711 | 45.2955 | 10.2598 | 60.3559 | 45.1885 | 15.1674 | 924.51 | 0.62455 | -11.24 | 1.6146 | -0.99003 | -18.6044 | -1.097 | -30.14 | -0.12382 | -0.97317 | -40.1808 | -0.050589 | -43.59 | 2.2927 | -2.3433 | -63.5983 | 0.62455 | -11.24 | 1.6146 | -0.99003 | -18.6044 | 0.74536 | -11.75 | 1.8362 | -1.0909 | -19.7672 | 0.039621 | 1.7947 | 0.4065 | 2.3914 | 36.63 | 0.024745 | -0.043464 | -0.0020044 | 0.024745 | 0.029532 | -0.44534 | -1.1942 | -1.7271 | -0.44534 | -0.46555 | -0.73712 | -1.592 | -2.5198 | -0.73712 | -0.7832 | 0.039621 | 1.7947 | 0.4065 | 2.3914 | 36.63 | 0.024745 | -0.043464 | -0.0020044 | 0.024745 | 0.029532 | -0.44534 | -1.1942 | -1.7271 | -0.44534 | -0.46555 | -0.73712 | -1.592 | -2.5198 | -0.73712 | -0.7832
4 | 0.35 | 0.32 | South/Central | NC | Charlotte-Douglas.Intl.AP.723140 | 3 | 2994711 | 46.4314 | 9.7283 | 60.7698 | 46.3218 | 14.4481 | 915.88 | 0.21065 | -2.61 | 0.48132 | -0.27067 | -4.5756 | -1.5109 | -21.51 | -1.2571 | -0.25381 | -26.1521 | -0.46449 | -34.96 | 1.1595 | -1.6239 | -49.5695 | 0.21065 | -2.61 | 0.48132 | -0.27067 | -4.5756 | 0.33146 | -3.12 | 0.70296 | -0.3715 | -5.7385 | 0.039621 | 1.8397 | 0.38544 | 2.4078 | 36.2881 | 0.0083463 | -0.059863 | -0.018403 | 0.0083463 | 0.013133 | -0.10341 | -0.85225 | -1.3851 | -0.10341 | -0.12362 | -0.18129 | -1.0362 | -1.964 | -0.18129 | -0.22736 | 0.039621 | 1.8397 | 0.38544 | 2.4078 | 36.2881 | 0.0083463 | -0.059863 | -0.018403 | 0.0083463 | 0.013133 | -0.10341 | -0.85225 | -1.3851 | -0.10341 | -0.12362 | -0.18129 | -1.0362 | -1.964 | -0.18129 | -0.22736
5 | 0.35 | 0.27 | South/Central | NC | Charlotte-Douglas.Intl.AP.723140 | 3 | 2994711 | 47.1956 | 9.4163 | 61.0907 | 47.0842 | 14.0065 | 911.36 | -0.11021 | 1.91 | -0.28112 | 0.17091 | 3.1812 | -1.8318 | -16.99 | -2.0195 | 0.18777 | -18.3953 | -0.78535 | -30.44 | 0.39702 | -1.1824 | -41.8127 | -0.11021 | 1.91 | -0.28112 | 0.17091 | 3.1812 | 0.010597 | 1.4 | -0.059486 | 0.070083 | 2.0183 | 0.039621 | 1.8699 | 0.37308 | 2.4205 | 36.109 | -0.0043666 | -0.072576 | -0.031116 | -0.0043666 | 0.00041986 | 0.075676 | -0.67316 | -1.2061 | 0.075676 | 0.055469 | 0.12604 | -0.72884 | -1.6567 | 0.12604 | 0.079968 | 0.039621 | 1.8699 | 0.37308 | 2.4205 | 36.109 | -0.0043666 | -0.072576 | -0.031116 | -0.0043666 | 0.00041986 | 0.075676 | -0.67316 | -1.2061 | 0.075676 | 0.055469 | 0.12604 | -0.72884 | -1.6567 | 0.12604 | 0.079968
6 | 0.35 | 0.23 | South/Central | NC | Charlotte-Douglas.Intl.AP.723140 | 3 | 2994711 | 47.6582 | 9.2657 | 61.3126 | 47.5457 | 13.7668 | 909.42 | -0.33209 | 3.85 | -0.74264 | 0.41055 | 6.7795 | -2.0536 | -15.05 | -2.481 | 0.42741 | -14.797 | -1.0072 | -28.5 | -0.064501 | -0.94273 | -38.2144 | -0.33209 | 3.85 | -0.74264 | 0.41055 | 6.7795 | -0.21129 | 3.34 | -0.521 | 0.30972 | 5.6166 | 0.039621 | 1.8883 | 0.36712 | 2.4293 | 36.0321 | -0.013158 | -0.081367 | -0.039908 | -0.013158 | -0.0083713 | 0.15254 | -0.5963 | -1.1292 | 0.15254 | 0.13233 | 0.26861 | -0.58627 | -1.5141 | 0.26861 | 0.22254 | 0.039621 | 1.8883 | 0.36712 | 2.4293 | 36.0321 | -0.013158 | -0.081367 | -0.039908 | -0.013158 | -0.0083713 | 0.15254 | -0.5963 | -1.1292 | 0.15254 | 0.13233 | 0.26861 | -0.58627 | -1.5141 | 0.26861 | 0.22254
7 | 0.35 | 0.19 | South/Central | NC | Charlotte-Douglas.Intl.AP.723140 | 3 | 2994711 | 48.764 | 8.8133 | 61.7953 | 48.6489 | 13.1464 | 903.47 | -0.81486 | 9.8 | -1.8458 | 1.031 | 17.2689 | -2.5364 | -9.1 | -3.5842 | 1.0478 | -4.3076 | -1.49 | -22.55 | -1.1677 | -0.32231 | -27.725 | -0.81486 | 9.8 | -1.8458 | 1.031 | 17.2689 | -0.69405 | 9.29 | -1.6242 | 0.93014 | 16.106 | 0.039621 | 1.9321 | 0.34919 | 2.4484 | 35.7964 | -0.032286 | -0.1005 | -0.059035 | -0.032286 | -0.027499 | 0.38829 | -0.36055 | -0.89345 | 0.38829 | 0.36808 | 0.68421 | -0.17067 | -1.0985 | 0.68421 | 0.63814 | 0.039621 | 1.9321 | 0.34919 | 2.4484 | 35.7964 | -0.032286 | -0.1005 | -0.059035 | -0.032286 | -0.027499 | 0.38829 | -0.36055 | -0.89345 | 0.38829 | 0.36808 | 0.68421 | -0.17067 | -1.0985 | 0.68421 | 0.63814
8 | 0.35 | 0.17 | South/Central | NC | Charlotte-Douglas.Intl.AP.723140 | 3 | 2994711 | 49.3567 | 8.5921 | 62.077 | 49.2402 | 12.8368 | 900.99 | -1.0965 | 12.28 | -2.4371 | 1.3406 | 21.9827 | -2.818 | -6.62 | -4.1755 | 1.3574 | 0.40625 | -1.7716 | -20.07 | -1.7589 | -0.012698 | -23.0112 | -1.0965 | 12.28 | -2.4371 | 1.3406 | 21.9827 | -0.97567 | 11.77 | -2.2154 | 1.2398 | 20.8199 | 0.039621 | 1.9556 | 0.34043 | 2.4596 | 35.6981 | -0.043443 | -0.11165 | -0.070193 | -0.043443 | -0.038657 | 0.48655 | -0.26229 | -0.79519 | 0.48655 | 0.46634 | 0.87098 | 0.016096 | -0.91173 | 0.87098 | 0.8249 | 0.039621 | 1.9556 | 0.34043 | 2.4596 | 35.6981 | -0.043443 | -0.11165 | -0.070193 | -0.043443 | -0.038657 | 0.48655 | -0.26229 | -0.79519 | 0.48655 | 0.46634 | 0.87098 | 0.016096 | -0.91173 | 0.87098 | 0.8249
9 | 0.33 | 0.47 | South/Central | NC | Charlotte-Douglas.Intl.AP.723140 | 3 | 2994711 | 42.5637 | 11.4334 | 59.1884 | 42.4632 | 16.7253 | 940.26 | 1.792 | -26.99 | 4.3399 | -2.5479 | -45.5151 | 0.070497 | -45.89 | 2.6015 | -2.531 | -67.0916 | 1.1169 | -59.34 | 5.0181 | -3.9012 | -90.509 | 1.792 | -26.99 | 4.3399 | -2.5479 | -45.5151 | 1.9129 | -27.5 | 4.5616 | -2.6487 | -46.678 | 0.039621 | 1.6864 | 0.453 | 2.3451 | 37.254 | 0.071003 | 0.0027932 | 0.044253 | 0.071003 | 0.075789 | -1.0694 | -1.8182 | -2.3511 | -1.0694 | -1.0896 | -1.8034 | -2.6582 | -3.5861 | -1.8034 | -1.8494 | 0.039621 | 1.6864 | 0.453 | 2.3451 | 37.254 | 0.071003 | 0.0027932 | 0.044253 | 0.071003 | 0.075789 | -1.0694 | -1.8182 | -2.3511 | -1.0694 | -1.0896 | -1.8034 | -2.6582 | -3.5861 | -1.8034 | -1.8494
10 | 0.33 | 0.42 | South/Central | NC | Charlotte-Douglas.Intl.AP.723140 | 3 | 2994711 | 43.5792 | 10.8124 | 59.3725 | 43.4762 | 15.8963 | 926.99 | 1.6079 | -13.72 | 3.3268 | -1.7189 | -25.6012 | -0.11361 | -32.62 | 1.5884 | -1.702 | -47.1777 | 0.9328 | -46.07 | 4.005 | -3.0722 | -70.5951 | 1.6079 | -13.72 | 3.3268 | -1.7189 | -25.6012 | 1.7287 | -14.23 | 3.5485 | -1.8197 | -26.7641 | 0.039621 | 1.7267 | 0.4284 | 2.3524 | 36.7283 | 0.063708 | -0.0045014 | 0.036958 | 0.063708 | 0.068495 | -0.5436 | -1.2924 | -1.8253 | -0.5436 | -0.56381 | -1.0143 | -1.8692 | -2.797 | -1.0143 | -1.0604 | 0.039621 | 1.7267 | 0.4284 | 2.3524 | 36.7283 | 0.063708 | -0.0045014 | 0.036958 | 0.063708 | 0.068495 | -0.5436 | -1.2924 | -1.8253 | -0.5436 | -0.56381 | -1.0143 | -1.8692 | -2.797 | -1.0143 | -1.0604
11 | 0.33 | 0.37 | South/Central | NC | Charlotte-Douglas.Intl.AP.723140 | 3 | 2994711 | 44.6052 | 10.2805 | 59.6764 | 44.4998 | 15.1765 | 917.11 | 1.3041 | -3.84 | 2.3032 | -0.99912 | -10.1526 | -0.41742 | -22.74 | 0.56484 | -0.98226 | -31.7291 | 0.62898 | -36.19 | 2.9814 | -2.3524 | -55.1465 | 1.3041 | -3.84 | 2.3032 | -0.99912 | -10.1526 | 1.4249 | -4.35 | 2.5249 | -1.1 | -11.3155 | 0.039621 | 1.7673 | 0.40732 | 2.3644 | 36.3368 | 0.051671 | -0.016539 | 0.024921 | 0.051671 | 0.056457 | -0.15214 | -0.90098 | -1.4339 | -0.15214 | -0.17235 | -0.40226 | -1.2571 | -2.185 | -0.40226 | -0.44833 | 0.039621 | 1.7673 | 0.40732 | 2.3644 | 36.3368 | 0.051671 | -0.016539 | 0.024921 | 0.051671 | 0.056457 | -0.15214 | -0.90098 | -1.4339 | -0.15214 | -0.17235 | -0.40226 | -1.2571 | -2.185 | -0.40226 | -0.44833
12 | 0.33 | 0.32 | South/Central | NC | Charlotte-Douglas.Intl.AP.723140 | 3 | 2994711 | 45.7403 | 9.7581 | 60.0985 | 45.6323 | 14.4663 | 908.73 | 0.88195 | 4.54 | 1.1708 | -0.28887 | 3.5255 | -0.8396 | -14.36 | -0.56759 | -0.27201 | -18.051 | 0.20681 | -27.81 | 1.849 | -1.6421 | -41.4684 | 0.88195 | 4.54 | 1.1708 | -0.28887 | 3.5255 | 1.0028 | 4.03 | 1.3925 | -0.3897 | 2.3626 | 0.039621 | 1.8123 | 0.38662 | 2.3812 | 36.0048 | 0.034944 | -0.033266 | 0.0081939 | 0.034944 | 0.03973 | 0.17988 | -0.56896 | -1.1019 | 0.17988 | 0.15967 | 0.13968 | -0.7152 | -1.643 | 0.13968 | 0.09361 | 0.039621 | 1.8123 | 0.38662 | 2.3812 | 36.0048 | 0.034944 | -0.033266 | 0.0081939 | 0.034944 | 0.03973 | 0.17988 | -0.56896 | -1.1019 | 0.17988 | 0.15967 | 0.13968 | -0.7152 | -1.643 | 0.13968 | 0.09361
13 | 0.33 | 0.27 | South/Central | NC | Charlotte-Douglas.Intl.AP.723140 | 3 | 2994711 | 46.5044 | 9.4366 | 60.4005 | 46.3945 | 14.006 | 903.65 | 0.57999 | 9.62 | 0.40857 | 0.17141 | 12.0265 | -1.1416 | -9.28 | -1.3298 | 0.18827 | -9.5499 | -0.095156 | -22.73 | 1.0867 | -1.1819 | -32.9673 | 0.57999 | 9.62 | 0.40857 | 0.17141 | 12.0265 | 0.70079 | 9.11 | 0.63021 | 0.070584 | 10.8637 | 0.039621 | 1.8425 | 0.37389 | 2.3931 | 35.8035 | 0.02298 | -0.04523 | -0.0037702 | 0.02298 | 0.027766 | 0.38115 | -0.36768 | -0.90059 | 0.38115 | 0.36095 | 0.4765 | -0.37838 | -1.3062 | 0.4765 | 0.43043 | 0.039621 | 1.8425 | 0.37389 | 2.3931 | 35.8035 | 0.02298 | -0.04523 | -0.0037702 | 0.02298 | 0.027766 | 0.38115 | -0.36768 | -0.90059 | 0.38115 | 0.36095 | 0.4765 | -0.37838 | -1.3062 | 0.4765 | 0.43043
14 | 0.33 | 0.23 | South/Central | NC | Charlotte-Douglas.Intl.AP.723140 | 3 | 2994711 | 46.9574 | 9.2857 | 60.6124 | 46.8465 | 13.7659 | 901.59 | 0.36811 | 11.68 | -0.043374 | 0.41149 | 15.7646 | -1.3534 | -7.22 | -1.7818 | 0.42834 | -5.8119 | -0.30703 | -20.67 | 0.63476 | -0.9418 | -29.2293 | 0.36811 | 11.68 | -0.043374 | 0.41149 | 15.7646 | 0.48892 | 11.17 | 0.17826 | 0.31065 | 14.6017 | 0.039621 | 1.8605 | 0.36791 | 2.4015 | 35.7219 | 0.014585 | -0.053625 | -0.012165 | 0.014585 | 0.019371 | 0.46277 | -0.28606 | -0.81897 | 0.46277 | 0.44257 | 0.62461 | -0.23027 | -1.1581 | 0.62461 | 0.57854 | 0.039621 | 1.8605 | 0.36791 | 2.4015 | 35.7219 | 0.014585 | -0.053625 | -0.012165 | 0.014585 | 0.019371 | 0.46277 | -0.28606 | -0.81897 | 0.46277 | 0.44257 | 0.62461 | -0.23027 | -1.1581 | 0.62461 | 0.57854
15 | 0.33 | 0.19 | South/Central | NC | Charlotte-Douglas.Intl.AP.723140 | 3 | 2994711 | 48.063 | 8.8329 | 61.0946 | 47.9495 | 13.1452 | 895.62 | -0.11413 | 17.65 | -1.1464 | 1.0322 | 26.2695 | -1.8357 | -1.25 | -2.8848 | 1.0491 | 4.693 | -0.78927 | -14.7 | -0.46823 | -0.32105 | -18.7244 | -0.11413 | 17.65 | -1.1464 | 1.0322 | 26.2695 | 0.0066741 | 17.14 | -0.92473 | 0.9314 | 25.1066 | 0.039621 | 1.9043 | 0.34997 | 2.4206 | 35.4854 | -0.0045221 | -0.072732 | -0.031272 | -0.0045221 | 0.00026443 | 0.69931 | -0.049526 | -0.58243 | 0.69931 | 0.6791 | 1.0408 | 0.18594 | -0.74188 | 1.0408 | 0.99475 | 0.039621 | 1.9043 | 0.34997 | 2.4206 | 35.4854 | -0.0045221 | -0.072732 | -0.031272 | -0.0045221 | 0.00026443 | 0.69931 | -0.049526 | -0.58243 | 0.69931 | 0.6791 | 1.0408 | 0.18594 | -0.74188 | 1.0408 | 0.99475
16 | 0.33 | 0.17 | South/Central | NC | Charlotte-Douglas.Intl.AP.723140 | 3 | 2994711 | 48.6559 | 8.6027 | 61.3767 | 48.541 | 12.8357 | 893.12 | -0.39621 | 20.15 | -1.7379 | 1.3417 | 30.9728 | -2.1178 | 1.25 | -3.4763 | 1.3585 | 9.3963 | -1.0714 | -12.2 | -1.0598 | -0.011605 | -14.0211 | -0.39621 | 20.15 | -1.7379 | 1.3417 | 30.9728 | -0.27541 | 19.64 | -1.5163 | 1.2408 | 29.8099 | 0.039621 | 1.9278 | 0.34085 | 2.4318 | 35.3863 | -0.015698 | -0.083908 | -0.042448 | -0.015698 | -0.010912 | 0.79836 | 0.049526 | -0.48338 | 0.79836 | 0.77816 | 1.2272 | 0.37229 | -0.55553 | 1.2272 | 1.1811 | 0.039621 | 1.9278 | 0.34085 | 2.4318 | 35.3863 | -0.015698 | -0.083908 | -0.042448 | -0.015698 | -0.010912 | 0.79836 | 0.049526 | -0.48338 | 0.79836 | 0.77816 | 1.2272 | 0.37229 | -0.55553 | 1.2272 | 1.1811
17 | 0.3 | 0.47 | South/Central | NC | Charlotte-Douglas.Intl.AP.723140 | 3 | 2994711 | 41.5418 | 11.4748 | 58.1888 | 41.4436 | 16.7452 | 929.54 | 2.7917 | -16.27 | 5.3595 | -2.5678 | -33.2592 | 1.0701 | -35.17 | 3.6211 | -2.551 | -54.8357 | 2.1165 | -48.62 | 6.0376 | -3.9211 | -78.2531 | 2.7917 | -16.27 | 5.3595 | -2.5678 | -33.2592 | 2.9125 | -16.78 | 5.5811 | -2.6686 | -34.4221 | 0.039621 | 1.6459 | 0.45464 | 2.3055 | 36.8293 | 0.11061 | 0.042399 | 0.083858 | 0.11061 | 0.11539 | -0.64463 | -1.3935 | -1.9264 | -0.64463 | -0.66484 | -1.3178 | -2.1726 | -3.1005 | -1.3178 | -1.3638 | 0.039621 | 1.6459 | 0.45464 | 2.3055 | 36.8293 | 0.11061 | 0.042399 | 0.083858 | 0.11061 | 0.11539 | -0.64463 | -1.3935 | -1.9264 | -0.64463 | -0.66484 | -1.3178 | -2.1726 | -3.1005 | -1.3178 | -1.3638
18 | 0.3 | 0.42 | South/Central | NC | Charlotte-Douglas.Intl.AP.723140 | 3 | 2994711 | 42.5482 | 10.8535 | 58.3633 | 42.4476 | 15.9157 | 916.14 | 2.6172 | -2.87 | 4.3555 | -1.7384 | -13.2092 | 0.89562 | -21.77 | 2.6171 | -1.7215 | -34.7857 | 1.942 | -35.22 | 5.0337 | -3.0916 | -58.2031 | 2.6172 | -2.87 | 4.3555 | -1.7384 | -13.2092 | 2.738 | -3.38 | 4.5772 | -1.8392 | -14.3721 | 0.039621 | 1.6858 | 0.43003 | 2.3124 | 36.2984 | 0.10369 | 0.035485 | 0.076945 | 0.10369 | 0.10848 | -0.11371 | -0.86255 | -1.3955 | -0.11371 | -0.13392 | -0.52336 | -1.3782 | -2.3061 | -0.52336 | -0.56944 | 0.039621 | 1.6858 | 0.43003 | 2.3124 | 36.2984 | 0.10369 | 0.035485 | 0.076945 | 0.10369 | 0.10848 | -0.11371 | -0.86255 | -1.3955 | -0.11371 | -0.13392 | -0.52336 | -1.3782 | -2.3061 | -0.52336 | -0.56944
19 | 0.3 | 0.37 | South/Central | NC | Charlotte-Douglas.Intl.AP.723140 | 3 | 2994711 | 43.5634 | 10.3208 | 58.6646 | 43.4604 | 15.2042 | 906.35 | 2.3159 | 6.92 | 3.3427 | -1.0268 | 2.0493 | 0.59433 | -11.98 | 1.6043 | -1.01 | -19.5271 | 1.6407 | -25.43 | 4.0209 | -2.3801 | -42.9446 | 2.3159 | 6.92 | 3.3427 | -1.0268 | 2.0493 | 2.4367 | 6.41 | 3.5644 | -1.1277 | 0.88646 | 0.039621 | 1.726 | 0.40892 | 2.3243 | 35.9105 | 0.091757 | 0.023548 | 0.065008 | 0.091757 | 0.096544 | 0.27418 | -0.47466 | -1.0076 | 0.27418 | 0.25397 | 0.081196 | -0.77368 | -1.7015 | 0.081196 | 0.035123 | 0.039621 | 1.726 | 0.40892 | 2.3243 | 35.9105 | 0.091757 | 0.023548 | 0.065008 | 0.091757 | 0.096544 | 0.27418 | -0.47466 | -1.0076 | 0.27418 | 0.25397 | 0.081196 | -0.77368 | -1.7015 | 0.081196 | 0.035123
20 | 0.3 | 0.32 | South/Central | NC | Charlotte-Douglas.Intl.AP.723140 | 3 | 2994711 | 44.6893 | 9.7887 | 59.0678 | 44.5837 | 14.4841 | 897.55 | 1.9127 | 15.72 | 2.2194 | -0.30676 | 16.2341 | 0.19112 | -3.18 | 0.48102 | -0.2899 | -5.3424 | 1.2375 | -16.63 | 2.8976 | -1.66 | -28.7598 | 1.9127 | 15.72 | 2.2194 | -0.30676 | 16.2341 | 2.0335 | 15.21 | 2.4411 | -0.40759 | 15.0712 | 0.039621 | 1.7706 | 0.38784 | 2.3403 | 35.5618 | 0.075782 | 0.0075723 | 0.049032 | 0.075782 | 0.080568 | 0.62284 | -0.12599 | -0.6589 | 0.62284 | 0.60264 | 0.64321 | -0.21167 | -1.1395 | 0.64321 | 0.59714 | 0.039621 | 1.7706 | 0.38784 | 2.3403 | 35.5618 | 0.075782 | 0.0075723 | 0.049032 | 0.075782 | 0.080568 | 0.62284 | -0.12599 | -0.6589 | 0.62284 | 0.60264 | 0.64321 | -0.21167 | -1.1395 | 0.64321 | 0.59714
21 | 0.3 | 0.27 | South/Central | NC | Charlotte-Douglas.Intl.AP.723140 | 3 | 2994711 | 45.4427 | 9.4672 | 59.3592 | 45.3353 | 14.0239 | 892.34 | 1.6212 | 20.93 | 1.4678 | 0.15345 | 24.8682 | -0.10031 | 2.03 | -0.27062 | 0.17031 | 3.2917 | 0.9461 | -11.42 | 2.1459 | -1.1998 | -20.1257 | 1.6212 | 20.93 | 1.4678 | 0.15345 | 24.8682 | 1.742 | 20.42 | 1.6894 | 0.052621 | 23.7053 | 0.039621 | 1.8005 | 0.3751 | 2.3519 | 35.3554 | 0.064235 | -0.0039743 | 0.037485 | 0.064235 | 0.069022 | 0.82927 | 0.080431 | -0.45247 | 0.82927 | 0.80906 | 0.9853 | 0.13042 | -0.7974 | 0.9853 | 0.93923 | 0.039621 | 1.8005 | 0.3751 | 2.3519 | 35.3554 | 0.064235 | -0.0039743 | 0.037485 | 0.064235 | 0.069022 | 0.82927 | 0.080431 | -0.45247 | 0.82927 | 0.80906 | 0.9853 | 0.13042 | -0.7974 | 0.9853 | 0.93923
22 | 0.3 | 0.23 | South/Central | NC | Charlotte-Douglas.Intl.AP.723140 | 3 | 2994711 | 45.8963 | 9.3152 | 59.57 | 45.7878 | 13.7822 | 890.26 | 1.4105 | 23.01 | 1.0153 | 0.39521 | 28.6664 | -0.31103 | 4.11 | -0.7231 | 0.41207 | 7.09 | 0.73538 | -9.34 | 1.6934 | -0.95807 | -16.3274 | 1.4105 | 23.01 | 1.0153 | 0.39521 | 28.6664 | 1.5313 | 22.5 | 1.2369 | 0.29438 | 27.5036 | 0.039621 | 1.8185 | 0.36908 | 2.3602 | 35.273 | 0.055886 | -0.012323 | 0.029137 | 0.055886 | 0.060673 | 0.91168 | 0.16284 | -0.37006 | 0.91168 | 0.89147 | 1.1358 | 0.28091 | -0.64691 | 1.1358 | 1.0897 | 0.039621 | 1.8185 | 0.36908 | 2.3602 | 35.273 | 0.055886 | -0.012323 | 0.029137 | 0.055886 | 0.060673 | 0.91168 | 0.16284 | -0.37006 | 0.91168 | 0.89147 | 1.1358 | 0.28091 | -0.64691 | 1.1358 | 1.0897
23 | 0.3 | 0.19 | South/Central | NC | Charlotte-Douglas.Intl.AP.723140 | 3 | 2994711 | 47.0013 | 8.8536 | 60.0339 | 46.8902 | 13.1436 | 883.75 | 0.94659 | 29.52 | -0.087148 | 1.0337 | 39.8834 | -0.77495 | 10.62 | -1.8256 | 1.0506 | 18.3069 | 0.27145 | -2.83 | 0.59099 | -0.31954 | -5.1105 | 0.94659 | 29.52 | -0.087148 | 1.0337 | 39.8834 | 1.0674 | 29.01 | 0.13449 | 0.93291 | 38.7205 | 0.039621 | 1.8622 | 0.35079 | 2.3786 | 35.015 | 0.037505 | -0.030704 | 0.010755 | 0.037505 | 0.042292 | 1.1696 | 0.42077 | -0.11213 | 1.1696 | 1.1494 | 1.5802 | 0.72534 | -0.20248 | 1.5802 | 1.5341 | 0.039621 | 1.8622 | 0.35079 | 2.3786 | 35.015 | 0.037505 | -0.030704 | 0.010755 | 0.037505 | 0.042292 | 1.1696 | 0.42077 | -0.11213 | 1.1696 | 1.1494 | 1.5802 | 0.72534 | -0.20248 | 1.5802 | 1.5341
24 | 0.3 | 0.17 | South/Central | NC | Charlotte-Douglas.Intl.AP.723140 | 3 | 2994711 | 47.5937 | 8.6135 | 60.3053 | 47.4812 | 12.8241 | 880.92 | 0.67514 | 32.35 | -0.67814 | 1.3533 | 44.9939 | -1.0464 | 13.45 | -2.4165 | 1.3701 | 23.4174 | 0 | 0 | 0 | 0 | 0 | 0.67514 | 32.35 | -0.67814 | 1.3533 | 44.9939 | 0.79595 | 31.84 | -0.4565 | 1.2524 | 43.831 | 0.039621 | 1.8857 | 0.34128 | 2.3894 | 34.9029 | 0.02675 | -0.04146 | 0 | 0.02675 | 0.031536 | 1.2817 | 0.5329 | 0 | 1.2817 | 1.2615 | 1.7827 | 0.92782 | 0 | 1.7827 | 1.7366 | 0.039621 | 1.8857 | 0.34128 | 2.3894 | 34.9029 | 0.02675 | -0.04146 | 0 | 0.02675 | 0.031536 | 1.2817 | 0.5329 | 0 | 1.2817 | 1.2615 | 1.7827 | 0.92782 | 0 | 1.7827 | 1.7366
25 | 0.28 | 0.47 | South/Central | NC | Charlotte-Douglas.Intl.AP.723140 | 3 | 2994711 | 41.0517 | 11.3746 | 57.5578 | 40.9546 | 16.6033 | 919.91 | 3.4227 | -6.64 | 5.8485 | -2.4259 | -21.3712 | 1.7011 | -25.54 | 4.1101 | -2.409 | -42.9477 | 2.7475 | -38.99 | 6.5267 | -3.7791 | -66.3651 | 3.4227 | -6.64 | 5.8485 | -2.4259 | -21.3712 | 3.5435 | -7.15 | 6.0702 | -2.5267 | -22.5341 | 0.039621 | 1.6265 | 0.45067 | 2.2805 | 36.4477 | 0.13561 | 0.0674 | 0.10886 | 0.13561 | 0.1404 | -0.26308 | -1.0119 | -1.5448 | -0.26308 | -0.28329 | -0.84675 | -1.7016 | -2.6294 | -0.84675 | -0.89282 | 0.039621 | 1.6265 | 0.45067 | 2.2805 | 36.4477 | 0.13561 | 0.0674 | 0.10886 | 0.13561 | 0.1404 | -0.26308 | -1.0119 | -1.5448 | -0.26308 | -0.28329 | -0.84675 | -1.7016 | -2.6294 | -0.84675 | -0.89282
26 | 0.28 | 0.42 | South/Central | NC | Charlotte-Douglas.Intl.AP.723140 | 3 | 2994711 | 41.8969 | 10.8627 | 57.7006 | 41.7978 | 15.9029 | 908.52 | 3.2799 | 4.75 | 5.0053 | -1.7255 | -4.3834 | 1.5583 | -14.15 | 3.2669 | -1.7086 | -25.9598 | 2.6047 | -27.6 | 5.6835 | -3.0788 | -49.3772 | 3.2799 | 4.75 | 5.0053 | -1.7255 | -4.3834 | 3.4007 | 4.24 | 5.227 | -1.8263 | -5.5462 | 0.039621 | 1.66 | 0.43039 | 2.2862 | 35.9965 | 0.12995 | 0.061742 | 0.1032 | 0.12995 | 0.13474 | 0.1882 | -0.56064 | -1.0935 | 0.1882 | 0.16799 | -0.17367 | -1.0286 | -1.9564 | -0.17367 | -0.21975 | 0.039621 | 1.66 | 0.43039 | 2.2862 | 35.9965 | 0.12995 | 0.061742 | 0.1032 | 0.12995 | 0.13474 | 0.1882 | -0.56064 | -1.0935 | 0.1882 | 0.16799 | -0.17367 | -1.0286 | -1.9564 | -0.17367 | -0.21975
27 | 0.28 | 0.37 | South/Central | NC | Charlotte-Douglas.Intl.AP.723140 | 3 | 2994711 | 42.7411 | 10.4112 | 57.9328 | 42.64 | 15.2928 | 899.86 | 3.0477 | 13.41 | 4.1631 | -1.1154 | 9.0352 | 1.3261 | -5.49 | 2.4247 | -1.0985 | -12.5412 | 2.3725 | -18.94 | 4.8412 | -2.4687 | -35.9587 | 3.0477 | 13.41 | 4.1631 | -1.1154 | 9.0352 | 3.1685 | 12.9 | 4.3847 | -1.2162 | 7.8724 | 0.039621 | 1.6934 | 0.4125 | 2.2954 | 35.6533 | 0.12075 | 0.052543 | 0.094002 | 0.12075 | 0.12554 | 0.53132 | -0.21752 | -0.75042 | 0.53132 | 0.51111 | 0.35798 | -0.4969 | -1.4247 | 0.35798 | 0.31191 | 0.039621 | 1.6934 | 0.4125 | 2.2954 | 35.6533 | 0.12075 | 0.052543 | 0.094002 | 0.12075 | 0.12554 | 0.53132 | -0.21752 | -0.75042 | 0.53132 | 0.51111 | 0.35798 | -0.4969 | -1.4247 | 0.35798 | 0.31191
28 | 0.28 | 0.32 | South/Central | NC | Charlotte-Douglas.Intl.AP.723140 | 3 | 2994711 | 43.737 | 9.9296 | 58.2763 | 43.6335 | 14.6428 | 891.69 | 2.7041 | 21.58 | 3.1696 | -0.46543 | 22.0995 | 0.9826 | 2.68 | 1.4312 | -0.44857 | 0.52303 | 2.029 | -10.77 | 3.8477 | -1.8187 | -22.8944 | 2.7041 | 21.58 | 3.1696 | -0.46543 | 22.0995 | 2.825 | 21.07 | 3.3912 | -0.56626 | 20.9366 | 0.039621 | 1.7329 | 0.39342 | 2.309 | 35.3296 | 0.10714 | 0.038931 | 0.080391 | 0.10714 | 0.11193 | 0.85502 | 0.10618 | -0.42672 | 0.85502 | 0.83481 | 0.8756 | 0.020723 | -0.9071 | 0.8756 | 0.82953 | 0.039621 | 1.7329 | 0.39342 | 2.309 | 35.3296 | 0.10714 | 0.038931 | 0.080391 | 0.10714 | 0.11193 | 0.85502 | 0.10618 | -0.42672 | 0.85502 | 0.83481 | 0.8756 | 0.020723 | -0.9071 | 0.8756 | 0.82953
29 | 0.28 | 0.27 | South/Central | NC | Charlotte-Douglas.Intl.AP.723140 | 3 | 2994711 | 44.5212 | 9.5976 | 58.5781 | 44.4159 | 14.1622 | 886.16 | 2.4024 | 27.11 | 2.3872 | 0.015228 | 31.151 | 0.68087 | 8.21 | 0.64878 | 0.032087 | 9.5746 | 1.7273 | -5.24 | 3.0653 | -1.3381 | -13.8428 | 2.4024 | 27.11 | 2.3872 | 0.015228 | 31.151 | 2.5232 | 26.6 | 2.6088 | -0.085603 | 29.9882 | 0.039621 | 1.764 | 0.38026 | 2.3209 | 35.1105 | 0.095186 | 0.026977 | 0.068436 | 0.095186 | 0.099973 | 1.0741 | 0.32529 | -0.20761 | 1.0741 | 1.0539 | 1.2342 | 0.37935 | -0.54847 | 1.2342 | 1.1882 | 0.039621 | 1.764 | 0.38026 | 2.3209 | 35.1105 | 0.095186 | 0.026977 | 0.068436 | 0.095186 | 0.099973 | 1.0741 | 0.32529 | -0.20761 | 1.0741 | 1.0539 | 1.2342 | 0.37935 | -0.54847 | 1.2342 | 1.1882
30 | 0.28 | 0.23 | South/Central | NC | Charlotte-Douglas.Intl.AP.723140 | 3 | 2994711 | 45.1745 | 9.3358 | 58.8587 | 45.0676 | 13.791 | 882.46 | 2.1218 | 30.81 | 1.7354 | 0.38634 | 37.5296 | 0.40024 | 11.91 | -0.0029611 | 0.4032 | 15.9531 | 1.4466 | -1.54 | 2.4136 | -0.96694 | -7.4643 | 2.1218 | 30.81 | 1.7354 | 0.38634 | 37.5296 | 2.2426 | 30.3 | 1.9571 | 0.28551 | 36.3667 | 0.039621 | 1.7899 | 0.36989 | 2.332 | 34.9639 | 0.084067 | 0.015858 | 0.057318 | 0.084067 | 0.088854 | 1.2207 | 0.47189 | -0.061016 | 1.2207 | 1.2005 | 1.487 | 0.63208 | -0.29574 | 1.487 | 1.4409 | 0.039621 | 1.7899 | 0.36989 | 2.332 | 34.9639 | 0.084067 | 0.015858 | 0.057318 | 0.084067 | 0.088854 | 1.2207 | 0.47189 | -0.061016 | 1.2207 | 1.2005 | 1.487 | 0.63208 | -0.29574 | 1.487 | 1.4409
31 | 0.28 | 0.19 | South/Central | NC | Charlotte-Douglas.Intl.AP.723140 | 3 | 2994711 | 46.2603 | 8.8649 | 59.2941 | 46.1509 | 13.1432 | 875.47 | 1.6864 | 37.8 | 0.6522 | 1.0342 | 49.3607 | -0.035193 | 18.9 | -1.0862 | 1.051 | 27.7843 | 1.0112 | 5.45 | 1.3303 | -0.31912 | 4.3668 | 1.6864 | 37.8 | 0.6522 | 1.0342 | 49.3607 | 1.8072 | 37.29 | 0.87384 | 0.93333 | 48.1979 | 0.039621 | 1.8329 | 0.35124 | 2.3493 | 34.687 | 0.066815 | -0.0013944 | 0.040065 | 0.066815 | 0.071602 | 1.4977 | 0.74884 | 0.21593 | 1.4977 | 1.4775 | 1.9557 | 1.1008 | 0.17302 | 1.9557 | 1.9096 | 0.039621 | 1.8329 | 0.35124 | 2.3493 | 34.687 | 0.066815 | -0.0013944 | 0.040065 | 0.066815 | 0.071602 | 1.4977 | 0.74884 | 0.21593 | 1.4977 | 1.4775 | 1.9557 | 1.1008 | 0.17302 | 1.9557 | 1.9096
32 | 0.28 | 0.17 | South/Central | NC | Charlotte-Douglas.Intl.AP.723140 | 3 | 2994711 | 46.8432 | 8.643 | 59.5743 | 46.7325 | 12.8419 | 873.09 | 1.4062 | 40.18 | 0.070642 | 1.3355 | 53.8713 | -0.31538 | 21.28 | -1.6678 | 1.3524 | 32.2948 | 0.73103 | 7.83 | 0.74878 | -0.017756 | 8.8774 | 1.4062 | 40.18 | 0.070642 | 1.3355 | 53.8713 | 1.527 | 39.67 | 0.29228 | 1.2347 | 52.7084 | 0.039621 | 1.856 | 0.34244 | 2.3604 | 34.5927 | 0.055714 | -0.012496 | 0.028964 | 0.055714 | 0.0605 | 1.592 | 0.84313 | 0.31023 | 1.592 | 1.5718 | 2.1344 | 1.2796 | 0.35173 | 2.1344 | 2.0884 | 0.039621 | 1.856 | 0.34244 | 2.3604 | 34.5927 | 0.055714 | -0.012496 | 0.028964 | 0.055714 | 0.0605 | 1.592 | 0.84313 | 0.31023 | 1.592 | 1.5718 | 2.1344 | 1.2796 | 0.35173 | 2.1344 | 2.0884
33 | 0.27 | 0.47 | South/Central | NC | Charlotte-Douglas.Intl.AP.723140 | 3 | 2994711 | 40.7519 | 11.3651 | 57.2392 | 40.6555 | 16.5838 | 916.02 | 3.7413 | -2.75 | 6.1476 | -2.4064 | -16.7704 | 2.0197 | -21.65 | 4.4092 | -2.3895 | -38.3469 | 3.0661 | -35.1 | 6.8258 | -3.7596 | -61.7643 | 3.7413 | -2.75 | 6.1476 | -2.4064 | -16.7704 | 3.8621 | -3.26 | 6.3693 | -2.5072 | -17.9333 | 0.039621 | 1.6146 | 0.4503 | 2.2679 | 36.2936 | 0.14823 | 0.080023 | 0.12148 | 0.14823 | 0.15302 | -0.10896 | -0.85779 | -1.3907 | -0.10896 | -0.12916 | -0.66446 | -1.5193 | -2.4472 | -0.66446 | -0.71053 | 0.039621 | 1.6146 | 0.4503 | 2.2679 | 36.2936 | 0.14823 | 0.080023 | 0.12148 | 0.14823 | 0.15302 | -0.10896 | -0.85779 | -1.3907 | -0.10896 | -0.12916 | -0.66446 | -1.5193 | -2.4472 | -0.66446 | -0.71053
34 | 0.27 | 0.42 | South/Central | NC | Charlotte-Douglas.Intl.AP.723140 | 3 | 2994711 | 41.5665 | 10.8633 | 57.3609 | 41.4681 | 15.8927 | 904.57 | 3.6196 | 8.7 | 5.335 | -1.7154 | 0.23623 | 1.8981 | -10.2 | 3.5966 | -1.6985 | -21.3402 | 2.9445 | -23.65 | 6.0131 | -3.0686 | -44.7577 | 3.6196 | 8.7 | 5.335 | -1.7154 | 0.23623 | 3.7404 | 8.19 | 5.5566 | -1.8162 | -0.92663 | 0.039621 | 1.6469 | 0.43042 | 2.2727 | 35.84 | 0.14341 | 0.075204 | 0.11666 | 0.14341 | 0.1482 | 0.3447 | -0.40413 | -0.93704 | 0.3447 | 0.3245 | 0.0093595 | -0.84552 | -1.7733 | 0.0093595 | -0.036714 | 0.039621 | 1.6469 | 0.43042 | 2.2727 | 35.84 | 0.14341 | 0.075204 | 0.11666 | 0.14341 | 0.1482 | 0.3447 | -0.40413 | -0.93704 | 0.3447 | 0.3245 | 0.0093595 | -0.84552 | -1.7733 | 0.0093595 | -0.036714
35 | 0.27 | 0.37 | South/Central | NC | Charlotte-Douglas.Intl.AP.723140 | 3 | 2994711 | 42.2702 | 10.5012 | 57.5719 | 42.1702 | 15.4017 | 897.84 | 3.4086 | 15.43 | 4.6329 | -1.2243 | 10.7288 | 1.6871 | -3.47 | 2.8945 | -1.2074 | -10.8476 | 2.7335 | -16.92 | 5.311 | -2.5775 | -34.2651 | 3.4086 | 15.43 | 4.6329 | -1.2243 | 10.7288 | 3.5294 | 14.92 | 4.8545 | -1.3251 | 9.566 | 0.039621 | 1.6748 | 0.41607 | 2.2811 | 35.5733 | 0.13505 | 0.066843 | 0.1083 | 0.13505 | 0.13984 | 0.61135 | -0.13748 | -0.67039 | 0.61135 | 0.59115 | 0.42509 | -0.42979 | -1.3576 | 0.42509 | 0.37901 | 0.039621 | 1.6748 | 0.41607 | 2.2811 | 35.5733 | 0.13505 | 0.066843 | 0.1083 | 0.13505 | 0.13984 | 0.61135 | -0.13748 | -0.67039 | 0.61135 | 0.59115 | 0.42509 | -0.42979 | -1.3576 | 0.42509 | 0.37901
36 | 0.27 | 0.32 | South/Central | NC | Charlotte-Douglas.Intl.AP.723140 | 3 | 2994711 | 43.1751 | 10.0602 | 57.8659 | 43.0729 | 14.793 | 889.87 | 3.1146 | 23.4 | 3.7302 | -0.6156 | 23.3171 | 1.393 | 4.5 | 1.9918 | -0.59874 | 1.7406 | 2.4394 | -8.95 | 4.4083 | -1.9689 | -21.6768 | 3.1146 | 23.4 | 3.7302 | -0.6156 | 23.3171 | 3.2354 | 22.89 | 3.9518 | -0.71643 | 22.1542 | 0.039621 | 1.7106 | 0.39859 | 2.2927 | 35.2575 | 0.1234 | 0.055192 | 0.096652 | 0.1234 | 0.12819 | 0.92713 | 0.17829 | -0.35461 | 0.92713 | 0.90692 | 0.92385 | 0.068966 | -0.85886 | 0.92385 | 0.87777 | 0.039621 | 1.7106 | 0.39859 | 2.2927 | 35.2575 | 0.1234 | 0.055192 | 0.096652 | 0.1234 | 0.12819 | 0.92713 | 0.17829 | -0.35461 | 0.92713 | 0.90692 | 0.92385 | 0.068966 | -0.85886 | 0.92385 | 0.87777
37 | 0.27 | 0.27 | South/Central | NC | Charlotte-Douglas.Intl.AP.723140 | 3 | 2994711 | 44.0405 | 9.6682 | 58.1786 | 43.9363 | 14.2423 | 883.18 | 2.8019 | 30.09 | 2.8668 | -0.064928 | 34.109 | 1.0803 | 11.19 | 1.1284 | -0.048069 | 12.5325 | 2.1267 | -2.26 | 3.5449 | -1.4182 | -10.8849 | 2.8019 | 30.09 | 2.8668 | -0.064928 | 34.109 | 2.9227 | 29.58 | 3.0884 | -0.16576 | 32.9461 | 0.039621 | 1.7449 | 0.38306 | 2.3051 | 34.9925 | 0.11101 | 0.042803 | 0.084263 | 0.11101 | 0.1158 | 1.1922 | 0.44336 | -0.089543 | 1.1922 | 1.172 | 1.3514 | 0.49655 | -0.43127 | 1.3514 | 1.3054 | 0.039621 | 1.7449 | 0.38306 | 2.3051 | 34.9925 | 0.11101 | 0.042803 | 0.084263 | 0.11101 | 0.1158 | 1.1922 | 0.44336 | -0.089543 | 1.1922 | 1.172 | 1.3514 | 0.49655 | -0.43127 | 1.3514 | 1.3054
38 | 0.27 | 0.23 | South/Central | NC | Charlotte-Douglas.Intl.AP.723140 | 3 | 2994711 | 44.8044 | 9.3464 | 58.4896 | 44.6985 | 13.7911 | 878.36 | 2.4909 | 34.91 | 2.1046 | 0.38625 | 42.2502 | 0.76934 | 16.01 | 0.36623 | 0.40311 | 20.6737 | 1.8157 | 2.56 | 2.7828 | -0.96703 | -2.7437 | 2.4909 | 34.91 | 2.1046 | 0.38625 | 42.2502 | 2.6117 | 34.4 | 2.3263 | 0.28542 | 41.0873 | 0.039621 | 1.7752 | 0.37031 | 2.3174 | 34.8015 | 0.098691 | 0.030482 | 0.071942 | 0.098691 | 0.10348 | 1.3832 | 0.63433 | 0.10143 | 1.3832 | 1.363 | 1.674 | 0.81911 | -0.10871 | 1.674 | 1.6279 | 0.039621 | 1.7752 | 0.37031 | 2.3174 | 34.8015 | 0.098691 | 0.030482 | 0.071942 | 0.098691 | 0.10348 | 1.3832 | 0.63433 | 0.10143 | 1.3832 | 1.363 | 1.674 | 0.81911 | -0.10871 | 1.674 | 1.6279
39 | 0.27 | 0.19 | South/Central | NC | Charlotte-Douglas.Intl.AP.723140 | 3 | 2994711 | 45.8891 | 8.8842 | 58.942 | 45.7806 | 13.1614 | 871.85 | 2.0384 | 41.42 | 1.0225 | 1.016 | 53.3781 | 0.3169 | 22.52 | -0.71596 | 1.0329 | 31.8017 | 1.3633 | 9.07 | 1.7006 | -0.33729 | 8.3842 | 2.0384 | 41.42 | 1.0225 | 1.016 | 53.3781 | 2.1593 | 40.91 | 1.2441 | 0.91516 | 52.2153 | 0.039621 | 1.8182 | 0.352 | 2.3353 | 34.5436 | 0.080765 | 0.012556 | 0.054015 | 0.080765 | 0.085552 | 1.6411 | 0.89226 | 0.35936 | 1.6411 | 1.6209 | 2.1149 | 1.26 | 0.33219 | 2.1149 | 2.0688 | 0.039621 | 1.8182 | 0.352 | 2.3353 | 34.5436 | 0.080765 | 0.012556 | 0.054015 | 0.080765 | 0.085552 | 1.6411 | 0.89226 | 0.35936 | 1.6411 | 1.6209 | 2.1149 | 1.26 | 0.33219 | 2.1149 | 2.0688
40 | 0.27 | 0.17 | South/Central | NC | Charlotte-Douglas.Intl.AP.723140 | 3 | 2994711 | 46.4626 | 8.6533 | 59.204 | 46.3528 | 12.8513 | 869.13 | 1.7764 | 44.14 | 0.45033 | 1.3261 | 58.356 | 0.054882 | 25.24 | -1.2881 | 1.343 | 36.7795 | 1.1013 | 11.79 | 1.1285 | -0.027184 | 13.3621 | 1.7764 | 44.14 | 0.45033 | 1.3261 | 58.356 | 1.8972 | 43.63 | 0.67197 | 1.2253 | 57.1931 | 0.039621 | 1.8409 | 0.34285 | 2.3457 | 34.4358 | 0.070384 | 0.0021745 | 0.043634 | 0.070384 | 0.07517 | 1.7489 | 1 | 0.46713 | 1.7489 | 1.7287 | 2.3121 | 1.4572 | 0.52942 | 2.3121 | 2.266 | 0.039621 | 1.8409 | 0.34285 | 2.3457 | 34.4358 | 0.070384 | 0.0021745 | 0.043634 | 0.070384 | 0.07517 | 1.7489 | 1 | 0.46713 | 1.7489 | 1.7287 | 2.3121 | 1.4572 | 0.52942 | 2.3121 | 2.266
41 | 0.26 | 0.47 | South/Central | NC | Charlotte-Douglas.Intl.AP.723140 | 3 | 2994711 | 40.4513 | 11.3551 | 56.9277 | 40.3555 | 16.5722 | 912.34 | 4.0528 | 0.93 | 6.4476 | -2.3948 | -12.4741 | 2.3312 | -17.97 | 4.7092 | -2.3779 | -34.0506 | 3.3776 | -31.42 | 7.1257 | -3.7481 | -57.468 | 4.0528 | 0.93 | 6.4476 | -2.3948 | -12.4741 | 4.1736 | 0.42 | 6.6692 | -2.4956 | -13.6369 | 0.039621 | 1.6027 | 0.4499 | 2.2555 | 36.1478 | 0.16057 | 0.092365 | 0.13382 | 0.16057 | 0.16536 | 0.036848 | -0.71199 | -1.2449 | 0.036848 | 0.016641 | -0.49424 | -1.3491 | -2.2769 | -0.49424 | -0.54031 | 0.039621 | 1.6027 | 0.4499 | 2.2555 | 36.1478 | 0.16057 | 0.092365 | 0.13382 | 0.16057 | 0.16536 | 0.036848 | -0.71199 | -1.2449 | 0.036848 | 0.016641 | -0.49424 | -1.3491 | -2.2769 | -0.49424 | -0.54031
42 | 0.26 | 0.42 | South/Central | NC | Charlotte-Douglas.Intl.AP.723140 | 3 | 2994711 | 41.2357 | 10.8634 | 57.0207 | 41.1381 | 15.8826 | 900.62 | 3.9598 | 12.65 | 5.665 | -1.7053 | 4.8598 | 2.2382 | -6.25 | 3.9266 | -1.6884 | -16.7166 | 3.2846 | -19.7 | 6.3432 | -3.0585 | -40.134 | 3.9598 | 12.65 | 5.665 | -1.7053 | 4.8598 | 4.0806 | 12.14 | 5.8867 | -1.8061 | 3.697 | 0.039621 | 1.6338 | 0.43042 | 2.2592 | 35.6835 | 0.15689 | 0.08868 | 0.13014 | 0.15689 | 0.16168 | 0.50121 | -0.24763 | -0.78053 | 0.50121 | 0.481 | 0.19255 | -0.66233 | -1.5902 | 0.19255 | 0.14648 | 0.039621 | 1.6338 | 0.43042 | 2.2592 | 35.6835 | 0.15689 | 0.08868 | 0.13014 | 0.15689 | 0.16168 | 0.50121 | -0.24763 | -0.78053 | 0.50121 | 0.481 | 0.19255 | -0.66233 | -1.5902 | 0.19255 | 0.14648
43 | 0.26 | 0.37 | South/Central | NC | Charlotte-Douglas.Intl.AP.723140 | 3 | 2994711 | 41.7987 | 10.5924 | 57.2115 | 41.6998 | 15.5117 | 895.87 | 3.769 | 17.4 | 5.1033 | -1.3343 | 12.3841 | 2.0475 | -1.5 | 3.3649 | -1.3175 | -9.1924 | 3.0939 | -14.95 | 5.7815 | -2.6876 | -32.6098 | 3.769 | 17.4 | 5.1033 | -1.3343 | 12.3841 | 3.8898 | 16.89 | 5.325 | -1.4352 | 11.2212 | 0.039621 | 1.6561 | 0.41968 | 2.2668 | 35.4953 | 0.14933 | 0.081123 | 0.12258 | 0.14933 | 0.15412 | 0.68941 | -0.059431 | -0.59233 | 0.68941 | 0.6692 | 0.49067 | -0.36421 | -1.292 | 0.49067 | 0.4446 | 0.039621 | 1.6561 | 0.41968 | 2.2668 | 35.4953 | 0.14933 | 0.081123 | 0.12258 | 0.14933 | 0.15412 | 0.68941 | -0.059431 | -0.59233 | 0.68941 | 0.6692 | 0.49067 | -0.36421 | -1.292 | 0.49067 | 0.4446
44 | 0.26 | 0.32 | South/Central | NC | Charlotte-Douglas.Intl.AP.723140 | 3 | 2994711 | 42.5738 | 10.2298 | 57.4734 | 42.473 | 15.0004 | 889.34 | 3.5071 | 23.93 | 4.3301 | -0.82303 | 22.7675 | 1.7855 | 5.03 | 2.5917 | -0.80617 | 1.191 | 2.8319 | -8.42 | 5.0082 | -2.1763 | -22.2264 | 3.5071 | 23.93 | 4.3301 | -0.82303 | 22.7675 | 3.6279 | 23.42 | 4.5517 | -0.92386 | 21.6046 | 0.039621 | 1.6868 | 0.40531 | 2.2772 | 35.2365 | 0.13895 | 0.070744 | 0.1122 | 0.13895 | 0.14374 | 0.94813 | 0.19929 | -0.33361 | 0.94813 | 0.92792 | 0.90207 | 0.047188 | -0.88063 | 0.90207 | 0.856 | 0.039621 | 1.6868 | 0.40531 | 2.2772 | 35.2365 | 0.13895 | 0.070744 | 0.1122 | 0.13895 | 0.14374 | 0.94813 | 0.19929 | -0.33361 | 0.94813 | 0.92792 | 0.90207 | 0.047188 | -0.88063 | 0.90207 | 0.856
45 | 0.26 | 0.27 | South/Central | NC | Charlotte-Douglas.Intl.AP.723140 | 3 | 2994711 | 43.5596 | 9.748 | 57.7966 | 43.4565 | 14.3401 | 880.75 | 3.1838 | 32.52 | 3.3466 | -0.16273 | 36.3699 | 1.4623 | 13.62 | 1.6082 | -0.14587 | 14.7934 | 2.5087 | 0.17 | 4.0247 | -1.516 | -8.624 | 3.1838 | 32.52 | 3.3466 | -0.16273 | 36.3699 | 3.3047 | 32.01 | 3.5682 | -0.26356 | 35.207 | 0.039621 | 1.7259 | 0.38622 | 2.29 | 34.8962 | 0.12615 | 0.057938 | 0.099398 | 0.12615 | 0.13093 | 1.2885 | 0.53964 | 0.0067356 | 1.2885 | 1.2683 | 1.441 | 0.58613 | -0.34169 | 1.441 | 1.3949 | 0.039621 | 1.7259 | 0.38622 | 2.29 | 34.8962 | 0.12615 | 0.057938 | 0.099398 | 0.12615 | 0.13093 | 1.2885 | 0.53964 | 0.0067356 | 1.2885 | 1.2683 | 1.441 | 0.58613 | -0.34169 | 1.441 | 1.3949
46 | 0.26 | 0.23 | South/Central | NC | Charlotte-Douglas.Intl.AP.723140 | 3 | 2994711 | 44.4339 | 9.3564 | 58.1197 | 44.3288 | 13.7909 | 874.24 | 2.8608 | 39.03 | 2.4743 | 0.38653 | 46.9911 | 1.1392 | 20.13 | 0.73585 | 0.40339 | 25.4147 | 2.1856 | 6.68 | 3.1524 | -0.96675 | 1.9972 | 2.8608 | 39.03 | 2.4743 | 0.38653 | 46.9911 | 2.9816 | 38.52 | 2.6959 | 0.2857 | 45.8283 | 0.039621 | 1.7605 | 0.37071 | 2.3028 | 34.6383 | 0.11335 | 0.045138 | 0.086598 | 0.11335 | 0.11813 | 1.5464 | 0.79757 | 0.26467 | 1.5464 | 1.5262 | 1.8618 | 1.007 | 0.079133 | 1.8618 | 1.8158 | 0.039621 | 1.7605 | 0.37071 | 2.3028 | 34.6383 | 0.11335 | 0.045138 | 0.086598 | 0.11335 | 0.11813 | 1.5464 | 0.79757 | 0.26467 | 1.5464 | 1.5262 | 1.8618 | 1.007 | 0.079133 | 1.8618 | 1.8158
47 | 0.26 | 0.19 | South/Central | NC | Charlotte-Douglas.Intl.AP.723140 | 3 | 2994711 | 45.5092 | 8.8947 | 58.563 | 45.4016 | 13.1614 | 867.62 | 2.4175 | 45.65 | 1.4015 | 1.016 | 58.2291 | 0.69597 | 26.75 | -0.3369 | 1.0329 | 36.6527 | 1.7424 | 13.3 | 2.0797 | -0.33728 | 13.2353 | 2.4175 | 45.65 | 1.4015 | 1.016 | 58.2291 | 2.5383 | 45.14 | 1.6232 | 0.91517 | 57.0663 | 0.039621 | 1.8031 | 0.35242 | 2.3203 | 34.376 | 0.095784 | 0.027575 | 0.069035 | 0.095784 | 0.10057 | 1.8087 | 1.0599 | 0.52696 | 1.8087 | 1.7885 | 2.3071 | 1.4522 | 0.52439 | 2.3071 | 2.261 | 0.039621 | 1.8031 | 0.35242 | 2.3203 | 34.376 | 0.095784 | 0.027575 | 0.069035 | 0.095784 | 0.10057 | 1.8087 | 1.0599 | 0.52696 | 1.8087 | 1.7885 | 2.3071 | 1.4522 | 0.52439 | 2.3071 | 2.261
48 | 0.26 | 0.17 | South/Central | NC | Charlotte-Douglas.Intl.AP.723140 | 3 | 2994711 | 46.0822 | 8.6638 | 58.8242 | 45.9732 | 12.851 | 864.88 | 2.1563 | 48.39 | 0.82993 | 1.3264 | 63.2246 | 0.43476 | 29.49 | -0.90848 | 1.3432 | 41.6482 | 1.4812 | 16.04 | 1.5081 | -0.0269 | 18.2308 | 2.1563 | 48.39 | 0.82993 | 1.3264 | 63.2246 | 2.2771 | 47.88 | 1.0516 | 1.2255 | 62.0618 | 0.039621 | 1.8258 | 0.34327 | 2.3307 | 34.2674 | 0.085435 | 0.017226 | 0.058685 | 0.085435 | 0.090222 | 1.9173 | 1.1684 | 0.63552 | 1.9173 | 1.8971 | 2.505 | 1.6501 | 0.72232 | 2.505 | 2.4589 | 0.039621 | 1.8258 | 0.34327 | 2.3307 | 34.2674 | 0.085435 | 0.017226 | 0.058685 | 0.085435 | 0.090222 | 1.9173 | 1.1684 | 0.63552 | 1.9173 | 1.8971 | 2.505 | 1.6501 | 0.72232 | 2.505 | 2.4589
49 | 0.25 | 0.47 | South/Central | NC | Charlotte-Douglas.Intl.AP.723140 | 3 | 2994711 | 40.1508 | 11.3451 | 56.5981 | 40.0557 | 16.5424 | 908.14 | 4.3824 | 5.13 | 6.7474 | -2.365 | -7.4542 | 2.6609 | -13.77 | 5.009 | -2.3481 | -29.0306 | 3.7073 | -27.22 | 7.4255 | -3.7183 | -52.448 | 4.3824 | 5.13 | 6.7474 | -2.365 | -7.4542 | 4.5032 | 4.62 | 6.969 | -2.4658 | -8.617 | 0.039621 | 1.5908 | 0.4495 | 2.2425 | 35.9814 | 0.17364 | 0.10543 | 0.14689 | 0.17364 | 0.17842 | 0.20326 | -0.54558 | -1.0785 | 0.20326 | 0.18305 | -0.29534 | -1.1502 | -2.078 | -0.29534 | -0.34141 | 0.039621 | 1.5908 | 0.4495 | 2.2425 | 35.9814 | 0.17364 | 0.10543 | 0.14689 | 0.17364 | 0.17842 | 0.20326 | -0.54558 | -1.0785 | 0.20326 | 0.18305 | -0.29534 | -1.1502 | -2.078 | -0.29534 | -0.34141
50 | 0.25 | 0.42 | South/Central | NC | Charlotte-Douglas.Intl.AP.723140 | 3 | 2994711 | 40.9051 | 10.8732 | 56.6899 | 40.8082 | 15.8817 | 896.93 | 4.2906 | 16.34 | 5.9949 | -1.7043 | 9.1197 | 2.569 | -2.56 | 4.2565 | -1.6874 | -12.4568 | 3.6154 | -16.01 | 6.673 | -3.0576 | -35.8742 | 4.2906 | 16.34 | 5.9949 | -1.7043 | 9.1197 | 4.4114 | 15.83 | 6.2165 | -1.8051 | 7.9568 | 0.039621 | 1.6207 | 0.43081 | 2.2461 | 35.5373 | 0.17 | 0.10179 | 0.14325 | 0.17 | 0.17478 | 0.64741 | -0.10143 | -0.63433 | 0.64741 | 0.6272 | 0.36133 | -0.49355 | -1.4214 | 0.36133 | 0.31526 | 0.039621 | 1.6207 | 0.43081 | 2.2461 | 35.5373 | 0.17 | 0.10179 | 0.14325 | 0.17 | 0.17478 | 0.64741 | -0.10143 | -0.63433 | 0.64741 | 0.6272 | 0.36133 | -0.49355 | -1.4214 | 0.36133 | 0.31526
51 | 0.25 | 0.37 | South/Central | NC | Charlotte-Douglas.Intl.AP.723140 | 3 | 2994711 | 41.3276 | 10.6924 | 56.851 | 41.2297 | 15.6213 | 893.9 | 4.1295 | 19.37 | 5.5734 | -1.4439 | 14.054 | 2.4079 | 0.47 | 3.835 | -1.427 | -7.5225 | 3.4544 | -12.98 | 6.2515 | -2.7971 | -30.9399 | 4.1295 | 19.37 | 5.5734 | -1.4439 | 14.054 | 4.2503 | 18.86 | 5.795 | -1.5447 | 12.8912 | 0.039621 | 1.6374 | 0.42364 | 2.2525 | 35.4172 | 0.16361 | 0.095405 | 0.13686 | 0.16361 | 0.1684 | 0.76746 | 0.018622 | -0.51428 | 0.76746 | 0.74725 | 0.55683 | -0.29805 | -1.2259 | 0.55683 | 0.51076 | 0.039621 | 1.6374 | 0.42364 | 2.2525 | 35.4172 | 0.16361 | 0.095405 | 0.13686 | 0.16361 | 0.1684 | 0.76746 | 0.018622 | -0.51428 | 0.76746 | 0.74725 | 0.55683 | -0.29805 | -1.2259 | 0.55683 | 0.51076
52 | 0.25 | 0.32 | South/Central | NC | Charlotte-Douglas.Intl.AP.723140 | 3 | 2994711 | 41.9712 | 10.4099 | 57.0815 | 41.8719 | 15.2096 | 888.83 | 3.8989 | 24.44 | 4.9312 | -1.0322 | 22.1614 | 2.1774 | 5.54 | 3.1928 | -1.0154 | 0.58493 | 3.2238 | -7.91 | 5.6093 | -2.3855 | -22.8325 | 3.8989 | 24.44 | 4.9312 | -1.0322 | 22.1614 | 4.0197 | 23.93 | 5.1528 | -1.1331 | 20.9985 | 0.039621 | 1.6629 | 0.41245 | 2.2616 | 35.2163 | 0.15448 | 0.08627 | 0.12773 | 0.15448 | 0.15927 | 0.96834 | 0.2195 | -0.3134 | 0.96834 | 0.94813 | 0.87806 | 0.023175 | -0.90465 | 0.87806 | 0.83198 | 0.039621 | 1.6629 | 0.41245 | 2.2616 | 35.2163 | 0.15448 | 0.08627 | 0.12773 | 0.15448 | 0.15927 | 0.96834 | 0.2195 | -0.3134 | 0.96834 | 0.94813 | 0.87806 | 0.023175 | -0.90465 | 0.87806 | 0.83198
53 | 0.25 | 0.27 | South/Central | NC | Charlotte-Douglas.Intl.AP.723140 | 3 | 2994711 | 43.0786 | 9.8283 | 57.406 | 42.9766 | 14.4293 | 878.04 | 3.5745 | 35.23 | 3.8265 | -0.25194 | 38.9722 | 1.853 | 16.33 | 2.0881 | -0.23509 | 17.3957 | 2.8994 | 2.88 | 4.5046 | -1.6052 | -6.0217 | 3.5745 | 35.23 | 3.8265 | -0.25194 | 38.9722 | 3.6953 | 34.72 | 4.0481 | -0.35278 | 37.8094 | 0.039621 | 1.7068 | 0.38941 | 2.2745 | 34.7888 | 0.14163 | 0.073417 | 0.11488 | 0.14163 | 0.14641 | 1.3958 | 0.64701 | 0.11411 | 1.3958 | 1.3756 | 1.5441 | 0.68924 | -0.23858 | 1.5441 | 1.498 | 0.039621 | 1.7068 | 0.38941 | 2.2745 | 34.7888 | 0.14163 | 0.073417 | 0.11488 | 0.14163 | 0.14641 | 1.3958 | 0.64701 | 0.11411 | 1.3958 | 1.3756 | 1.5441 | 0.68924 | -0.23858 | 1.5441 | 1.498
54 | 0.25 | 0.23 | South/Central | NC | Charlotte-Douglas.Intl.AP.723140 | 3 | 2994711 | 44.0634 | 9.367 | 57.7591 | 43.9591 | 13.8 | 870.39 | 3.2214 | 42.88 | 2.844 | 0.3774 | 51.3601 | 1.4998 | 23.98 | 1.1056 | 0.39426 | 29.7837 | 2.5462 | 10.53 | 3.5221 | -0.97588 | 6.3662 | 3.2214 | 42.88 | 2.844 | 0.3774 | 51.3601 | 3.3422 | 42.37 | 3.0656 | 0.27657 | 50.1973 | 0.039621 | 1.7458 | 0.37113 | 2.2885 | 34.4857 | 0.12763 | 0.059425 | 0.10088 | 0.12763 | 0.13242 | 1.6989 | 0.95011 | 0.41721 | 1.6989 | 1.6787 | 2.0349 | 1.1801 | 0.25224 | 2.0349 | 1.9889 | 0.039621 | 1.7458 | 0.37113 | 2.2885 | 34.4857 | 0.12763 | 0.059425 | 0.10088 | 0.12763 | 0.13242 | 1.6989 | 0.95011 | 0.41721 | 1.6989 | 1.6787 | 2.0349 | 1.1801 | 0.25224 | 2.0349 | 1.9889
55 | 0.25 | 0.19 | South/Central | NC | Charlotte-Douglas.Intl.AP.723140 | 3 | 2994711 | 45.1288 | 8.9053 | 58.1927 | 45.022 | 13.1707 | 863.66 | 2.7877 | 49.61 | 1.7811 | 1.0066 | 62.7152 | 1.0662 | 30.71 | 0.042697 | 1.0235 | 41.1387 | 2.1126 | 17.26 | 2.4592 | -0.34664 | 17.7213 | 2.7877 | 49.61 | 1.7811 | 1.0066 | 62.7152 | 2.9086 | 49.1 | 2.0027 | 0.90581 | 61.5523 | 0.039621 | 1.788 | 0.35284 | 2.3057 | 34.2191 | 0.11045 | 0.042244 | 0.083704 | 0.11045 | 0.11524 | 1.9656 | 1.2168 | 0.68386 | 1.9656 | 1.9454 | 2.4848 | 1.63 | 0.70213 | 2.4848 | 2.4388 | 0.039621 | 1.788 | 0.35284 | 2.3057 | 34.2191 | 0.11045 | 0.042244 | 0.083704 | 0.11045 | 0.11524 | 1.9656 | 1.2168 | 0.68386 | 1.9656 | 1.9454 | 2.4848 | 1.63 | 0.70213 | 2.4848 | 2.4388
56 | 0.25 | 0.17 | South/Central | NC | Charlotte-Douglas.Intl.AP.723140 | 3 | 2994711 | 45.7016 | 8.6745 | 58.4542 | 45.5935 | 12.8607 | 860.92 | 2.5263 | 52.35 | 1.2096 | 1.3166 | 67.6973 | 0.80472 | 33.45 | -0.52879 | 1.3335 | 46.1208 | 1.8511 | 20 | 1.8878 | -0.036633 | 22.7034 | 2.5263 | 52.35 | 1.2096 | 1.3166 | 67.6973 | 2.6471 | 51.84 | 1.4313 | 1.2158 | 66.5344 | 0.039621 | 1.8107 | 0.34369 | 2.316 | 34.1105 | 0.10009 | 0.031884 | 0.073343 | 0.10009 | 0.10488 | 2.0742 | 1.3253 | 0.79242 | 2.0742 | 2.054 | 2.6822 | 1.8274 | 0.89953 | 2.6822 | 2.6362 | 0.039621 | 1.8107 | 0.34369 | 2.316 | 34.1105 | 0.10009 | 0.031884 | 0.073343 | 0.10009 | 0.10488 | 2.0742 | 1.3253 | 0.79242 | 2.0742 | 2.054 | 2.6822 | 1.8274 | 0.89953 | 2.6822 | 2.6362
57 | 0.24 | 0.47 | South/Central | NC | Charlotte-Douglas.Intl.AP.723140 | 3 | 2994711 | 39.7994 | 11.3649 | 56.2658 | 39.7052 | 16.5607 | 904.78 | 4.7146 | 8.49 | 7.0979 | -2.3833 | -3.6946 | 2.9931 | -10.41 | 5.3595 | -2.3664 | -25.2711 | 4.0395 | -23.86 | 7.7761 | -3.7366 | -48.6885 | 4.7146 | 8.49 | 7.0979 | -2.3833 | -3.6946 | 4.8355 | 7.98 | 7.3196 | -2.4841 | -4.8574 | 0.039621 | 1.5769 | 0.45029 | 2.2293 | 35.8483 | 0.1868 | 0.11859 | 0.16005 | 0.1868 | 0.19159 | 0.33638 | -0.41245 | -0.94536 | 0.33638 | 0.31618 | -0.14638 | -1.0013 | -1.9291 | -0.14638 | -0.19246 | 0.039621 | 1.5769 | 0.45029 | 2.2293 | 35.8483 | 0.1868 | 0.11859 | 0.16005 | 0.1868 | 0.19159 | 0.33638 | -0.41245 | -0.94536 | 0.33638 | 0.31618 | -0.14638 | -1.0013 | -1.9291 | -0.14638 | -0.19246
58 | 0.24 | 0.42 | South/Central | NC | Charlotte-Douglas.Intl.AP.723140 | 3 | 2994711 | 40.5444 | 10.8838 | 56.3393 | 40.4484 | 15.8909 | 893.21 | 4.6412 | 20.06 | 6.3547 | -1.7135 | 13.3583 | 2.9197 | 1.16 | 4.6163 | -1.6966 | -8.2182 | 3.9661 | -12.29 | 7.0329 | -3.0668 | -31.6356 | 4.6412 | 20.06 | 6.3547 | -1.7135 | 13.3583 | 4.762 | 19.55 | 6.5764 | -1.8143 | 12.1954 | 0.039621 | 1.6064 | 0.43123 | 2.2322 | 35.3899 | 0.18389 | 0.11568 | 0.15714 | 0.18389 | 0.18868 | 0.7948 | 0.04596 | -0.48694 | 0.7948 | 0.77459 | 0.52927 | -0.32561 | -1.2534 | 0.52927 | 0.48319 | 0.039621 | 1.6064 | 0.43123 | 2.2322 | 35.3899 | 0.18389 | 0.11568 | 0.15714 | 0.18389 | 0.18868 | 0.7948 | 0.04596 | -0.48694 | 0.7948 | 0.77459 | 0.52927 | -0.32561 | -1.2534 | 0.52927 | 0.48319
59 | 0.24 | 0.37 | South/Central | NC | Charlotte-Douglas.Intl.AP.723140 | 3 | 2994711 | 40.967 | 10.7127 | 56.5099 | 40.87 | 15.6399 | 890.46 | 4.4706 | 22.81 | 5.9331 | -1.4625 | 17.9176 | 2.749 | 3.91 | 4.1947 | -1.4457 | -3.6589 | 3.7955 | -9.54 | 6.6113 | -2.8158 | -27.0763 | 4.4706 | 22.81 | 5.9331 | -1.4625 | 17.9176 | 4.5914 | 22.3 | 6.1548 | -1.5634 | 16.7548 | 0.039621 | 1.6232 | 0.42445 | 2.239 | 35.2809 | 0.17713 | 0.10892 | 0.15038 | 0.17713 | 0.18192 | 0.90375 | 0.15492 | -0.37798 | 0.90375 | 0.88355 | 0.70991 | -0.14497 | -1.0728 | 0.70991 | 0.66384 | 0.039621 | 1.6232 | 0.42445 | 2.239 | 35.2809 | 0.17713 | 0.10892 | 0.15038 | 0.17713 | 0.18192 | 0.90375 | 0.15492 | -0.37798 | 0.90375 | 0.88355 | 0.70991 | -0.14497 | -1.0728 | 0.70991 | 0.66384
60 | 0.24 | 0.32 | South/Central | NC | Charlotte-Douglas.Intl.AP.723140 | 3 | 2994711 | 41.6013 | 10.4207 | 56.7219 | 41.5028 | 15.2191 | 885.01 | 4.2586 | 28.26 | 5.3003 | -1.0417 | 26.5104 | 2.537 | 9.36 | 3.5619 | -1.0248 | 4.9339 | 3.5835 | -4.09 | 5.9784 | -2.395 | -18.4835 | 4.2586 | 28.26 | 5.3003 | -1.0417 | 26.5104 | 4.3794 | 27.75 | 5.5219 | -1.1425 | 25.3475 | 0.039621 | 1.6483 | 0.41288 | 2.2474 | 35.065 | 0.16873 | 0.10052 | 0.14198 | 0.16873 | 0.17352 | 1.1197 | 0.37085 | -0.16205 | 1.1197 | 1.0995 | 1.0504 | 0.19549 | -0.73234 | 1.0504 | 1.0043 | 0.039621 | 1.6483 | 0.41288 | 2.2474 | 35.065 | 0.16873 | 0.10052 | 0.14198 | 0.16873 | 0.17352 | 1.1197 | 0.37085 | -0.16205 | 1.1197 | 1.0995 | 1.0504 | 0.19549 | -0.73234 | 1.0504 | 1.0043
61 | 0.24 | 0.27 | South/Central | NC | Charlotte-Douglas.Intl.AP.723140 | 3 | 2994711 | 42.7081 | 9.839 | 57.0364 | 42.607 | 14.4294 | 873.93 | 3.9441 | 39.34 | 4.1961 | -0.25203 | 43.6984 | 2.2225 | 20.44 | 2.4577 | -0.23517 | 22.122 | 3.2689 | 6.99 | 4.8742 | -1.6053 | -1.2954 | 3.9441 | 39.34 | 4.1961 | -0.25203 | 43.6984 | 4.0649 | 38.83 | 4.4177 | -0.35287 | 42.5356 | 0.039621 | 1.6921 | 0.38983 | 2.2598 | 34.626 | 0.15627 | 0.088058 | 0.12952 | 0.15627 | 0.16105 | 1.5587 | 0.80985 | 0.27695 | 1.5587 | 1.5385 | 1.7314 | 0.87649 | -0.051327 | 1.7314 | 1.6853 | 0.039621 | 1.6921 | 0.38983 | 2.2598 | 34.626 | 0.15627 | 0.088058 | 0.12952 | 0.15627 | 0.16105 | 1.5587 | 0.80985 | 0.27695 | 1.5587 | 1.5385 | 1.7314 | 0.87649 | -0.051327 | 1.7314 | 1.6853
62 | 0.24 | 0.23 | South/Central | NC | Charlotte-Douglas.Intl.AP.723140 | 3 | 2994711 | 43.6837 | 9.377 | 57.38 | 43.5803 | 13.7998 | 866.16 | 3.6005 | 47.11 | 3.2228 | 0.37761 | 56.2164 | 1.8789 | 28.21 | 1.4844 | 0.39447 | 34.6399 | 2.9253 | 14.76 | 3.901 | -0.97567 | 11.2225 | 3.6005 | 47.11 | 3.2228 | 0.37761 | 56.2164 | 3.7213 | 46.6 | 3.4445 | 0.27678 | 55.0535 | 0.039621 | 1.7308 | 0.37153 | 2.2735 | 34.3181 | 0.14265 | 0.074444 | 0.1159 | 0.14265 | 0.14744 | 1.8665 | 1.1177 | 0.58481 | 1.8665 | 1.8463 | 2.2273 | 1.3725 | 0.44465 | 2.2273 | 2.1813 | 0.039621 | 1.7308 | 0.37153 | 2.2735 | 34.3181 | 0.14265 | 0.074444 | 0.1159 | 0.14265 | 0.14744 | 1.8665 | 1.1177 | 0.58481 | 1.8665 | 1.8463 | 2.2273 | 1.3725 | 0.44465 | 2.2273 | 2.1813
63 | 0.24 | 0.19 | South/Central | NC | Charlotte-Douglas.Intl.AP.723140 | 3 | 2994711 | 44.7582 | 8.9151 | 57.8312 | 44.6523 | 13.1789 | 859.79 | 3.1493 | 53.48 | 2.1508 | 0.99845 | 67.1213 | 1.4277 | 34.58 | 0.41242 | 1.0153 | 45.5448 | 2.4741 | 21.13 | 2.829 | -0.35483 | 22.1274 | 3.1493 | 53.48 | 2.1508 | 0.99845 | 67.1213 | 3.2701 | 52.97 | 2.3725 | 0.89762 | 65.9584 | 0.039621 | 1.7734 | 0.35322 | 2.2913 | 34.0657 | 0.12478 | 0.056568 | 0.098028 | 0.12478 | 0.12956 | 2.1189 | 1.3701 | 0.83719 | 2.1189 | 2.0987 | 2.6594 | 1.8045 | 0.87671 | 2.6594 | 2.6133 | 0.039621 | 1.7734 | 0.35322 | 2.2913 | 34.0657 | 0.12478 | 0.056568 | 0.098028 | 0.12478 | 0.12956 | 2.1189 | 1.3701 | 0.83719 | 2.1189 | 2.0987 | 2.6594 | 1.8045 | 0.87671 | 2.6594 | 2.6133
64 | 0.24 | 0.17 | South/Central | NC | Charlotte-Douglas.Intl.AP.723140 | 3 | 2994711 | 45.331 | 8.6842 | 58.0834 | 45.2238 | 12.8596 | 856.76 | 2.8971 | 56.51 | 1.5793 | 1.3177 | 72.4718 | 1.1755 | 37.61 | -0.15907 | 1.3346 | 50.8953 | 2.2219 | 24.16 | 2.2575 | -0.035537 | 27.4779 | 2.8971 | 56.51 | 1.5793 | 1.3177 | 72.4718 | 3.0179 | 56 | 1.801 | 1.2169 | 71.3089 | 0.039621 | 1.7961 | 0.34408 | 2.3013 | 33.9457 | 0.11479 | 0.046576 | 0.088036 | 0.11479 | 0.11957 | 2.239 | 1.4901 | 0.95724 | 2.239 | 2.2188 | 2.8714 | 2.0165 | 1.0887 | 2.8714 | 2.8253 | 0.039621 | 1.7961 | 0.34408 | 2.3013 | 33.9457 | 0.11479 | 0.046576 | 0.088036 | 0.11479 | 0.11957 | 2.239 | 1.4901 | 0.95724 | 2.239 | 2.2188 | 2.8714 | 2.0165 | 1.0887 | 2.8714 | 2.8253
65 | 0.22 | 0.47 | South/Central | NC | Charlotte-Douglas.Intl.AP.723140 | 3 | 2994711 | 39.0786 | 11.396 | 55.5668 | 38.986 | 16.5808 | 897.42 | 5.4136 | 15.85 | 7.8171 | -2.4034 | 4.7081 | 3.6921 | -3.05 | 6.0787 | -2.3866 | -16.8683 | 4.7385 | -16.5 | 8.4952 | -3.7567 | -40.2857 | 5.4136 | 15.85 | 7.8171 | -2.4034 | 4.7081 | 5.5345 | 15.34 | 8.0387 | -2.5043 | 3.5453 | 0.039621 | 1.5483 | 0.45152 | 2.2016 | 35.5567 | 0.21449 | 0.14628 | 0.18774 | 0.21449 | 0.21928 | 0.62799 | -0.12084 | -0.65375 | 0.62799 | 0.60779 | 0.18654 | -0.66834 | -1.5962 | 0.18654 | 0.14047 | 0.039621 | 1.5483 | 0.45152 | 2.2016 | 35.5567 | 0.21449 | 0.14628 | 0.18774 | 0.21449 | 0.21928 | 0.62799 | -0.12084 | -0.65375 | 0.62799 | 0.60779 | 0.18654 | -0.66834 | -1.5962 | 0.18654 | 0.14047
66 | 0.22 | 0.42 | South/Central | NC | Charlotte-Douglas.Intl.AP.723140 | 3 | 2994711 | 39.8225 | 10.9242 | 55.6482 | 39.7281 | 15.9201 | 886.08 | 5.3323 | 27.19 | 7.075 | -1.7427 | 21.4174 | 3.6107 | 8.29 | 5.3365 | -1.7258 | -0.1591 | 4.6571 | -5.16 | 7.7531 | -3.096 | -23.5765 | 5.3323 | 27.19 | 7.075 | -1.7427 | 21.4174 | 5.4531 | 26.68 | 7.2966 | -1.8435 | 20.2545 | 0.039621 | 1.5778 | 0.43283 | 2.2048 | 35.1074 | 0.21127 | 0.14306 | 0.18452 | 0.21127 | 0.21606 | 1.0773 | 0.32846 | -0.20444 | 1.0773 | 1.0571 | 0.84858 | -0.0063037 | -0.93412 | 0.84858 | 0.8025 | 0.039621 | 1.5778 | 0.43283 | 2.2048 | 35.1074 | 0.21127 | 0.14306 | 0.18452 | 0.21127 | 0.21606 | 1.0773 | 0.32846 | -0.20444 | 1.0773 | 1.0571 | 0.84858 | -0.0063037 | -0.93412 | 0.84858 | 0.8025
67 | 0.22 | 0.37 | South/Central | NC | Charlotte-Douglas.Intl.AP.723140 | 3 | 2994711 | 40.2357 | 10.7525 | 55.8093 | 40.1404 | 15.6689 | 883.22 | 5.1712 | 30.05 | 6.6627 | -1.4915 | 26.1055 | 3.4497 | 11.15 | 4.9243 | -1.4746 | 4.529 | 4.4961 | -2.3 | 7.3408 | -2.8447 | -18.8884 | 5.1712 | 30.05 | 6.6627 | -1.4915 | 26.1055 | 5.292 | 29.54 | 6.8843 | -1.5923 | 24.9426 | 0.039621 | 1.5942 | 0.42602 | 2.2112 | 34.9941 | 0.20489 | 0.13668 | 0.17814 | 0.20489 | 0.20968 | 1.1906 | 0.44177 | -0.091128 | 1.1906 | 1.1704 | 1.0343 | 0.17944 | -0.74838 | 1.0343 | 0.98825 | 0.039621 | 1.5942 | 0.42602 | 2.2112 | 34.9941 | 0.20489 | 0.13668 | 0.17814 | 0.20489 | 0.20968 | 1.1906 | 0.44177 | -0.091128 | 1.1906 | 1.1704 | 1.0343 | 0.17944 | -0.74838 | 1.0343 | 0.98825
68 | 0.22 | 0.32 | South/Central | NC | Charlotte-Douglas.Intl.AP.723140 | 3 | 2994711 | 40.8599 | 10.4512 | 56.0015 | 40.7631 | 15.2385 | 877.37 | 4.9789 | 35.9 | 6.04 | -1.0611 | 35.2067 | 3.2574 | 17 | 4.3016 | -1.0442 | 13.6302 | 4.3038 | 3.55 | 6.7182 | -2.4144 | -9.7872 | 4.9789 | 35.9 | 6.04 | -1.0611 | 35.2067 | 5.0997 | 35.39 | 6.2617 | -1.1619 | 34.0438 | 0.039621 | 1.6189 | 0.41409 | 2.2188 | 34.7623 | 0.19727 | 0.12906 | 0.17052 | 0.19727 | 0.20206 | 1.4224 | 0.67356 | 0.14065 | 1.4224 | 1.4022 | 1.3949 | 0.54004 | -0.38778 | 1.3949 | 1.3488 | 0.039621 | 1.6189 | 0.41409 | 2.2188 | 34.7623 | 0.19727 | 0.12906 | 0.17052 | 0.19727 | 0.20206 | 1.4224 | 0.67356 | 0.14065 | 1.4224 | 1.4022 | 1.3949 | 0.54004 | -0.38778 | 1.3949 | 1.3488
69 | 0.22 | 0.27 | South/Central | NC | Charlotte-Douglas.Intl.AP.723140 | 3 | 2994711 | 41.9662 | 9.8688 | 56.3149 | 41.8668 | 14.448 | 866.25 | 4.6656 | 47.02 | 4.9363 | -0.27065 | 52.4316 | 2.9441 | 28.12 | 3.1979 | -0.25379 | 30.8551 | 3.9905 | 14.67 | 5.6144 | -1.6239 | 7.4377 | 4.6656 | 47.02 | 4.9363 | -0.27065 | 52.4316 | 4.7864 | 46.51 | 5.1579 | -0.37148 | 51.2687 | 0.039621 | 1.6627 | 0.39101 | 2.2313 | 34.3217 | 0.18486 | 0.11665 | 0.15811 | 0.18486 | 0.18964 | 1.863 | 1.1141 | 0.58124 | 1.863 | 1.8428 | 2.0774 | 1.2225 | 0.29469 | 2.0774 | 2.0313 | 0.039621 | 1.6627 | 0.39101 | 2.2313 | 34.3217 | 0.18486 | 0.11665 | 0.15811 | 0.18486 | 0.18964 | 1.863 | 1.1141 | 0.58124 | 1.863 | 1.8428 | 2.0774 | 1.2225 | 0.29469 | 2.0774 | 2.0313
70 | 0.22 | 0.23 | South/Central | NC | Charlotte-Douglas.Intl.AP.723140 | 3 | 2994711 | 42.9415 | 9.3976 | 56.6484 | 42.8399 | 13.8085 | 858.17 | 4.3321 | 55.1 | 3.9632 | 0.36885 | 65.3429 | 2.6105 | 36.2 | 2.2248 | 0.3857 | 43.7664 | 3.6569 | 22.75 | 4.6414 | -0.98444 | 20.349 | 4.3321 | 55.1 | 3.9632 | 0.36885 | 65.3429 | 4.4529 | 54.59 | 4.1849 | 0.26801 | 64.18 | 0.039621 | 1.7014 | 0.37234 | 2.2445 | 34.0015 | 0.17164 | 0.10343 | 0.14489 | 0.17164 | 0.17643 | 2.1831 | 1.4343 | 0.90138 | 2.1831 | 2.1629 | 2.5889 | 1.7341 | 0.80625 | 2.5889 | 2.5429 | 0.039621 | 1.7014 | 0.37234 | 2.2445 | 34.0015 | 0.17164 | 0.10343 | 0.14489 | 0.17164 | 0.17643 | 2.1831 | 1.4343 | 0.90138 | 2.1831 | 2.1629 | 2.5889 | 1.7341 | 0.80625 | 2.5889 | 2.5429
71 | 0.22 | 0.19 | South/Central | NC | Charlotte-Douglas.Intl.AP.723140 | 3 | 2994711 | 44.0066 | 8.935 | 57.0804 | 43.9024 | 13.178 | 851.39 | 3.9001 | 61.88 | 2.9007 | 0.9994 | 76.7544 | 2.1785 | 42.98 | 1.1623 | 1.0163 | 55.1779 | 3.2249 | 29.53 | 3.5788 | -0.35388 | 31.7605 | 3.9001 | 61.88 | 2.9007 | 0.9994 | 76.7544 | 4.0209 | 61.37 | 3.1223 | 0.89857 | 75.5915 | 0.039621 | 1.7436 | 0.35401 | 2.2616 | 33.7329 | 0.15452 | 0.086315 | 0.12778 | 0.15452 | 0.15931 | 2.4517 | 1.7029 | 1.17 | 2.4517 | 2.4315 | 3.0411 | 2.1862 | 1.2584 | 3.0411 | 2.995 | 0.039621 | 1.7436 | 0.35401 | 2.2616 | 33.7329 | 0.15452 | 0.086315 | 0.12778 | 0.15452 | 0.15931 | 2.4517 | 1.7029 | 1.17 | 2.4517 | 2.4315 | 3.0411 | 2.1862 | 1.2584 | 3.0411 | 2.995
72 | 0.22 | 0.17 | South/Central | NC | Charlotte-Douglas.Intl.AP.723140 | 3 | 2994711 | 44.5792 | 8.704 | 57.3414 | 44.4737 | 12.8677 | 848.61 | 3.6391 | 64.66 | 2.3294 | 1.3097 | 81.7491 | 1.9175 | 45.76 | 0.59098 | 1.3265 | 60.1726 | 2.9639 | 32.31 | 3.0075 | -0.043619 | 36.7552 | 3.6391 | 64.66 | 2.3294 | 1.3097 | 81.7491 | 3.7599 | 64.15 | 2.551 | 1.2088 | 80.5862 | 0.039621 | 1.7663 | 0.34486 | 2.2719 | 33.6228 | 0.14418 | 0.075973 | 0.11743 | 0.14418 | 0.14897 | 2.5619 | 1.8131 | 1.2802 | 2.5619 | 2.5417 | 3.239 | 2.3841 | 1.4563 | 3.239 | 3.1929 | 0.039621 | 1.7663 | 0.34486 | 2.2719 | 33.6228 | 0.14418 | 0.075973 | 0.11743 | 0.14418 | 0.14897 | 2.5619 | 1.8131 | 1.2802 | 2.5619 | 2.5417 | 3.239 | 2.3841 | 1.4563 | 3.239 | 3.1929
73 | 0.2 | 0.47 | South/Central | NC | Charlotte-Douglas.Intl.AP.723140 | 3 | 2994711 | 38.3473 | 11.4361 | 54.8748 | 38.2564 | 16.6184 | 890.46 | 6.1057 | 22.81 | 8.5467 | -2.441 | 12.5547 | 4.3841 | 3.91 | 6.8083 | -2.4241 | -9.0218 | 5.4305 | -9.54 | 9.2248 | -3.7943 | -32.4392 | 6.1057 | 22.81 | 8.5467 | -2.441 | 12.5547 | 6.2265 | 22.3 | 8.7683 | -2.5418 | 11.3918 | 0.039621 | 1.5194 | 0.45311 | 2.1742 | 35.2809 | 0.24191 | 0.1737 | 0.21516 | 0.24191 | 0.2467 | 0.90375 | 0.15492 | -0.37798 | 0.90375 | 0.88355 | 0.49743 | -0.35745 | -1.2853 | 0.49743 | 0.45135 | 0.039621 | 1.5194 | 0.45311 | 2.1742 | 35.2809 | 0.24191 | 0.1737 | 0.21516 | 0.24191 | 0.2467 | 0.90375 | 0.15492 | -0.37798 | 0.90375 | 0.88355 | 0.49743 | -0.35745 | -1.2853 | 0.49743 | 0.45135
74 | 0.2 | 0.42 | South/Central | NC | Charlotte-Douglas.Intl.AP.723140 | 3 | 2994711 | 39.0818 | 10.9639 | 54.9468 | 38.9891 | 15.9576 | 879.02 | 6.0337 | 34.25 | 7.814 | -1.7802 | 29.3847 | 4.3122 | 15.35 | 6.0756 | -1.7634 | 7.8082 | 5.3586 | 1.9 | 8.4921 | -3.1335 | -15.6092 | 6.0337 | 34.25 | 7.814 | -1.7802 | 29.3847 | 6.1545 | 33.74 | 8.0356 | -1.8811 | 28.2218 | 0.039621 | 1.5485 | 0.4344 | 2.177 | 34.8276 | 0.23906 | 0.17085 | 0.21231 | 0.23906 | 0.24385 | 1.357 | 0.60818 | 0.07528 | 1.357 | 1.3368 | 1.1642 | 0.30937 | -0.61845 | 1.1642 | 1.1182 | 0.039621 | 1.5485 | 0.4344 | 2.177 | 34.8276 | 0.23906 | 0.17085 | 0.21231 | 0.23906 | 0.24385 | 1.357 | 0.60818 | 0.07528 | 1.357 | 1.3368 | 1.1642 | 0.30937 | -0.61845 | 1.1642 | 1.1182
75 | 0.2 | 0.37 | South/Central | NC | Charlotte-Douglas.Intl.AP.723140 | 3 | 2994711 | 39.4945 | 10.7837 | 55.0892 | 39.4009 | 15.6883 | 875.6 | 5.8913 | 37.67 | 7.4022 | -1.5109 | 34.7963 | 4.1697 | 18.77 | 5.6638 | -1.4941 | 13.2198 | 5.2161 | 5.32 | 8.0804 | -2.8642 | -10.1976 | 5.8913 | 37.67 | 7.4022 | -1.5109 | 34.7963 | 6.0121 | 37.16 | 7.6239 | -1.6118 | 33.6334 | 0.039621 | 1.5648 | 0.42726 | 2.1827 | 34.6921 | 0.23342 | 0.16521 | 0.20667 | 0.23342 | 0.23821 | 1.4925 | 0.74369 | 0.21078 | 1.4925 | 1.4723 | 1.3787 | 0.52378 | -0.40404 | 1.3787 | 1.3326 | 0.039621 | 1.5648 | 0.42726 | 2.1827 | 34.6921 | 0.23342 | 0.16521 | 0.20667 | 0.23342 | 0.23821 | 1.4925 | 0.74369 | 0.21078 | 1.4925 | 1.4723 | 1.3787 | 0.52378 | -0.40404 | 1.3787 | 1.3326
76 | 0.2 | 0.32 | South/Central | NC | Charlotte-Douglas.Intl.AP.723140 | 3 | 2994711 | 40.108 | 10.491 | 55.2794 | 40.0129 | 15.2665 | 869.88 | 5.7011 | 43.39 | 6.7902 | -1.0891 | 43.6952 | 3.9795 | 24.49 | 5.0518 | -1.0722 | 22.1188 | 5.0259 | 11.04 | 7.4683 | -2.4424 | -1.2987 | 5.7011 | 43.39 | 6.7902 | -1.0891 | 43.6952 | 5.8219 | 42.88 | 7.0118 | -1.1899 | 42.5324 | 0.039621 | 1.5891 | 0.41566 | 2.1902 | 34.4655 | 0.22588 | 0.15767 | 0.19913 | 0.22588 | 0.23067 | 1.7192 | 0.97032 | 0.43742 | 1.7192 | 1.6989 | 1.7312 | 0.87637 | -0.051454 | 1.7312 | 1.6852 | 0.039621 | 1.5891 | 0.41566 | 2.1902 | 34.4655 | 0.22588 | 0.15767 | 0.19913 | 0.22588 | 0.23067 | 1.7192 | 0.97032 | 0.43742 | 1.7192 | 1.6989 | 1.7312 | 0.87637 | -0.051454 | 1.7312 | 1.6852
77 | 0.2 | 0.27 | South/Central | NC | Charlotte-Douglas.Intl.AP.723140 | 3 | 2994711 | 41.205 | 9.8991 | 55.5734 | 41.1073 | 14.4661 | 858.35 | 5.4071 | 54.92 | 5.6958 | -0.28868 | 61.4351 | 3.6855 | 36.02 | 3.9573 | -0.27182 | 39.8586 | 4.7319 | 22.57 | 6.3739 | -1.642 | 16.4412 | 5.4071 | 54.92 | 5.6958 | -0.28868 | 61.4351 | 5.5279 | 54.41 | 5.9174 | -0.38951 | 60.2723 | 0.039621 | 1.6326 | 0.39221 | 2.2019 | 34.0087 | 0.21423 | 0.14602 | 0.18748 | 0.21423 | 0.21902 | 2.176 | 1.4271 | 0.89425 | 2.176 | 2.1558 | 2.4341 | 1.5792 | 0.65142 | 2.4341 | 2.388 | 0.039621 | 1.6326 | 0.39221 | 2.2019 | 34.0087 | 0.21423 | 0.14602 | 0.18748 | 0.21423 | 0.21902 | 2.176 | 1.4271 | 0.89425 | 2.176 | 2.1558 | 2.4341 | 1.5792 | 0.65142 | 2.4341 | 2.388
78 | 0.2 | 0.23 | South/Central | NC | Charlotte-Douglas.Intl.AP.723140 | 3 | 2994711 | 42.18 | 9.4274 | 55.9067 | 42.0801 | 13.8266 | 850.26 | 5.0738 | 63.01 | 4.723 | 0.35079 | 74.3496 | 3.3523 | 44.11 | 2.9846 | 0.36765 | 52.7732 | 4.3987 | 30.66 | 5.4012 | -1.0025 | 29.3558 | 5.0738 | 63.01 | 4.723 | 0.35079 | 74.3496 | 5.1946 | 62.5 | 4.9447 | 0.24996 | 73.1868 | 0.039621 | 1.6712 | 0.37352 | 2.2151 | 33.6881 | 0.20103 | 0.13282 | 0.17428 | 0.20103 | 0.20582 | 2.4965 | 1.7477 | 1.2148 | 2.4965 | 2.4763 | 2.9458 | 2.0909 | 1.1631 | 2.9458 | 2.8997 | 0.039621 | 1.6712 | 0.37352 | 2.2151 | 33.6881 | 0.20103 | 0.13282 | 0.17428 | 0.20103 | 0.20582 | 2.4965 | 1.7477 | 1.2148 | 2.4965 | 2.4763 | 2.9458 | 2.0909 | 1.1631 | 2.9458 | 2.8997
79 | 0.2 | 0.19 | South/Central | NC | Charlotte-Douglas.Intl.AP.723140 | 3 | 2994711 | 43.2453 | 8.9555 | 56.3296 | 43.1428 | 13.1867 | 843.18 | 4.6509 | 70.09 | 3.6603 | 0.99067 | 86.1278 | 2.9294 | 51.19 | 1.9219 | 1.0075 | 64.5513 | 3.9758 | 37.74 | 4.3384 | -0.36261 | 41.1339 | 4.6509 | 70.09 | 3.6603 | 0.99067 | 86.1278 | 4.7717 | 69.58 | 3.8819 | 0.88984 | 84.9649 | 0.039621 | 1.7134 | 0.35483 | 2.2318 | 33.4076 | 0.18427 | 0.11606 | 0.15752 | 0.18427 | 0.18906 | 2.777 | 2.0282 | 1.4953 | 2.777 | 2.7568 | 3.4125 | 2.5576 | 1.6298 | 3.4125 | 3.3664 | 0.039621 | 1.7134 | 0.35483 | 2.2318 | 33.4076 | 0.18427 | 0.11606 | 0.15752 | 0.18427 | 0.18906 | 2.777 | 2.0282 | 1.4953 | 2.777 | 2.7568 | 3.4125 | 2.5576 | 1.6298 | 3.4125 | 3.3664
80 | 0.2 | 0.17 | South/Central | NC | Charlotte-Douglas.Intl.AP.723140 | 3 | 2994711 | 43.8091 | 8.7149 | 56.5719 | 43.7053 | 12.8666 | 840.03 | 4.4086 | 73.24 | 3.0978 | 1.3108 | 91.627 | 2.6871 | 54.34 | 1.3594 | 1.3277 | 70.0505 | 3.7335 | 40.89 | 3.776 | -0.042484 | 46.6331 | 4.4086 | 73.24 | 3.0978 | 1.3108 | 91.627 | 4.5294 | 72.73 | 3.3195 | 1.21 | 90.4642 | 0.039621 | 1.7358 | 0.34529 | 2.2414 | 33.2828 | 0.17467 | 0.10646 | 0.14792 | 0.17467 | 0.17946 | 2.9018 | 2.153 | 1.6201 | 2.9018 | 2.8816 | 3.6304 | 2.7755 | 1.8477 | 3.6304 | 3.5843 | 0.039621 | 1.7358 | 0.34529 | 2.2414 | 33.2828 | 0.17467 | 0.10646 | 0.14792 | 0.17467 | 0.17946 | 2.9018 | 2.153 | 1.6201 | 2.9018 | 2.8816 | 3.6304 | 2.7755 | 1.8477 | 3.6304 | 3.5843
81 | 0.35 | 0.2 | South/Central | NC | Charlotte-Douglas.Intl.AP.723140 | 3 | 2994711 | 48.4821 | 8.9244 | 61.6652 | 48.3677 | 13.2975 | 904.77 | -0.68475 | 8.5 | -1.5646 | 0.87985 | 14.8741 | -2.4063 | -10.4 | -3.303 | 0.89671 | -6.7024 | -1.3599 | -23.85 | -0.88647 | -0.47343 | -30.1198 | -0.68475 | 8.5 | -1.5646 | 0.87985 | 14.8741 | -0.56395 | 7.99 | -1.343 | 0.77902 | 13.7112 | 0.039621 | 1.9209 | 0.35359 | 2.4432 | 35.8479 | -0.027131 | -0.09534 | -0.05388 | -0.027131 | -0.022344 | 0.33678 | -0.41206 | -0.94496 | 0.33678 | 0.31657 | 0.58933 | -0.26555 | -1.1934 | 0.58933 | 0.54325 | 0.039621 | 1.9209 | 0.35359 | 2.4432 | 35.8479 | -0.027131 | -0.09534 | -0.05388 | -0.027131 | -0.022344 | 0.33678 | -0.41206 | -0.94496 | 0.33678 | 0.31657 | 0.58933 | -0.26555 | -1.1934 | 0.58933 | 0.54325
82 | 0.35 | 0.25 | South/Central | NC | Charlotte-Douglas.Intl.AP.723140 | 3 | 2994711 | 47.136 | 9.496 | 61.1013 | 47.0247 | 14.0766 | 912.76 | -0.12081 | 0.51 | -0.22164 | 0.10083 | 1.1629 | -1.8424 | -18.39 | -1.96 | 0.11769 | -20.4136 | -0.79595 | -31.84 | 0.4565 | -1.2524 | -43.831 | -0.12081 | 0.51 | -0.22164 | 0.10083 | 1.1629 | 0 | 0 | 0 | 0 | 0 | 0.039621 | 1.8676 | 0.37624 | 2.4209 | 36.1645 | -0.0047865 | -0.072996 | -0.031536 | -0.0047865 | 0 | 0.020207 | -0.72863 | -1.2615 | 0.020207 | 0 | 0.046074 | -0.80881 | -1.7366 | 0.046074 | 0 | 0.039621 | 1.8676 | 0.37624 | 2.4209 | 36.1645 | -0.0047865 | -0.072996 | -0.031536 | -0.0047865 | 0 | 0.020207 | -0.72863 | -1.2615 | 0.020207 | 0 | 0.046074 | -0.80881 | -1.7366 | 0.046074 | 0
83 | 0.35 | 0.3 | South/Central | NC | Charlotte-Douglas.Intl.AP.723140 | 3 | 2994711 | 46.9139 | 9.5272 | 60.9805 | 46.8031 | 14.1774 | 913.27 | 0 | 0 | 0 | 0 | 0 | -1.7215 | -18.9 | -1.7384 | 0.01686 | -21.5765 | -0.67514 | -32.35 | 0.67814 | -1.3533 | -44.9939 | 0 | 0 | 0 | 0 | 0 | 0.12081 | -0.51 | 0.22164 | -0.10083 | -1.1629 | 0.039621 | 1.8588 | 0.37748 | 2.4161 | 36.1847 | 0 | -0.068209 | -0.02675 | 0 | 0.0047865 | 0 | -0.74884 | -1.2817 | 0 | -0.020207 | 0 | -0.85488 | -1.7827 | 0 | -0.046074 | 0.039621 | 1.8588 | 0.37748 | 2.4161 | 36.1847 | 0 | -0.068209 | -0.02675 | 0 | 0.0047865 | 0 | -0.74884 | -1.2817 | 0 | -0.020207 | 0 | -0.85488 | -1.7827 | 0 | -0.046074
84 | 0.35 | 0.35 | South/Central | NC | Charlotte-Douglas.Intl.AP.723140 | 3 | 2994711 | 45.7379 | 10.049 | 60.5168 | 45.6299 | 14.8869 | 921.12 | 0.46364 | -7.85 | 1.1731 | -0.70951 | -13.1274 | -1.2579 | -26.75 | -0.56526 | -0.69265 | -34.7039 | -0.2115 | -40.2 | 1.8513 | -2.0628 | -58.1213 | 0.46364 | -7.85 | 1.1731 | -0.70951 | -13.1274 | 0.58444 | -8.36 | 1.3948 | -0.81034 | -14.2903 | 0.039621 | 1.8122 | 0.39815 | 2.3977 | 36.4957 | 0.01837 | -0.04984 | -0.00838 | 0.01837 | 0.023156 | -0.31102 | -1.0599 | -1.5928 | -0.31102 | -0.33123 | -0.52012 | -1.375 | -2.3028 | -0.52012 | -0.56619 | 0.039621 | 1.8122 | 0.39815 | 2.3977 | 36.4957 | 0.01837 | -0.04984 | -0.00838 | 0.01837 | 0.023156 | -0.31102 | -1.0599 | -1.5928 | -0.31102 | -0.33123 | -0.52012 | -1.375 | -2.3028 | -0.52012 | -0.56619
85 | 0.35 | 0.4 | South/Central | NC | Charlotte-Douglas.Intl.AP.723140 | 3 | 2994711 | 44.6628 | 10.5708 | 60.1447 | 44.5573 | 15.5874 | 929.9 | 0.83575 | -16.63 | 2.2458 | -1.41 | -27.1842 | -0.8858 | -35.53 | 0.50735 | -1.3932 | -48.7607 | 0.1606 | -48.98 | 2.9239 | -2.7633 | -72.1781 | 0.83575 | -16.63 | 2.2458 | -1.41 | -27.1842 | 0.95655 | -17.14 | 2.4674 | -1.5108 | -28.3471 | 0.039621 | 1.7696 | 0.41882 | 2.383 | 36.8436 | 0.033113 | -0.035096 | 0.0063633 | 0.033113 | 0.0379 | -0.6589 | -1.4077 | -1.9406 | -0.6589 | -0.6791 | -1.0771 | -1.9319 | -2.8598 | -1.0771 | -1.1231 | 0.039621 | 1.7696 | 0.41882 | 2.383 | 36.8436 | 0.033113 | -0.035096 | 0.0063633 | 0.033113 | 0.0379 | -0.6589 | -1.4077 | -1.9406 | -0.6589 | -0.6791 | -1.0771 | -1.9319 | -2.8598 | -1.0771 | -1.1231
86 | 0.33 | 0.2 | South/Central | NC | Charlotte-Douglas.Intl.AP.723140 | 3 | 2994711 | 47.7814 | 8.9442 | 60.974 | 47.6685 | 13.3055 | 897.2 | 0.0064377 | 16.07 | -0.86544 | 0.87188 | 23.5046 | -1.7151 | -2.83 | -2.6038 | 0.88874 | 1.9281 | -0.6687 | -16.28 | -0.1873 | -0.4814 | -21.4893 | 0.0064377 | 16.07 | -0.86544 | 0.87188 | 23.5046 | 0.12724 | 15.56 | -0.6438 | 0.77105 | 22.3417 | 0.039621 | 1.8931 | 0.35438 | 2.4159 | 35.548 | 0.00025507 | -0.067954 | -0.026495 | 0.00025507 | 0.0050416 | 0.63671 | -0.11213 | -0.64503 | 0.63671 | 0.6165 | 0.93127 | 0.076393 | -0.85143 | 0.93127 | 0.8852 | 0.039621 | 1.8931 | 0.35438 | 2.4159 | 35.548 | 0.00025507 | -0.067954 | -0.026495 | 0.00025507 | 0.0050416 | 0.63671 | -0.11213 | -0.64503 | 0.63671 | 0.6165 | 0.93127 | 0.076393 | -0.85143 | 0.93127 | 0.8852
87 | 0.33 | 0.25 | South/Central | NC | Charlotte-Douglas.Intl.AP.723140 | 3 | 2994711 | 46.4444 | 9.5163 | 60.4198 | 46.3347 | 14.0851 | 905.29 | 0.56071 | 7.98 | 0.46839 | 0.092323 | 9.6552 | -1.1608 | -10.92 | -1.27 | 0.10918 | -11.9212 | -0.11443 | -24.37 | 1.1465 | -1.261 | -35.3387 | 0.56071 | 7.98 | 0.46839 | 0.092323 | 9.6552 | 0.68152 | 7.47 | 0.69003 | -0.0085078 | 8.4924 | 0.039621 | 1.8402 | 0.37704 | 2.3939 | 35.8685 | 0.022216 | -0.045993 | -0.0045337 | 0.022216 | 0.027003 | 0.31618 | -0.43266 | -0.96556 | 0.31618 | 0.29597 | 0.38255 | -0.47233 | -1.4002 | 0.38255 | 0.33648 | 0.039621 | 1.8402 | 0.37704 | 2.3939 | 35.8685 | 0.022216 | -0.045993 | -0.0045337 | 0.022216 | 0.027003 | 0.31618 | -0.43266 | -0.96556 | 0.31618 | 0.29597 | 0.38255 | -0.47233 | -1.4002 | 0.38255 | 0.33648
88 | 0.33 | 0.3 | South/Central | NC | Charlotte-Douglas.Intl.AP.723140 | 3 | 2994711 | 46.2228 | 9.5471 | 60.2992 | 46.1136 | 14.1856 | 905.8 | 0.68129 | 7.47 | 0.6895 | -0.008204 | 8.4976 | -1.0403 | -11.43 | -1.0489 | 0.0086555 | -13.0789 | 0.0061499 | -24.88 | 1.3676 | -1.3615 | -36.4963 | 0.68129 | 7.47 | 0.6895 | -0.008204 | 8.4976 | 0.8021 | 6.96 | 0.91113 | -0.10904 | 7.3347 | 0.039621 | 1.8314 | 0.37827 | 2.3891 | 35.8887 | 0.026993 | -0.041216 | 0.00024366 | 0.026993 | 0.03178 | 0.29597 | -0.45287 | -0.98577 | 0.29597 | 0.27576 | 0.33668 | -0.5182 | -1.446 | 0.33668 | 0.29061 | 0.039621 | 1.8314 | 0.37827 | 2.3891 | 35.8887 | 0.026993 | -0.041216 | 0.00024366 | 0.026993 | 0.03178 | 0.29597 | -0.45287 | -0.98577 | 0.29597 | 0.27576 | 0.33668 | -0.5182 | -1.446 | 0.33668 | 0.29061
89 | 0.33 | 0.35 | South/Central | NC | Charlotte-Douglas.Intl.AP.723140 | 3 | 2994711 | 45.0474 | 10.0696 | 59.8369 | 44.941 | 14.896 | 913.73 | 1.1435 | -0.46 | 1.8621 | -0.71857 | -4.6707 | -0.57801 | -19.36 | 0.1237 | -0.70171 | -26.2472 | 0.4684 | -32.81 | 2.5402 | -2.0719 | -49.6646 | 1.1435 | -0.46 | 1.8621 | -0.71857 | -4.6707 | 1.2643 | -0.97 | 2.0837 | -0.8194 | -5.8336 | 0.039621 | 1.7848 | 0.39897 | 2.3708 | 36.2029 | 0.045308 | -0.022901 | 0.018558 | 0.045308 | 0.050095 | -0.018226 | -0.76706 | -1.3 | -0.018226 | -0.038432 | -0.18506 | -1.0399 | -1.9678 | -0.18506 | -0.23113 | 0.039621 | 1.7848 | 0.39897 | 2.3708 | 36.2029 | 0.045308 | -0.022901 | 0.018558 | 0.045308 | 0.050095 | -0.018226 | -0.76706 | -1.3 | -0.018226 | -0.038432 | -0.18506 | -1.0399 | -1.9678 | -0.18506 | -0.23113
90 | 0.33 | 0.4 | South/Central | NC | Charlotte-Douglas.Intl.AP.723140 | 3 | 2994711 | 43.9817 | 10.6013 | 59.4843 | 43.8778 | 15.6065 | 922.9 | 1.4962 | -9.63 | 2.9253 | -1.4291 | -19.2448 | -0.22534 | -28.53 | 1.1869 | -1.4122 | -40.8213 | 0.82107 | -41.98 | 3.6034 | -2.7824 | -64.2387 | 1.4962 | -9.63 | 2.9253 | -1.4291 | -19.2448 | 1.617 | -10.14 | 3.1469 | -1.5299 | -20.4077 | 0.039621 | 1.7426 | 0.42003 | 2.3568 | 36.5662 | 0.059281 | -0.0089282 | 0.032532 | 0.059281 | 0.064068 | -0.38155 | -1.1304 | -1.6633 | -0.38155 | -0.40176 | -0.7625 | -1.6174 | -2.5452 | -0.7625 | -0.80857 | 0.039621 | 1.7426 | 0.42003 | 2.3568 | 36.5662 | 0.059281 | -0.0089282 | 0.032532 | 0.059281 | 0.064068 | -0.38155 | -1.1304 | -1.6633 | -0.38155 | -0.40176 | -0.7625 | -1.6174 | -2.5452 | -0.7625 | -0.80857
91 | 0.3 | 0.2 | South/Central | NC | Charlotte-Douglas.Intl.AP.723140 | 3 | 2994711 | 46.7197 | 8.9647 | 59.9131 | 46.6093 | 13.3038 | 885.31 | 1.0674 | 27.96 | 0.19378 | 0.87359 | 37.1263 | -0.65419 | 9.06 | -1.5446 | 0.89044 | 15.5498 | 0.39222 | -4.39 | 0.87192 | -0.4797 | -7.8676 | 1.0674 | 27.96 | 0.19378 | 0.87359 | 37.1263 | 1.1882 | 27.45 | 0.41542 | 0.77275 | 35.9634 | 0.039621 | 1.8511 | 0.35519 | 2.3738 | 35.0769 | 0.04229 | -0.02592 | 0.01554 | 0.04229 | 0.047076 | 1.1078 | 0.35897 | -0.17394 | 1.1078 | 1.0876 | 1.471 | 0.6161 | -0.31172 | 1.471 | 1.4249 | 0.039621 | 1.8511 | 0.35519 | 2.3738 | 35.0769 | 0.04229 | -0.02592 | 0.01554 | 0.04229 | 0.047076 | 1.1078 | 0.35897 | -0.17394 | 1.1078 | 1.0876 | 1.471 | 0.6161 | -0.31172 | 1.471 | 1.4249
92 | 0.3 | 0.25 | South/Central | NC | Charlotte-Douglas.Intl.AP.723140 | 3 | 2994711 | 45.3834 | 9.5463 | 59.369 | 45.2761 | 14.0928 | 893.72 | 1.6115 | 19.55 | 1.527 | 0.08454 | 22.8924 | -0.11003 | 0.65 | -0.21143 | 0.1014 | 1.316 | 0.93637 | -12.8 | 2.2051 | -1.2687 | -22.1014 | 1.6115 | 19.55 | 1.527 | 0.08454 | 22.8924 | 1.7323 | 19.04 | 1.7486 | -0.016291 | 21.7296 | 0.039621 | 1.7981 | 0.37823 | 2.3523 | 35.4101 | 0.06385 | -0.0043597 | 0.0371 | 0.06385 | 0.068636 | 0.77459 | 0.025754 | -0.50715 | 0.77459 | 0.75438 | 0.90702 | 0.052141 | -0.87568 | 0.90702 | 0.86095 | 0.039621 | 1.7981 | 0.37823 | 2.3523 | 35.4101 | 0.06385 | -0.0043597 | 0.0371 | 0.06385 | 0.068636 | 0.77459 | 0.025754 | -0.50715 | 0.77459 | 0.75438 | 0.90702 | 0.052141 | -0.87568 | 0.90702 | 0.86095
93 | 0.3 | 0.3 | South/Central | NC | Charlotte-Douglas.Intl.AP.723140 | 3 | 2994711 | 45.1715 | 9.5775 | 59.2589 | 45.0647 | 14.1942 | 894.37 | 1.7215 | 18.9 | 1.7384 | -0.01686 | 21.5765 | 0 | 0 | 0 | 0 | 0 | 1.0464 | -13.45 | 2.4165 | -1.3701 | -23.4174 | 1.7215 | 18.9 | 1.7384 | -0.01686 | 21.5765 | 1.8424 | 18.39 | 1.96 | -0.11769 | 20.4136 | 0.039621 | 1.7897 | 0.37947 | 2.3479 | 35.4358 | 0.068209 | 0 | 0.04146 | 0.068209 | 0.072996 | 0.74884 | 0 | -0.5329 | 0.74884 | 0.72863 | 0.85488 | 0 | -0.92782 | 0.85488 | 0.80881 | 0.039621 | 1.7897 | 0.37947 | 2.3479 | 35.4358 | 0.068209 | 0 | 0.04146 | 0.068209 | 0.072996 | 0.74884 | 0 | -0.5329 | 0.74884 | 0.72863 | 0.85488 | 0 | -0.92782 | 0.85488 | 0.80881
94 | 0.3 | 0.35 | South/Central | NC | Charlotte-Douglas.Intl.AP.723140 | 3 | 2994711 | 44.005 | 10.1098 | 58.8155 | 43.901 | 14.9145 | 902.69 | 2.165 | 10.58 | 2.9021 | -0.73715 | 7.9005 | 0.44341 | -8.32 | 1.1637 | -0.72029 | -13.676 | 1.4898 | -21.77 | 3.5803 | -2.0904 | -37.0934 | 2.165 | 10.58 | 2.9021 | -0.73715 | 7.9005 | 2.2858 | 10.07 | 3.1238 | -0.83798 | 6.7376 | 0.039621 | 1.7435 | 0.40056 | 2.3303 | 35.7655 | 0.085778 | 0.017569 | 0.059028 | 0.085778 | 0.090564 | 0.41919 | -0.32965 | -0.86255 | 0.41919 | 0.39898 | 0.31303 | -0.54186 | -1.4697 | 0.31303 | 0.26695 | 0.039621 | 1.7435 | 0.40056 | 2.3303 | 35.7655 | 0.085778 | 0.017569 | 0.059028 | 0.085778 | 0.090564 | 0.41919 | -0.32965 | -0.86255 | 0.41919 | 0.39898 | 0.31303 | -0.54186 | -1.4697 | 0.31303 | 0.26695
95 | 0.3 | 0.4 | South/Central | NC | Charlotte-Douglas.Intl.AP.723140 | 3 | 2994711 | 42.9399 | 10.6417 | 58.4725 | 42.8383 | 15.6342 | 912.14 | 2.5079 | 1.13 | 3.9648 | -1.4568 | -7.044 | 0.78639 | -17.77 | 2.2264 | -1.44 | -28.6205 | 1.8328 | -31.22 | 4.6429 | -2.8101 | -52.0379 | 2.5079 | 1.13 | 3.9648 | -1.4568 | -7.044 | 2.6287 | 0.62 | 4.1864 | -1.5577 | -8.2068 | 0.039621 | 1.7013 | 0.42164 | 2.3167 | 36.1399 | 0.099367 | 0.031157 | 0.072617 | 0.099367 | 0.10415 | 0.044772 | -0.70406 | -1.237 | 0.044772 | 0.024565 | -0.27909 | -1.134 | -2.0618 | -0.27909 | -0.32516 | 0.039621 | 1.7013 | 0.42164 | 2.3167 | 36.1399 | 0.099367 | 0.031157 | 0.072617 | 0.099367 | 0.10415 | 0.044772 | -0.70406 | -1.237 | 0.044772 | 0.024565 | -0.27909 | -1.134 | -2.0618 | -0.27909 | -0.32516
96 | 0.28 | 0.2 | South/Central | NC | Charlotte-Douglas.Intl.AP.723140 | 3 | 2994711 | 45.9787 | 8.9853 | 59.1826 | 45.87 | 13.3126 | 877.3 | 1.7979 | 35.97 | 0.93312 | 0.86474 | 46.2363 | 0.076312 | 17.07 | -0.80529 | 0.8816 | 24.6598 | 1.1227 | 3.62 | 1.6113 | -0.48854 | 1.2424 | 1.7979 | 35.97 | 0.93312 | 0.86474 | 46.2363 | 1.9187 | 35.46 | 1.1548 | 0.76391 | 45.0734 | 0.039621 | 1.8217 | 0.35601 | 2.3449 | 34.7595 | 0.071233 | 0.0030236 | 0.044483 | 0.071233 | 0.07602 | 1.4252 | 0.67633 | 0.14343 | 1.4252 | 1.405 | 1.8319 | 0.97705 | 0.049225 | 1.8319 | 1.7859 | 0.039621 | 1.8217 | 0.35601 | 2.3449 | 34.7595 | 0.071233 | 0.0030236 | 0.044483 | 0.071233 | 0.07602 | 1.4252 | 0.67633 | 0.14343 | 1.4252 | 1.405 | 1.8319 | 0.97705 | 0.049225 | 1.8319 | 1.7859
97 | 0.28 | 0.25 | South/Central | NC | Charlotte-Douglas.Intl.AP.723140 | 3 | 2994711 | 44.6622 | 9.5667 | 58.6582 | 44.5566 | 14.1016 | 885.93 | 2.3222 | 27.34 | 2.2465 | 0.075761 | 31.7512 | 0.60069 | 8.44 | 0.50807 | 0.092621 | 10.1748 | 1.6471 | -5.01 | 2.9246 | -1.2775 | -13.2427 | 2.3222 | 27.34 | 2.2465 | 0.075761 | 31.7512 | 2.443 | 26.83 | 2.4681 | -0.02507 | 30.5884 | 0.039621 | 1.7696 | 0.37904 | 2.3241 | 35.1014 | 0.092009 | 0.0238 | 0.06526 | 0.092009 | 0.096796 | 1.0832 | 0.3344 | -0.1985 | 1.0832 | 1.063 | 1.258 | 0.40313 | -0.52469 | 1.258 | 1.2119 | 0.039621 | 1.7696 | 0.37904 | 2.3241 | 35.1014 | 0.092009 | 0.0238 | 0.06526 | 0.092009 | 0.096796 | 1.0832 | 0.3344 | -0.1985 | 1.0832 | 1.063 | 1.258 | 0.40313 | -0.52469 | 1.258 | 1.2119
98 | 0.28 | 0.3 | South/Central | NC | Charlotte-Douglas.Intl.AP.723140 | 3 | 2994711 | 44.1891 | 9.7187 | 58.438 | 44.0846 | 14.3533 | 888.13 | 2.5425 | 25.14 | 2.7185 | -0.17594 | 27.8082 | 0.82097 | 6.24 | 0.98006 | -0.15908 | 6.2317 | 1.8674 | -7.21 | 3.3966 | -1.5292 | -17.1857 | 2.5425 | 25.14 | 2.7185 | -0.17594 | 27.8082 | 2.6633 | 24.63 | 2.9401 | -0.27678 | 26.6453 | 0.039621 | 1.7508 | 0.38506 | 2.3154 | 35.1886 | 0.10074 | 0.032528 | 0.073987 | 0.10074 | 0.10552 | 0.99607 | 0.24723 | -0.28567 | 0.99607 | 0.97586 | 1.1018 | 0.24691 | -0.68092 | 1.1018 | 1.0557 | 0.039621 | 1.7508 | 0.38506 | 2.3154 | 35.1886 | 0.10074 | 0.032528 | 0.073987 | 0.10074 | 0.10552 | 0.99607 | 0.24723 | -0.28567 | 0.99607 | 0.97586 | 1.1018 | 0.24691 | -0.68092 | 1.1018 | 1.0557
99 | 0.28 | 0.35 | South/Central | NC | Charlotte-Douglas.Intl.AP.723140 | 3 | 2994711 | 43.0532 | 10.2611 | 58.0442 | 42.9514 | 15.0928 | 897.4 | 2.9363 | 15.87 | 3.8517 | -0.91546 | 12.9802 | 1.2147 | -3.03 | 2.1133 | -0.8986 | -8.5963 | 2.2611 | -16.48 | 4.5299 | -2.2687 | -32.0137 | 2.9363 | 15.87 | 3.8517 | -0.91546 | 12.9802 | 3.0571 | 15.36 | 4.0734 | -1.0163 | 11.8173 | 0.039621 | 1.7058 | 0.40656 | 2.2998 | 35.5559 | 0.11634 | 0.048128 | 0.089588 | 0.11634 | 0.12112 | 0.62879 | -0.12005 | -0.65295 | 0.62879 | 0.60858 | 0.51429 | -0.34059 | -1.2684 | 0.51429 | 0.46821 | 0.039621 | 1.7058 | 0.40656 | 2.2998 | 35.5559 | 0.11634 | 0.048128 | 0.089588 | 0.11634 | 0.12112 | 0.62879 | -0.12005 | -0.65295 | 0.62879 | 0.60858 | 0.51429 | -0.34059 | -1.2684 | 0.51429 | 0.46821
100 | 0.28 | 0.4 | South/Central | NC | Charlotte-Douglas.Intl.AP.723140 | 3 | 2994711 | 42.2285 | 10.6724 | 57.7818 | 42.1286 | 15.6532 | 904.81 | 3.1987 | 8.46 | 4.6745 | -1.4758 | 1.2844 | 1.4771 | -10.44 | 2.9361 | -1.459 | -20.2921 | 2.5235 | -23.89 | 5.3526 | -2.8291 | -43.7095 | 3.1987 | 8.46 | 4.6745 | -1.4758 | 1.2844 | 3.3195 | 7.95 | 4.8961 | -1.5767 | 0.12154 | 0.039621 | 1.6731 | 0.42285 | 2.2894 | 35.8495 | 0.12673 | 0.058525 | 0.099985 | 0.12673 | 0.13152 | 0.33519 | -0.41364 | -0.94655 | 0.33519 | 0.31499 | 0.050889 | -0.80399 | -1.7318 | 0.050889 | 0.0048157 | 0.039621 | 1.6731 | 0.42285 | 2.2894 | 35.8495 | 0.12673 | 0.058525 | 0.099985 | 0.12673 | 0.13152 | 0.33519 | -0.41364 | -0.94655 | 0.33519 | 0.31499 | 0.050889 | -0.80399 | -1.7318 | 0.050889 | 0.0048157
101 | 0.27 | 0.2 | South/Central | NC | Charlotte-Douglas.Intl.AP.723140 | 3 | 2994711 | 45.6081 | 8.9954 | 58.8123 | 45.5002 | 13.312 | 873.15 | 2.1682 | 40.12 | 1.3028 | 0.86538 | 50.9928 | 0.44668 | 21.22 | -0.43556 | 0.88224 | 29.4163 | 1.4931 | 7.77 | 1.981 | -0.4879 | 5.9989 | 2.1682 | 40.12 | 1.3028 | 0.86538 | 50.9928 | 2.289 | 39.61 | 1.5245 | 0.76455 | 49.83 | 0.039621 | 1.807 | 0.35641 | 2.3302 | 34.5951 | 0.085907 | 0.017698 | 0.059157 | 0.085907 | 0.090694 | 1.5896 | 0.84076 | 0.30786 | 1.5896 | 1.5694 | 2.0204 | 1.1655 | 0.23768 | 2.0204 | 1.9743 | 0.039621 | 1.807 | 0.35641 | 2.3302 | 34.5951 | 0.085907 | 0.017698 | 0.059157 | 0.085907 | 0.090694 | 1.5896 | 0.84076 | 0.30786 | 1.5896 | 1.5694 | 2.0204 | 1.1655 | 0.23768 | 2.0204 | 1.9743
102 | 0.27 | 0.25 | South/Central | NC | Charlotte-Douglas.Intl.AP.723140 | 3 | 2994711 | 44.2923 | 9.5773 | 58.2889 | 44.1875 | 14.1013 | 881.81 | 2.6916 | 31.46 | 2.6156 | 0.076043 | 36.4854 | 0.97006 | 12.56 | 0.87716 | 0.092902 | 14.9089 | 2.0165 | -0.89 | 3.2937 | -1.2772 | -8.5085 | 2.6916 | 31.46 | 2.6156 | 0.076043 | 36.4854 | 2.8124 | 30.95 | 2.8372 | -0.024789 | 35.3225 | 0.039621 | 1.7549 | 0.37946 | 2.3095 | 34.9382 | 0.10664 | 0.038435 | 0.079895 | 0.10664 | 0.11143 | 1.2465 | 0.49764 | -0.035263 | 1.2465 | 1.2263 | 1.4456 | 0.59071 | -0.33712 | 1.4456 | 1.3995 | 0.039621 | 1.7549 | 0.37946 | 2.3095 | 34.9382 | 0.10664 | 0.038435 | 0.079895 | 0.10664 | 0.11143 | 1.2465 | 0.49764 | -0.035263 | 1.2465 | 1.2263 | 1.4456 | 0.59071 | -0.33712 | 1.4456 | 1.3995
103 | 0.27 | 0.3 | South/Central | NC | Charlotte-Douglas.Intl.AP.723140 | 3 | 2994711 | 43.6482 | 9.829 | 58.0271 | 43.5449 | 14.4822 | 885.95 | 2.9534 | 27.32 | 3.2582 | -0.30481 | 29.6035 | 1.2318 | 8.42 | 1.5198 | -0.28795 | 8.027 | 2.2782 | -5.03 | 3.9363 | -1.6581 | -15.3904 | 2.9534 | 27.32 | 3.2582 | -0.30481 | 29.6035 | 3.0742 | 26.81 | 3.4798 | -0.40564 | 28.4406 | 0.039621 | 1.7294 | 0.38944 | 2.2991 | 35.1022 | 0.11702 | 0.048806 | 0.090265 | 0.11702 | 0.1218 | 1.0824 | 0.33361 | -0.19929 | 1.0824 | 1.0622 | 1.1729 | 0.31804 | -0.60978 | 1.1729 | 1.1268 | 0.039621 | 1.7294 | 0.38944 | 2.2991 | 35.1022 | 0.11702 | 0.048806 | 0.090265 | 0.11702 | 0.1218 | 1.0824 | 0.33361 | -0.19929 | 1.0824 | 1.0622 | 1.1729 | 0.31804 | -0.60978 | 1.1729 | 1.1268
104 | 0.27 | 0.35 | South/Central | NC | Charlotte-Douglas.Intl.AP.723140 | 3 | 2994711 | 42.5012 | 10.4114 | 57.6731 | 42.4007 | 15.2724 | 896.59 | 3.3074 | 16.68 | 4.4024 | -1.095 | 12.9055 | 1.5859 | -2.22 | 2.664 | -1.0782 | -8.6709 | 2.6323 | -15.67 | 5.0806 | -2.4483 | -32.0884 | 3.3074 | 16.68 | 4.4024 | -1.095 | 12.9055 | 3.4282 | 16.17 | 4.6241 | -1.1959 | 11.7427 | 0.039621 | 1.6839 | 0.41251 | 2.2851 | 35.5238 | 0.13104 | 0.062833 | 0.10429 | 0.13104 | 0.13583 | 0.66088 | -0.087959 | -0.62086 | 0.66088 | 0.64067 | 0.51133 | -0.34355 | -1.2714 | 0.51133 | 0.46526 | 0.039621 | 1.6839 | 0.41251 | 2.2851 | 35.5238 | 0.13104 | 0.062833 | 0.10429 | 0.13104 | 0.13583 | 0.66088 | -0.087959 | -0.62086 | 0.66088 | 0.64067 | 0.51133 | -0.34355 | -1.2714 | 0.51133 | 0.46526
105 | 0.27 | 0.4 | South/Central | NC | Charlotte-Douglas.Intl.AP.723140 | 3 | 2994711 | 41.8677 | 10.6927 | 57.4314 | 41.7686 | 15.6628 | 901.11 | 3.549 | 12.16 | 5.0344 | -1.4854 | 5.51 | 1.8275 | -6.74 | 3.296 | -1.4686 | -16.0665 | 2.8739 | -20.19 | 5.7126 | -2.8387 | -39.4839 | 3.549 | 12.16 | 5.0344 | -1.4854 | 5.51 | 3.6698 | 11.65 | 5.2561 | -1.5862 | 4.3471 | 0.039621 | 1.6588 | 0.42366 | 2.2755 | 35.7029 | 0.14062 | 0.072407 | 0.11387 | 0.14062 | 0.1454 | 0.48179 | -0.26705 | -0.79995 | 0.48179 | 0.46158 | 0.21831 | -0.63657 | -1.5644 | 0.21831 | 0.17224 | 0.039621 | 1.6588 | 0.42366 | 2.2755 | 35.7029 | 0.14062 | 0.072407 | 0.11387 | 0.14062 | 0.1454 | 0.48179 | -0.26705 | -0.79995 | 0.48179 | 0.46158 | 0.21831 | -0.63657 | -1.5644 | 0.21831 | 0.17224
106 | 0.26 | 0.2 | South/Central | NC | Charlotte-Douglas.Intl.AP.723140 | 3 | 2994711 | 45.2282 | 9.0059 | 58.4426 | 45.1212 | 13.3214 | 869.22 | 2.5379 | 44.05 | 1.6819 | 0.85602 | 55.472 | 0.81637 | 25.15 | -0.056505 | 0.87288 | 33.8956 | 1.8628 | 11.7 | 2.36 | -0.49726 | 10.4782 | 2.5379 | 44.05 | 1.6819 | 0.85602 | 55.472 | 2.6587 | 43.54 | 1.9035 | 0.75519 | 54.3092 | 0.039621 | 1.792 | 0.35682 | 2.3156 | 34.4394 | 0.10056 | 0.032346 | 0.073805 | 0.10056 | 0.10534 | 1.7453 | 0.99647 | 0.46357 | 1.7453 | 1.7251 | 2.1979 | 1.343 | 0.41515 | 2.1979 | 2.1518 | 0.039621 | 1.792 | 0.35682 | 2.3156 | 34.4394 | 0.10056 | 0.032346 | 0.073805 | 0.10056 | 0.10534 | 1.7453 | 0.99647 | 0.46357 | 1.7453 | 1.7251 | 2.1979 | 1.343 | 0.41515 | 2.1979 | 2.1518
107 | 0.26 | 0.25 | South/Central | NC | Charlotte-Douglas.Intl.AP.723140 | 3 | 2994711 | 43.931 | 9.5874 | 57.9376 | 43.827 | 14.1106 | 878.06 | 3.0429 | 35.21 | 2.9761 | 0.066812 | 40.7321 | 1.3213 | 16.31 | 1.2376 | 0.083672 | 19.1557 | 2.3677 | 2.86 | 3.6542 | -1.2865 | -4.2617 | 3.0429 | 35.21 | 2.9761 | 0.066812 | 40.7321 | 3.1637 | 34.7 | 3.1977 | -0.034019 | 39.5693 | 0.039621 | 1.7406 | 0.37986 | 2.2955 | 34.7896 | 0.12056 | 0.052352 | 0.093812 | 0.12056 | 0.12535 | 1.3951 | 0.64622 | 0.11332 | 1.3951 | 1.3748 | 1.6138 | 0.75897 | -0.16885 | 1.6138 | 1.5678 | 0.039621 | 1.7406 | 0.37986 | 2.2955 | 34.7896 | 0.12056 | 0.052352 | 0.093812 | 0.12056 | 0.12535 | 1.3951 | 0.64622 | 0.11332 | 1.3951 | 1.3748 | 1.6138 | 0.75897 | -0.16885 | 1.6138 | 1.5678
108 | 0.26 | 0.3 | South/Central | NC | Charlotte-Douglas.Intl.AP.723140 | 3 | 2994711 | 43.0261 | 9.9994 | 57.6147 | 42.9243 | 14.6904 | 885.18 | 3.3657 | 28.09 | 3.8788 | -0.51304 | 29.2866 | 1.6442 | 9.19 | 2.1404 | -0.49618 | 7.7101 | 2.6906 | -4.26 | 4.5569 | -1.8663 | -15.7073 | 3.3657 | 28.09 | 3.8788 | -0.51304 | 29.2866 | 3.4865 | 27.58 | 4.1004 | -0.61387 | 28.1237 | 0.039621 | 1.7047 | 0.39618 | 2.2828 | 35.0717 | 0.13335 | 0.065145 | 0.1066 | 0.13335 | 0.13814 | 1.113 | 0.36412 | -0.16879 | 1.113 | 1.0927 | 1.1604 | 0.30548 | -0.62234 | 1.1604 | 1.1143 | 0.039621 | 1.7047 | 0.39618 | 2.2828 | 35.0717 | 0.13335 | 0.065145 | 0.1066 | 0.13335 | 0.13814 | 1.113 | 0.36412 | -0.16879 | 1.113 | 1.0927 | 1.1604 | 0.30548 | -0.62234 | 1.1604 | 1.1143
109 | 0.26 | 0.35 | South/Central | NC | Charlotte-Douglas.Intl.AP.723140 | 3 | 2994711 | 41.9302 | 10.581 | 57.3016 | 41.8309 | 15.4707 | 896.11 | 3.6789 | 17.16 | 4.9722 | -1.2933 | 12.3323 | 1.9573 | -1.74 | 3.2338 | -1.2764 | -9.2441 | 3.0037 | -15.19 | 5.6503 | -2.6466 | -32.6615 | 3.6789 | 17.16 | 4.9722 | -1.2933 | 12.3323 | 3.7997 | 16.65 | 5.1938 | -1.3941 | 11.1695 | 0.039621 | 1.6613 | 0.41923 | 2.2703 | 35.5048 | 0.14576 | 0.077551 | 0.11901 | 0.14576 | 0.15055 | 0.6799 | -0.068941 | -0.60184 | 0.6799 | 0.65969 | 0.48862 | -0.36626 | -1.2941 | 0.48862 | 0.44255 | 0.039621 | 1.6613 | 0.41923 | 2.2703 | 35.5048 | 0.14576 | 0.077551 | 0.11901 | 0.14576 | 0.15055 | 0.6799 | -0.068941 | -0.60184 | 0.6799 | 0.65969 | 0.48862 | -0.36626 | -1.2941 | 0.48862 | 0.44255
110 | 0.26 | 0.4 | South/Central | NC | Charlotte-Douglas.Intl.AP.723140 | 3 | 2994711 | 41.5071 | 10.7127 | 57.0908 | 41.4089 | 15.6819 | 897.68 | 3.8897 | 15.59 | 5.3942 | -1.5045 | 9.3578 | 2.1682 | -3.31 | 3.6558 | -1.4876 | -12.2187 | 3.2146 | -16.76 | 6.0723 | -2.8578 | -35.6361 | 3.8897 | 15.59 | 5.3942 | -1.5045 | 9.3578 | 4.0105 | 15.08 | 5.6158 | -1.6053 | 8.1949 | 0.039621 | 1.6446 | 0.42445 | 2.262 | 35.567 | 0.15411 | 0.085905 | 0.12737 | 0.15411 | 0.1589 | 0.61769 | -0.13115 | -0.66405 | 0.61769 | 0.59748 | 0.37076 | -0.48412 | -1.4119 | 0.37076 | 0.32469 | 0.039621 | 1.6446 | 0.42445 | 2.262 | 35.567 | 0.15411 | 0.085905 | 0.12737 | 0.15411 | 0.1589 | 0.61769 | -0.13115 | -0.66405 | 0.61769 | 0.59748 | 0.37076 | -0.48412 | -1.4119 | 0.37076 | 0.32469
111 | 0.25 | 0.2 | South/Central | NC | Charlotte-Douglas.Intl.AP.723140 | 3 | 2994711 | 44.8569 | 9.025 | 58.0806 | 44.7507 | 13.3299 | 865.34 | 2.8999 | 47.93 | 2.0524 | 0.84753 | 59.8757 | 1.1783 | 29.03 | 0.31395 | 0.86439 | 38.2992 | 2.2247 | 15.58 | 2.7305 | -0.50575 | 14.8818 | 2.8999 | 47.93 | 2.0524 | 0.84753 | 59.8757 | 3.0207 | 47.42 | 2.274 | 0.7467 | 58.7128 | 0.039621 | 1.7773 | 0.35758 | 2.3012 | 34.2856 | 0.1149 | 0.046687 | 0.088147 | 0.1149 | 0.11968 | 1.899 | 1.1502 | 0.6173 | 1.899 | 1.8788 | 2.3723 | 1.5175 | 0.58963 | 2.3723 | 2.3263 | 0.039621 | 1.7773 | 0.35758 | 2.3012 | 34.2856 | 0.1149 | 0.046687 | 0.088147 | 0.1149 | 0.11968 | 1.899 | 1.1502 | 0.6173 | 1.899 | 1.8788 | 2.3723 | 1.5175 | 0.58963 | 2.3723 | 2.3263
112 | 0.25 | 0.25 | South/Central | NC | Charlotte-Douglas.Intl.AP.723140 | 3 | 2994711 | 43.5605 | 9.5974 | 57.5672 | 43.4574 | 14.1098 | 873.94 | 3.4133 | 39.33 | 3.3457 | 0.067602 | 45.4933 | 1.6917 | 20.43 | 1.6073 | 0.084462 | 23.9168 | 2.7381 | 6.98 | 4.0238 | -1.2857 | 0.49938 | 3.4133 | 39.33 | 3.3457 | 0.067602 | 45.4933 | 3.5341 | 38.82 | 3.5673 | -0.033229 | 44.3304 | 0.039621 | 1.7259 | 0.38026 | 2.2809 | 34.6264 | 0.13524 | 0.067028 | 0.10849 | 0.13524 | 0.14002 | 1.5583 | 0.80946 | 0.27655 | 1.5583 | 1.5381 | 1.8025 | 0.94761 | 0.019786 | 1.8025 | 1.7564 | 0.039621 | 1.7259 | 0.38026 | 2.2809 | 34.6264 | 0.13524 | 0.067028 | 0.10849 | 0.13524 | 0.14002 | 1.5583 | 0.80946 | 0.27655 | 1.5583 | 1.5381 | 1.8025 | 0.94761 | 0.019786 | 1.8025 | 1.7564
113 | 0.25 | 0.3 | South/Central | NC | Charlotte-Douglas.Intl.AP.723140 | 3 | 2994711 | 42.4043 | 10.1789 | 57.2031 | 42.3039 | 14.8992 | 884.45 | 3.7774 | 28.82 | 4.4992 | -0.72177 | 28.947 | 2.0559 | 9.92 | 2.7608 | -0.70491 | 7.3706 | 3.1023 | -3.53 | 5.1773 | -2.0751 | -16.0468 | 3.7774 | 28.82 | 4.4992 | -0.72177 | 28.947 | 3.8982 | 28.31 | 4.7208 | -0.8226 | 27.7842 | 0.039621 | 1.6801 | 0.4033 | 2.2664 | 35.0428 | 0.14966 | 0.081455 | 0.12292 | 0.14966 | 0.15445 | 1.1419 | 0.39304 | -0.13986 | 1.1419 | 1.1217 | 1.1469 | 0.29203 | -0.63579 | 1.1469 | 1.1008 | 0.039621 | 1.6801 | 0.4033 | 2.2664 | 35.0428 | 0.14966 | 0.081455 | 0.12292 | 0.14966 | 0.15445 | 1.1419 | 0.39304 | -0.13986 | 1.1419 | 1.1217 | 1.1469 | 0.29203 | -0.63579 | 1.1469 | 1.1008
114 | 0.25 | 0.35 | South/Central | NC | Charlotte-Douglas.Intl.AP.723140 | 3 | 2994711 | 41.3182 | 10.7813 | 56.9399 | 41.2204 | 15.7195 | 896.69 | 4.0405 | 16.58 | 5.5827 | -1.5422 | 10.2751 | 2.319 | -2.32 | 3.8443 | -1.5253 | -11.3014 | 3.3654 | -15.77 | 6.2608 | -2.8954 | -34.7188 | 4.0405 | 16.58 | 5.5827 | -1.5422 | 10.2751 | 4.1613 | 16.07 | 5.8043 | -1.643 | 9.1122 | 0.039621 | 1.6371 | 0.42717 | 2.256 | 35.5277 | 0.16009 | 0.091881 | 0.13334 | 0.16009 | 0.16488 | 0.65692 | -0.091921 | -0.62482 | 0.65692 | 0.63671 | 0.40711 | -0.44777 | -1.3756 | 0.40711 | 0.36104 | 0.039621 | 1.6371 | 0.42717 | 2.256 | 35.5277 | 0.16009 | 0.091881 | 0.13334 | 0.16009 | 0.16488 | 0.65692 | -0.091921 | -0.62482 | 0.65692 | 0.63671 | 0.40711 | -0.44777 | -1.3756 | 0.40711 | 0.36104
115 | 0.25 | 0.4 | South/Central | NC | Charlotte-Douglas.Intl.AP.723140 | 3 | 2994711 | 41.1463 | 10.7327 | 56.7401 | 41.0489 | 15.6911 | 893.96 | 4.2404 | 19.31 | 5.7542 | -1.5138 | 13.5956 | 2.5188 | 0.41 | 4.0157 | -1.4969 | -7.9809 | 3.5653 | -13.04 | 6.4323 | -2.867 | -31.3983 | 4.2404 | 19.31 | 5.7542 | -1.5138 | 13.5956 | 4.3612 | 18.8 | 5.9758 | -1.6146 | 12.4328 | 0.039621 | 1.6303 | 0.42524 | 2.2481 | 35.4196 | 0.16801 | 0.099799 | 0.14126 | 0.16801 | 0.1728 | 0.76508 | 0.016245 | -0.51666 | 0.76508 | 0.74487 | 0.53867 | -0.31621 | -1.244 | 0.53867 | 0.4926 | 0.039621 | 1.6303 | 0.42524 | 2.2481 | 35.4196 | 0.16801 | 0.099799 | 0.14126 | 0.16801 | 0.1728 | 0.76508 | 0.016245 | -0.51666 | 0.76508 | 0.74487 | 0.53867 | -0.31621 | -1.244 | 0.53867 | 0.4926
116 | 0.24 | 0.2 | South/Central | NC | Charlotte-Douglas.Intl.AP.723140 | 3 | 2994711 | 44.4772 | 9.0349 | 57.7108 | 44.3719 | 13.3389 | 861.37 | 3.2697 | 51.9 | 2.4312 | 0.8385 | 64.3655 | 1.5482 | 33 | 0.69281 | 0.85536 | 42.789 | 2.5946 | 19.55 | 3.1094 | -0.51478 | 19.3716 | 3.2697 | 51.9 | 2.4312 | 0.8385 | 64.3655 | 3.3905 | 51.39 | 2.6529 | 0.73767 | 63.2027 | 0.039621 | 1.7622 | 0.35797 | 2.2866 | 34.1283 | 0.12955 | 0.06134 | 0.1028 | 0.12955 | 0.13434 | 2.0563 | 1.3075 | 0.77459 | 2.0563 | 2.0361 | 2.5502 | 1.6953 | 0.76752 | 2.5502 | 2.5042 | 0.039621 | 1.7622 | 0.35797 | 2.2866 | 34.1283 | 0.12955 | 0.06134 | 0.1028 | 0.12955 | 0.13434 | 2.0563 | 1.3075 | 0.77459 | 2.0563 | 2.0361 | 2.5502 | 1.6953 | 0.76752 | 2.5502 | 2.5042
117 | 0.24 | 0.25 | South/Central | NC | Charlotte-Douglas.Intl.AP.723140 | 3 | 2994711 | 43.1899 | 9.608 | 57.207 | 43.0877 | 14.1193 | 870.11 | 3.7735 | 43.16 | 3.7154 | 0.058092 | 49.8471 | 2.0519 | 24.26 | 1.977 | 0.074951 | 28.2707 | 3.0984 | 10.81 | 4.3935 | -1.2952 | 4.8532 | 3.7735 | 43.16 | 3.7154 | 0.058092 | 49.8471 | 3.8943 | 42.65 | 3.937 | -0.04274 | 48.6843 | 0.039621 | 1.7112 | 0.38068 | 2.2666 | 34.4746 | 0.14951 | 0.0813 | 0.12276 | 0.14951 | 0.1543 | 1.71 | 0.96121 | 0.4283 | 1.71 | 1.6898 | 1.975 | 1.1201 | 0.19229 | 1.975 | 1.9289 | 0.039621 | 1.7112 | 0.38068 | 2.2666 | 34.4746 | 0.14951 | 0.0813 | 0.12276 | 0.14951 | 0.1543 | 1.71 | 0.96121 | 0.4283 | 1.71 | 1.6898 | 1.975 | 1.1201 | 0.19229 | 1.975 | 1.9289
118 | 0.24 | 0.3 | South/Central | NC | Charlotte-Douglas.Intl.AP.723140 | 3 | 2994711 | 42.0335 | 10.1898 | 56.8429 | 41.934 | 14.9089 | 880.63 | 4.1376 | 32.64 | 4.8691 | -0.73149 | 33.2953 | 2.4161 | 13.74 | 3.1307 | -0.71463 | 11.7188 | 3.4625 | 0.29 | 5.5472 | -2.0848 | -11.6986 | 4.1376 | 32.64 | 4.8691 | -0.73149 | 33.2953 | 4.2584 | 32.13 | 5.0907 | -0.83232 | 32.1324 | 0.039621 | 1.6654 | 0.40373 | 2.2522 | 34.8914 | 0.16394 | 0.095727 | 0.13719 | 0.16394 | 0.16872 | 1.2932 | 0.54439 | 0.01149 | 1.2932 | 1.273 | 1.3192 | 0.46431 | -0.46351 | 1.3192 | 1.2731 | 0.039621 | 1.6654 | 0.40373 | 2.2522 | 34.8914 | 0.16394 | 0.095727 | 0.13719 | 0.16394 | 0.16872 | 1.2932 | 0.54439 | 0.01149 | 1.2932 | 1.273 | 1.3192 | 0.46431 | -0.46351 | 1.3192 | 1.2731
119 | 0.24 | 0.35 | South/Central | NC | Charlotte-Douglas.Intl.AP.723140 | 3 | 2994711 | 40.9575 | 10.8013 | 56.599 | 40.8605 | 15.7385 | 893.23 | 4.3815 | 20.04 | 5.9425 | -1.5611 | 14.1292 | 2.6599 | 1.14 | 4.2041 | -1.5442 | -7.4473 | 3.7063 | -12.31 | 6.6207 | -2.9144 | -30.8647 | 4.3815 | 20.04 | 5.9425 | -1.5611 | 14.1292 | 4.5023 | 19.53 | 6.1642 | -1.6619 | 12.9663 | 0.039621 | 1.6228 | 0.42796 | 2.2425 | 35.3907 | 0.1736 | 0.10539 | 0.14685 | 0.1736 | 0.17838 | 0.794 | 0.045168 | -0.48773 | 0.794 | 0.7738 | 0.55981 | -0.29507 | -1.2229 | 0.55981 | 0.51374 | 0.039621 | 1.6228 | 0.42796 | 2.2425 | 35.3907 | 0.1736 | 0.10539 | 0.14685 | 0.1736 | 0.17838 | 0.794 | 0.045168 | -0.48773 | 0.794 | 0.7738 | 0.55981 | -0.29507 | -1.2229 | 0.55981 | 0.51374
120 | 0.24 | 0.4 | South/Central | NC | Charlotte-Douglas.Intl.AP.723140 | 3 | 2994711 | 40.7765 | 10.7525 | 56.3899 | 40.68 | 15.71 | 890.42 | 4.5906 | 22.85 | 6.1231 | -1.5326 | 17.5705 | 2.869 | 3.95 | 4.3847 | -1.5157 | -4.006 | 3.9154 | -9.5 | 6.8013 | -2.8859 | -27.4234 | 4.5906 | 22.85 | 6.1231 | -1.5326 | 17.5705 | 4.7114 | 22.34 | 6.3448 | -1.6334 | 16.4076 | 0.039621 | 1.6156 | 0.42602 | 2.2342 | 35.2793 | 0.18188 | 0.11367 | 0.15513 | 0.18188 | 0.18667 | 0.90534 | 0.1565 | -0.3764 | 0.90534 | 0.88513 | 0.69616 | -0.15872 | -1.0865 | 0.69616 | 0.65009 | 0.039621 | 1.6156 | 0.42602 | 2.2342 | 35.2793 | 0.18188 | 0.11367 | 0.15513 | 0.18188 | 0.18667 | 0.90534 | 0.1565 | -0.3764 | 0.90534 | 0.88513 | 0.69616 | -0.15872 | -1.0865 | 0.69616 | 0.65009
121 | 0.22 | 0.2 | South/Central | NC | Charlotte-Douglas.Intl.AP.723140 | 3 | 2994711 | 43.7261 | 9.0555 | 56.9609 | 43.6226 | 13.3383 | 853 | 4.0196 | 60.27 | 3.1805 | 0.83905 | 73.9757 | 2.298 | 41.37 | 1.4421 | 0.8559 | 52.3992 | 3.3444 | 27.92 | 3.8587 | -0.51424 | 28.9818 | 4.0196 | 60.27 | 3.1805 | 0.83905 | 73.9757 | 4.1404 | 59.76 | 3.4022 | 0.73821 | 72.8128 | 0.039621 | 1.7325 | 0.35879 | 2.2568 | 33.7967 | 0.15926 | 0.09105 | 0.13251 | 0.15926 | 0.16405 | 2.388 | 1.6391 | 1.1062 | 2.388 | 2.3678 | 2.931 | 2.0761 | 1.1483 | 2.931 | 2.8849 | 0.039621 | 1.7325 | 0.35879 | 2.2568 | 33.7967 | 0.15926 | 0.09105 | 0.13251 | 0.15926 | 0.16405 | 2.388 | 1.6391 | 1.1062 | 2.388 | 2.3678 | 2.931 | 2.0761 | 1.1483 | 2.931 | 2.8849
122 | 0.22 | 0.25 | South/Central | NC | Charlotte-Douglas.Intl.AP.723140 | 3 | 2994711 | 42.4392 | 9.6379 | 56.4762 | 42.3387 | 14.1375 | 862.32 | 4.5043 | 50.95 | 4.4644 | 0.039913 | 58.7103 | 2.7827 | 32.05 | 2.726 | 0.056772 | 37.1338 | 3.8292 | 18.6 | 5.1425 | -1.3134 | 13.7164 | 4.5043 | 50.95 | 4.4644 | 0.039913 | 58.7103 | 4.6251 | 50.44 | 4.686 | -0.060919 | 57.5474 | 0.039621 | 1.6815 | 0.38186 | 2.2376 | 34.166 | 0.17846 | 0.11026 | 0.15171 | 0.17846 | 0.18325 | 2.0187 | 1.2699 | 0.73695 | 2.0187 | 1.9985 | 2.3262 | 1.4713 | 0.54346 | 2.3262 | 2.2801 | 0.039621 | 1.6815 | 0.38186 | 2.2376 | 34.166 | 0.17846 | 0.11026 | 0.15171 | 0.17846 | 0.18325 | 2.0187 | 1.2699 | 0.73695 | 2.0187 | 1.9985 | 2.3262 | 1.4713 | 0.54346 | 2.3262 | 2.2801
123 | 0.22 | 0.3 | South/Central | NC | Charlotte-Douglas.Intl.AP.723140 | 3 | 2994711 | 41.2917 | 10.2201 | 56.1214 | 41.1939 | 14.9275 | 872.95 | 4.8591 | 40.32 | 5.6092 | -0.75011 | 42.0271 | 3.1375 | 21.42 | 3.8708 | -0.73325 | 20.4506 | 4.1839 | 7.97 | 6.2873 | -2.1034 | -2.9668 | 4.8591 | 40.32 | 5.6092 | -0.75011 | 42.0271 | 4.9799 | 39.81 | 5.8308 | -0.85094 | 40.8642 | 0.039621 | 1.636 | 0.40493 | 2.2236 | 34.5871 | 0.19252 | 0.12431 | 0.16577 | 0.19252 | 0.19731 | 1.5975 | 0.84868 | 0.31578 | 1.5975 | 1.5773 | 1.6652 | 0.81027 | -0.11755 | 1.6652 | 1.6191 | 0.039621 | 1.636 | 0.40493 | 2.2236 | 34.5871 | 0.19252 | 0.12431 | 0.16577 | 0.19252 | 0.19731 | 1.5975 | 0.84868 | 0.31578 | 1.5975 | 1.5773 | 1.6652 | 0.81027 | -0.11755 | 1.6652 | 1.6191
124 | 0.22 | 0.35 | South/Central | NC | Charlotte-Douglas.Intl.AP.723140 | 3 | 2994711 | 40.2163 | 10.8325 | 55.879 | 40.121 | 15.758 | 885.62 | 5.1015 | 27.65 | 6.6821 | -1.5806 | 22.8189 | 3.38 | 8.75 | 4.9437 | -1.5637 | 1.2425 | 4.4264 | -4.7 | 7.3602 | -2.9339 | -22.1749 | 5.1015 | 27.65 | 6.6821 | -1.5806 | 22.8189 | 5.2223 | 27.14 | 6.9037 | -1.6814 | 21.6561 | 0.039621 | 1.5934 | 0.42919 | 2.214 | 35.0891 | 0.20213 | 0.13392 | 0.17538 | 0.20213 | 0.20691 | 1.0955 | 0.34668 | -0.18622 | 1.0955 | 1.0753 | 0.90411 | 0.049228 | -0.87859 | 0.90411 | 0.85804 | 0.039621 | 1.5934 | 0.42919 | 2.214 | 35.0891 | 0.20213 | 0.13392 | 0.17538 | 0.20213 | 0.20691 | 1.0955 | 0.34668 | -0.18622 | 1.0955 | 1.0753 | 0.90411 | 0.049228 | -0.87859 | 0.90411 | 0.85804
125 | 0.22 | 0.4 | South/Central | NC | Charlotte-Douglas.Intl.AP.723140 | 3 | 2994711 | 40.0544 | 10.7837 | 55.6891 | 39.9595 | 15.7296 | 883.01 | 5.2914 | 30.26 | 6.8436 | -1.5522 | 26.0107 | 3.5698 | 11.36 | 5.1052 | -1.5354 | 4.4342 | 4.6162 | -2.09 | 7.5217 | -2.9055 | -18.9832 | 5.2914 | 30.26 | 6.8436 | -1.5522 | 26.0107 | 5.4122 | 29.75 | 7.0652 | -1.653 | 24.8478 | 0.039621 | 1.587 | 0.42726 | 2.2065 | 34.9857 | 0.20965 | 0.14144 | 0.1829 | 0.20965 | 0.21444 | 1.1989 | 0.45009 | -0.082808 | 1.1989 | 1.1787 | 1.0306 | 0.17569 | -0.75213 | 1.0306 | 0.9845 | 0.039621 | 1.587 | 0.42726 | 2.2065 | 34.9857 | 0.20965 | 0.14144 | 0.1829 | 0.20965 | 0.21444 | 1.1989 | 0.45009 | -0.082808 | 1.1989 | 1.1787 | 1.0306 | 0.17569 | -0.75213 | 1.0306 | 0.9845
126 | 0.2 | 0.2 | South/Central | NC | Charlotte-Douglas.Intl.AP.723140 | 3 | 2994711 | 42.9648 | 9.0667 | 56.2002 | 42.863 | 13.3373 | 844.52 | 4.7802 | 68.75 | 3.9401 | 0.84013 | 83.7385 | 3.0587 | 49.85 | 2.2017 | 0.85699 | 62.162 | 4.1051 | 36.4 | 4.6183 | -0.51315 | 38.7446 | 4.7802 | 68.75 | 3.9401 | 0.84013 | 83.7385 | 4.9011 | 68.24 | 4.1618 | 0.7393 | 82.5756 | 0.039621 | 1.7023 | 0.35923 | 2.2267 | 33.4607 | 0.1894 | 0.12119 | 0.16265 | 0.1894 | 0.19418 | 2.7239 | 1.9751 | 1.4422 | 2.7239 | 2.7037 | 3.3178 | 2.4629 | 1.5351 | 3.3178 | 3.2717 | 0.039621 | 1.7023 | 0.35923 | 2.2267 | 33.4607 | 0.1894 | 0.12119 | 0.16265 | 0.1894 | 0.19418 | 2.7239 | 1.9751 | 1.4422 | 2.7239 | 2.7037 | 3.3178 | 2.4629 | 1.5351 | 3.3178 | 3.2717
127 | 0.2 | 0.25 | South/Central | NC | Charlotte-Douglas.Intl.AP.723140 | 3 | 2994711 | 41.6782 | 9.6585 | 55.7253 | 41.5794 | 14.1458 | 854.11 | 5.2552 | 59.16 | 5.2237 | 0.031557 | 68.0949 | 3.5337 | 40.26 | 3.4853 | 0.048416 | 46.5184 | 4.5801 | 26.81 | 5.9018 | -1.3217 | 23.101 | 5.2552 | 59.16 | 5.2237 | 0.031557 | 68.0949 | 5.376 | 58.65 | 5.4453 | -0.069275 | 66.932 | 0.039621 | 1.6513 | 0.38268 | 2.2079 | 33.8407 | 0.20822 | 0.14001 | 0.18147 | 0.20822 | 0.213 | 2.344 | 1.5951 | 1.0622 | 2.344 | 2.3238 | 2.698 | 1.8431 | 0.91528 | 2.698 | 2.6519 | 0.039621 | 1.6513 | 0.38268 | 2.2079 | 33.8407 | 0.20822 | 0.14001 | 0.18147 | 0.20822 | 0.213 | 2.344 | 1.5951 | 1.0622 | 2.344 | 2.3238 | 2.698 | 1.8431 | 0.91528 | 2.698 | 2.6519
128 | 0.2 | 0.3 | South/Central | NC | Charlotte-Douglas.Intl.AP.723140 | 3 | 2994711 | 40.5312 | 10.2507 | 55.3816 | 40.4352 | 14.9465 | 865.09 | 5.5988 | 48.18 | 6.3679 | -0.76909 | 50.9831 | 3.8773 | 29.28 | 4.6295 | -0.75224 | 29.4067 | 4.9237 | 15.83 | 7.0461 | -2.1224 | 5.9893 | 5.5988 | 48.18 | 6.3679 | -0.76909 | 50.9831 | 5.7196 | 47.67 | 6.5896 | -0.86993 | 49.8203 | 0.039621 | 1.6059 | 0.40614 | 2.1943 | 34.2757 | 0.22183 | 0.15362 | 0.19508 | 0.22183 | 0.22662 | 1.9089 | 1.1601 | 0.6272 | 1.9089 | 1.8887 | 2.02 | 1.1651 | 0.2373 | 2.02 | 1.9739 | 0.039621 | 1.6059 | 0.40614 | 2.1943 | 34.2757 | 0.22183 | 0.15362 | 0.19508 | 0.22183 | 0.22662 | 1.9089 | 1.1601 | 0.6272 | 1.9089 | 1.8887 | 2.02 | 1.1651 | 0.2373 | 2.02 | 1.9739
129 | 0.2 | 0.35 | South/Central | NC | Charlotte-Douglas.Intl.AP.723140 | 3 | 2994711 | 39.4748 | 10.8723 | 55.1673 | 39.3813 | 15.786 | 878.25 | 5.8132 | 35.02 | 7.4218 | -1.6086 | 31.1723 | 4.0916 | 16.12 | 5.6834 | -1.5918 | 9.5958 | 5.138 | 2.67 | 8.1 | -2.9619 | -13.8216 | 5.8132 | 35.02 | 7.4218 | -1.6086 | 31.1723 | 5.934 | 34.51 | 7.6435 | -1.7095 | 30.0094 | 0.039621 | 1.564 | 0.43077 | 2.1858 | 34.7971 | 0.23032 | 0.16211 | 0.20357 | 0.23032 | 0.23511 | 1.3875 | 0.63869 | 0.10579 | 1.3875 | 1.3673 | 1.2351 | 0.3802 | -0.54763 | 1.2351 | 1.189 | 0.039621 | 1.564 | 0.43077 | 2.1858 | 34.7971 | 0.23032 | 0.16211 | 0.20357 | 0.23032 | 0.23511 | 1.3875 | 0.63869 | 0.10579 | 1.3875 | 1.3673 | 1.2351 | 0.3802 | -0.54763 | 1.2351 | 1.189
130 | 0.2 | 0.4 | South/Central | NC | Charlotte-Douglas.Intl.AP.723140 | 3 | 2994711 | 39.3134 | 10.8234 | 54.9784 | 39.2202 | 15.7582 | 875.67 | 6.0021 | 37.6 | 7.5829 | -1.5808 | 34.3365 | 4.2805 | 18.7 | 5.8445 | -1.564 | 12.76 | 5.3269 | 5.25 | 8.2611 | -2.9341 | -10.6574 | 6.0021 | 37.6 | 7.5829 | -1.5808 | 34.3365 | 6.1229 | 37.09 | 7.8046 | -1.6817 | 33.1736 | 0.039621 | 1.5576 | 0.42883 | 2.1783 | 34.6949 | 0.23781 | 0.1696 | 0.21106 | 0.23781 | 0.2426 | 1.4897 | 0.74091 | 0.20801 | 1.4897 | 1.4695 | 1.3604 | 0.50557 | -0.42226 | 1.3604 | 1.3144 | 0.039621 | 1.5576 | 0.42883 | 2.1783 | 34.6949 | 0.23781 | 0.1696 | 0.21106 | 0.23781 | 0.2426 | 1.4897 | 0.74091 | 0.20801 | 1.4897 | 1.4695 | 1.3604 | 0.50557 | -0.42226 | 1.3604 | 1.3144
133 | 0.32 | 0.2 | South/Central | NC | Charlotte-Douglas.Intl.AP.723140 | 3 | 2994711 | 47.4308 | 8.9448 | 60.6142 | 47.3188 | 13.2955 | 893 | 0.36627 | 20.27 | -0.51566 | 0.88193 | 28.3791 | -1.3553 | 1.37 | -2.2541 | 0.89879 | 6.8026 | -0.30887 | -12.08 | 0.16248 | -0.47135 | -16.6148 | 0.36627 | 20.27 | -0.51566 | 0.88193 | 28.3791 | 0.48708 | 19.76 | -0.29402 | 0.7811 | 27.2162 | 0.039621 | 1.8793 | 0.3544 | 2.4016 | 35.3815 | 0.014512 | -0.053697 | -0.012238 | 0.014512 | 0.019298 | 0.80312 | 0.054281 | -0.47862 | 0.80312 | 0.78291 | 1.1244 | 0.26953 | -0.6583 | 1.1244 | 1.0783 | 0.039621 | 1.8793 | 0.3544 | 2.4016 | 35.3815 | 0.014512 | -0.053697 | -0.012238 | 0.014512 | 0.019298 | 0.80312 | 0.054281 | -0.47862 | 0.80312 | 0.78291 | 1.1244 | 0.26953 | -0.6583 | 1.1244 | 1.0783
134 | 0.32 | 0.23 | South/Central | NC | Charlotte-Douglas.Intl.AP.723140 | 3 | 2994711 | 46.6068 | 9.2957 | 60.2711 | 46.4967 | 13.7744 | 897.94 | 0.70937 | 15.33 | 0.30641 | 0.40296 | 19.9024 | -1.0122 | -3.57 | -1.432 | 0.41982 | -1.6741 | 0.034226 | -17.02 | 0.98455 | -0.95032 | -25.0915 | 0.70937 | 15.33 | 0.30641 | 0.40296 | 19.9024 | 0.83017 | 14.82 | 0.52805 | 0.30213 | 18.7395 | 0.039621 | 1.8466 | 0.3683 | 2.388 | 35.5773 | 0.028106 | -0.040104 | 0.0013561 | 0.028106 | 0.032892 | 0.60739 | -0.14145 | -0.67435 | 0.60739 | 0.58718 | 0.78855 | -0.066329 | -0.99415 | 0.78855 | 0.74248 | 0.039621 | 1.8466 | 0.3683 | 2.388 | 35.5773 | 0.028106 | -0.040104 | 0.0013561 | 0.028106 | 0.032892 | 0.60739 | -0.14145 | -0.67435 | 0.60739 | 0.58718 | 0.78855 | -0.066329 | -0.99415 | 0.78855 | 0.74248
135 | 0.32 | 0.25 | South/Central | NC | Charlotte-Douglas.Intl.AP.723140 | 3 | 2994711 | 46.0938 | 9.5263 | 60.0694 | 45.9849 | 14.0845 | 901.36 | 0.91108 | 11.91 | 0.81817 | 0.09291 | 14.1544 | -0.81047 | -6.99 | -0.92024 | 0.10977 | -7.4221 | 0.23594 | -20.44 | 1.4963 | -1.2604 | -30.8395 | 0.91108 | 11.91 | 0.81817 | 0.09291 | 14.1544 | 1.0319 | 11.4 | 1.0398 | -0.0079209 | 12.9915 | 0.039621 | 1.8263 | 0.37744 | 2.38 | 35.7128 | 0.036098 | -0.032111 | 0.0093483 | 0.036098 | 0.040885 | 0.47189 | -0.27695 | -0.80985 | 0.47189 | 0.45168 | 0.56081 | -0.29407 | -1.2219 | 0.56081 | 0.51474 | 0.039621 | 1.8263 | 0.37744 | 2.38 | 35.7128 | 0.036098 | -0.032111 | 0.0093483 | 0.036098 | 0.040885 | 0.47189 | -0.27695 | -0.80985 | 0.47189 | 0.45168 | 0.56081 | -0.29407 | -1.2219 | 0.56081 | 0.51474
136 | 0.32 | 0.3 | South/Central | NC | Charlotte-Douglas.Intl.AP.723140 | 3 | 2994711 | 45.8727 | 9.5572 | 59.9501 | 45.7643 | 14.1857 | 901.91 | 1.0304 | 11.36 | 1.0387 | -0.0083529 | 12.9608 | -0.69116 | -7.54 | -0.69966 | 0.0085066 | -8.6157 | 0.35525 | -20.99 | 1.7169 | -1.3616 | -32.0331 | 1.0304 | 11.36 | 1.0387 | -0.0083529 | 12.9608 | 1.1512 | 10.85 | 1.2604 | -0.10918 | 11.7979 | 0.039621 | 1.8175 | 0.37867 | 2.3753 | 35.7346 | 0.040825 | -0.027384 | 0.014075 | 0.040825 | 0.045612 | 0.45009 | -0.29874 | -0.83164 | 0.45009 | 0.42989 | 0.51352 | -0.34136 | -1.2692 | 0.51352 | 0.46744 | 0.039621 | 1.8175 | 0.37867 | 2.3753 | 35.7346 | 0.040825 | -0.027384 | 0.014075 | 0.040825 | 0.045612 | 0.45009 | -0.29874 | -0.83164 | 0.45009 | 0.42989 | 0.51352 | -0.34136 | -1.2692 | 0.51352 | 0.46744
137 | 0.32 | 0.35 | South/Central | NC | Charlotte-Douglas.Intl.AP.723140 | 3 | 2994711 | 44.7061 | 10.0802 | 59.4969 | 44.6004 | 14.8965 | 909.95 | 1.4835 | 3.32 | 2.2027 | -0.71911 | -0.33435 | -0.23801 | -15.58 | 0.46424 | -0.70225 | -21.9108 | 0.8084 | -29.03 | 2.8808 | -2.0724 | -45.3282 | 1.4835 | 3.32 | 2.2027 | -0.71911 | -0.33435 | 1.6044 | 2.81 | 2.4243 | -0.81994 | -1.4972 | 0.039621 | 1.7713 | 0.39939 | 2.3573 | 36.0531 | 0.058779 | -0.00943 | 0.03203 | 0.058779 | 0.063566 | 0.13154 | -0.6173 | -1.1502 | 0.13154 | 0.11133 | -0.013247 | -0.86813 | -1.7959 | -0.013247 | -0.059321 | 0.039621 | 1.7713 | 0.39939 | 2.3573 | 36.0531 | 0.058779 | -0.00943 | 0.03203 | 0.058779 | 0.063566 | 0.13154 | -0.6173 | -1.1502 | 0.13154 | 0.11133 | -0.013247 | -0.86813 | -1.7959 | -0.013247 | -0.059321
138 | 0.32 | 0.4 | South/Central | NC | Charlotte-Douglas.Intl.AP.723140 | 3 | 2994711 | 43.6409 | 10.6119 | 59.1533 | 43.5378 | 15.6155 | 919.38 | 1.8272 | -6.11 | 3.2653 | -1.4381 | -15.2514 | 0.10566 | -25.01 | 1.5269 | -1.4212 | -36.8278 | 1.1521 | -38.46 | 3.9434 | -2.7914 | -60.2452 | 1.8272 | -6.11 | 3.2653 | -1.4381 | -15.2514 | 1.948 | -6.62 | 3.4869 | -1.5389 | -16.4142 | 0.039621 | 1.7291 | 0.42046 | 2.3437 | 36.4267 | 0.072396 | 0.0041864 | 0.045646 | 0.072396 | 0.077182 | -0.24208 | -0.99092 | -1.5238 | -0.24208 | -0.26229 | -0.60427 | -1.4592 | -2.387 | -0.60427 | -0.65035 | 0.039621 | 1.7291 | 0.42046 | 2.3437 | 36.4267 | 0.072396 | 0.0041864 | 0.045646 | 0.072396 | 0.077182 | -0.24208 | -0.99092 | -1.5238 | -0.24208 | -0.26229 | -0.60427 | -1.4592 | -2.387 | -0.60427 | -0.65035
140 | 0.2 | 0.45 | South/Central | NC | Charlotte-Douglas.Intl.AP.723140 | 3 | 2994711 | 38.7192 | 11.1958 | 54.9166 | 38.6274 | 16.2891 | 884.81 | 6.0639 | 28.46 | 8.1756 | -2.1117 | 20.8662 | 4.3424 | 9.56 | 6.4372 | -2.0949 | -0.71027 | 5.3888 | -3.89 | 8.8538 | -3.465 | -24.1277 | 6.0639 | 28.46 | 8.1756 | -2.1117 | 20.8662 | 6.1847 | 27.95 | 8.3973 | -2.2126 | 19.7033 | 0.039621 | 1.5341 | 0.44359 | 2.1758 | 35.057 | 0.24026 | 0.17205 | 0.21351 | 0.24026 | 0.24505 | 1.1276 | 0.37878 | -0.15413 | 1.1276 | 1.1074 | 0.82674 | -0.028142 | -0.95596 | 0.82674 | 0.78067 | 0.039621 | 1.5341 | 0.44359 | 2.1758 | 35.057 | 0.24026 | 0.17205 | 0.21351 | 0.24026 | 0.24505 | 1.1276 | 0.37878 | -0.15413 | 1.1276 | 1.1074 | 0.82674 | -0.028142 | -0.95596 | 0.82674 | 0.78067
141 | 0.22 | 0.45 | South/Central | NC | Charlotte-Douglas.Intl.AP.723140 | 3 | 2994711 | 39.4506 | 11.1646 | 55.6171 | 39.3571 | 16.2599 | 892.03 | 5.3634 | 21.24 | 7.446 | -2.0825 | 12.6863 | 3.6419 | 2.34 | 5.7076 | -2.0657 | -8.8901 | 4.6883 | -11.11 | 8.1241 | -3.4358 | -32.3075 | 5.3634 | 21.24 | 7.446 | -2.0825 | 12.6863 | 5.4842 | 20.73 | 7.6676 | -2.1834 | 11.5235 | 0.039621 | 1.5631 | 0.44235 | 2.2036 | 35.3431 | 0.2125 | 0.14429 | 0.18575 | 0.2125 | 0.21729 | 0.84155 | 0.092713 | -0.44019 | 0.84155 | 0.82134 | 0.50265 | -0.35224 | -1.2801 | 0.50265 | 0.45657 | 0.039621 | 1.5631 | 0.44235 | 2.2036 | 35.3431 | 0.2125 | 0.14429 | 0.18575 | 0.2125 | 0.21729 | 0.84155 | 0.092713 | -0.44019 | 0.84155 | 0.82134 | 0.50265 | -0.35224 | -1.2801 | 0.50265 | 0.45657
142 | 0.24 | 0.45 | South/Central | NC | Charlotte-Douglas.Intl.AP.723140 | 3 | 2994711 | 40.1721 | 11.1248 | 56.3084 | 40.0769 | 16.2315 | 899.17 | 4.672 | 14.1 | 6.7262 | -2.0541 | 4.6024 | 2.9505 | -4.8 | 4.9878 | -2.0373 | -16.9741 | 3.9969 | -18.25 | 7.4043 | -3.4074 | -40.3915 | 4.672 | 14.1 | 6.7262 | -2.0541 | 4.6024 | 4.7928 | 13.59 | 6.9478 | -2.155 | 3.4395 | 0.039621 | 1.5917 | 0.44078 | 2.231 | 35.626 | 0.18511 | 0.1169 | 0.15836 | 0.18511 | 0.1899 | 0.55866 | -0.19018 | -0.72308 | 0.55866 | 0.53845 | 0.18235 | -0.67253 | -1.6004 | 0.18235 | 0.13628 | 0.039621 | 1.5917 | 0.44078 | 2.231 | 35.626 | 0.18511 | 0.1169 | 0.15836 | 0.18511 | 0.1899 | 0.55866 | -0.19018 | -0.72308 | 0.55866 | 0.53845 | 0.18235 | -0.67253 | -1.6004 | 0.18235 | 0.13628
143 | 0.25 | 0.45 | South/Central | NC | Charlotte-Douglas.Intl.AP.723140 | 3 | 2994711 | 40.5326 | 11.1048 | 56.6585 | 40.4367 | 16.2218 | 902.87 | 4.322 | 10.4 | 6.3664 | -2.0444 | 0.38434 | 2.6005 | -8.5 | 4.628 | -2.0275 | -21.1921 | 3.6469 | -21.95 | 7.0446 | -3.3977 | -44.6095 | 4.322 | 10.4 | 6.3664 | -2.0444 | 0.38434 | 4.4428 | 9.89 | 6.5881 | -2.1452 | -0.77852 | 0.039621 | 1.6059 | 0.43998 | 2.2449 | 35.7726 | 0.17124 | 0.10303 | 0.14449 | 0.17124 | 0.17603 | 0.41206 | -0.33678 | -0.86968 | 0.41206 | 0.39185 | 0.015228 | -0.83965 | -1.7675 | 0.015228 | -0.030846 | 0.039621 | 1.6059 | 0.43998 | 2.2449 | 35.7726 | 0.17124 | 0.10303 | 0.14449 | 0.17124 | 0.17603 | 0.41206 | -0.33678 | -0.86968 | 0.41206 | 0.39185 | 0.015228 | -0.83965 | -1.7675 | 0.015228 | -0.030846
144 | 0.26 | 0.45 | South/Central | NC | Charlotte-Douglas.Intl.AP.723140 | 3 | 2994711 | 40.8329 | 11.1242 | 56.9881 | 40.7363 | 16.2518 | 907.08 | 3.9923 | 6.19 | 6.0668 | -2.0744 | -4.6409 | 2.2708 | -12.71 | 4.3284 | -2.0576 | -26.2173 | 3.3172 | -26.16 | 6.7449 | -3.4277 | -49.6348 | 3.9923 | 6.19 | 6.0668 | -2.0744 | -4.6409 | 4.1131 | 5.68 | 6.2884 | -2.1753 | -5.8037 | 0.039621 | 1.6178 | 0.44075 | 2.2579 | 35.9394 | 0.15818 | 0.089971 | 0.13143 | 0.15818 | 0.16297 | 0.24525 | -0.50358 | -1.0365 | 0.24525 | 0.22505 | -0.18388 | -1.0388 | -1.9666 | -0.18388 | -0.22995 | 0.039621 | 1.6178 | 0.44075 | 2.2579 | 35.9394 | 0.15818 | 0.089971 | 0.13143 | 0.15818 | 0.16297 | 0.24525 | -0.50358 | -1.0365 | 0.24525 | 0.22505 | -0.18388 | -1.0388 | -1.9666 | -0.18388 | -0.22995
145 | 0.27 | 0.45 | South/Central | NC | Charlotte-Douglas.Intl.AP.723140 | 3 | 2994711 | 41.1236 | 11.1343 | 57.2897 | 41.0263 | 16.2635 | 910.64 | 3.6907 | 2.63 | 5.7768 | -2.0861 | -8.8126 | 1.9692 | -16.27 | 4.0384 | -2.0692 | -30.3891 | 3.0156 | -29.72 | 6.455 | -3.4394 | -53.8065 | 3.6907 | 2.63 | 5.7768 | -2.0861 | -8.8126 | 3.8116 | 2.12 | 5.9985 | -2.1869 | -9.9755 | 0.039621 | 1.6294 | 0.44115 | 2.2699 | 36.0805 | 0.14623 | 0.078022 | 0.11948 | 0.14623 | 0.15102 | 0.1042 | -0.64463 | -1.1775 | 0.1042 | 0.083996 | -0.34916 | -1.204 | -2.1319 | -0.34916 | -0.39524 | 0.039621 | 1.6294 | 0.44115 | 2.2699 | 36.0805 | 0.14623 | 0.078022 | 0.11948 | 0.14623 | 0.15102 | 0.1042 | -0.64463 | -1.1775 | 0.1042 | 0.083996 | -0.34916 | -1.204 | -2.1319 | -0.34916 | -0.39524
146 | 0.28 | 0.45 | South/Central | NC | Charlotte-Douglas.Intl.AP.723140 | 3 | 2994711 | 41.4142 | 11.1445 | 57.6103 | 41.3162 | 16.294 | 914.77 | 3.3702 | -1.5 | 5.4869 | -2.1166 | -13.7352 | 1.6487 | -20.4 | 3.7484 | -2.0998 | -35.3117 | 2.6951 | -33.85 | 6.165 | -3.4699 | -58.7291 | 3.3702 | -1.5 | 5.4869 | -2.1166 | -13.7352 | 3.491 | -2.01 | 5.7085 | -2.2175 | -14.8981 | 0.039621 | 1.6409 | 0.44156 | 2.2826 | 36.2441 | 0.13353 | 0.065322 | 0.10678 | 0.13353 | 0.13832 | -0.059431 | -0.80827 | -1.3412 | -0.059431 | -0.079638 | -0.5442 | -1.3991 | -2.3269 | -0.5442 | -0.59028 | 0.039621 | 1.6409 | 0.44156 | 2.2826 | 36.2441 | 0.13353 | 0.065322 | 0.10678 | 0.13353 | 0.13832 | -0.059431 | -0.80827 | -1.3412 | -0.059431 | -0.079638 | -0.5442 | -1.3991 | -2.3269 | -0.5442 | -0.59028
147 | 0.3 | 0.45 | South/Central | NC | Charlotte-Douglas.Intl.AP.723140 | 3 | 2994711 | 41.9342 | 11.2242 | 58.2501 | 41.8351 | 16.4149 | 924.1 | 2.7304 | -10.83 | 4.968 | -2.2376 | -25.1707 | 1.0089 | -29.73 | 3.2296 | -2.2207 | -46.7472 | 2.0553 | -43.18 | 5.6461 | -3.5908 | -70.1646 | 2.7304 | -10.83 | 4.968 | -2.2376 | -25.1707 | 2.8512 | -11.34 | 5.1896 | -2.3384 | -26.3336 | 0.039621 | 1.6615 | 0.44472 | 2.3079 | 36.6138 | 0.10818 | 0.039973 | 0.081432 | 0.10818 | 0.11297 | -0.4291 | -1.1779 | -1.7108 | -0.4291 | -0.4493 | -0.99729 | -1.8522 | -2.78 | -0.99729 | -1.0434 | 0.039621 | 1.6615 | 0.44472 | 2.3079 | 36.6138 | 0.10818 | 0.039973 | 0.081432 | 0.10818 | 0.11297 | -0.4291 | -1.1779 | -1.7108 | -0.4291 | -0.4493 | -0.99729 | -1.8522 | -2.78 | -0.99729 | -1.0434
148 | 0.2 | 0.5 | South/Central | NC | Charlotte-Douglas.Intl.AP.723140 | 3 | 2994711 | 37.8241 | 11.7968 | 54.8428 | 37.7344 | 17.1084 | 899.2 | 6.1376 | 14.07 | 9.0687 | -2.931 | -0.20028 | 4.4161 | -4.83 | 7.3303 | -2.9142 | -21.7767 | 5.4625 | -18.28 | 9.7468 | -4.2843 | -45.1942 | 6.1376 | 14.07 | 9.0687 | -2.931 | -0.20028 | 6.2584 | 13.56 | 9.2903 | -3.0319 | -1.3631 | 0.039621 | 1.4986 | 0.4674 | 2.1729 | 35.6272 | 0.24318 | 0.17497 | 0.21643 | 0.24318 | 0.24797 | 0.55747 | -0.19137 | -0.72427 | 0.55747 | 0.53726 | -0.0079352 | -0.86282 | -1.7906 | -0.0079352 | -0.054009 | 0.039621 | 1.4986 | 0.4674 | 2.1729 | 35.6272 | 0.24318 | 0.17497 | 0.21643 | 0.24318 | 0.24797 | 0.55747 | -0.19137 | -0.72427 | 0.55747 | 0.53726 | -0.0079352 | -0.86282 | -1.7906 | -0.0079352 | -0.054009
149 | 0.22 | 0.5 | South/Central | NC | Charlotte-Douglas.Intl.AP.723140 | 3 | 2994711 | 38.5456 | 11.7561 | 55.524 | 38.4543 | 17.0697 | 906.02 | 5.4565 | 7.25 | 8.3488 | -2.8923 | -7.8757 | 3.7349 | -11.65 | 6.6103 | -2.8754 | -29.4522 | 4.7813 | -25.1 | 9.0269 | -4.2456 | -52.8696 | 5.4565 | 7.25 | 8.3488 | -2.8923 | -7.8757 | 5.5773 | 6.74 | 8.5704 | -2.9931 | -9.0386 | 0.039621 | 1.5272 | 0.46579 | 2.1999 | 35.8974 | 0.21619 | 0.14798 | 0.18944 | 0.21619 | 0.22098 | 0.28725 | -0.46158 | -0.99449 | 0.28725 | 0.26705 | -0.31204 | -1.1669 | -2.0947 | -0.31204 | -0.35812 | 0.039621 | 1.5272 | 0.46579 | 2.1999 | 35.8974 | 0.21619 | 0.14798 | 0.18944 | 0.21619 | 0.22098 | 0.28725 | -0.46158 | -0.99449 | 0.28725 | 0.26705 | -0.31204 | -1.1669 | -2.0947 | -0.31204 | -0.35812
150 | 0.24 | 0.5 | South/Central | NC | Charlotte-Douglas.Intl.AP.723140 | 3 | 2994711 | 39.2669 | 11.7067 | 56.2058 | 39.1739 | 17.0318 | 912.86 | 4.7747 | 0.41 | 7.6292 | -2.8544 | -15.5832 | 3.0532 | -18.49 | 5.8907 | -2.8376 | -37.1597 | 4.0996 | -31.94 | 8.3073 | -4.2077 | -60.5771 | 4.7747 | 0.41 | 7.6292 | -2.8544 | -15.5832 | 4.8955 | -0.1 | 7.8508 | -2.9553 | -16.7461 | 0.039621 | 1.5558 | 0.46383 | 2.2269 | 36.1684 | 0.18918 | 0.12097 | 0.16243 | 0.18918 | 0.19397 | 0.016245 | -0.73259 | -1.2655 | 0.016245 | -0.0039621 | -0.61742 | -1.4723 | -2.4001 | -0.61742 | -0.6635 | 0.039621 | 1.5558 | 0.46383 | 2.2269 | 36.1684 | 0.18918 | 0.12097 | 0.16243 | 0.18918 | 0.19397 | 0.016245 | -0.73259 | -1.2655 | 0.016245 | -0.0039621 | -0.61742 | -1.4723 | -2.4001 | -0.61742 | -0.6635
151 | 0.25 | 0.5 | South/Central | NC | Charlotte-Douglas.Intl.AP.723140 | 3 | 2994711 | 39.6177 | 11.6867 | 56.5366 | 39.5239 | 17.0127 | 916.18 | 4.4439 | -2.91 | 7.2792 | -2.8353 | -19.3019 | 2.7223 | -21.81 | 5.5408 | -2.8184 | -40.8783 | 3.7688 | -35.26 | 7.9573 | -4.1886 | -64.2957 | 4.4439 | -2.91 | 7.2792 | -2.8353 | -19.3019 | 4.5647 | -3.42 | 7.5008 | -2.9361 | -20.4647 | 0.039621 | 1.5697 | 0.46304 | 2.24 | 36.3 | 0.17607 | 0.10786 | 0.14932 | 0.17607 | 0.18086 | -0.1153 | -0.86413 | -1.397 | -0.1153 | -0.1355 | -0.76476 | -1.6196 | -2.5475 | -0.76476 | -0.81083 | 0.039621 | 1.5697 | 0.46304 | 2.24 | 36.3 | 0.17607 | 0.10786 | 0.14932 | 0.17607 | 0.18086 | -0.1153 | -0.86413 | -1.397 | -0.1153 | -0.1355 | -0.76476 | -1.6196 | -2.5475 | -0.76476 | -0.81083
152 | 0.26 | 0.5 | South/Central | NC | Charlotte-Douglas.Intl.AP.723140 | 3 | 2994711 | 39.9275 | 11.696 | 56.8657 | 39.833 | 17.0327 | 920.19 | 4.1148 | -6.92 | 6.9701 | -2.8553 | -24.0525 | 2.3932 | -25.82 | 5.2317 | -2.8385 | -45.629 | 3.4396 | -39.27 | 7.6482 | -4.2086 | -69.0464 | 4.1148 | -6.92 | 6.9701 | -2.8553 | -24.0525 | 4.2356 | -7.43 | 7.1917 | -2.9562 | -25.2154 | 0.039621 | 1.582 | 0.46341 | 2.2531 | 36.4588 | 0.16303 | 0.094821 | 0.13628 | 0.16303 | 0.16782 | -0.27418 | -1.023 | -1.5559 | -0.27418 | -0.29438 | -0.95298 | -1.8079 | -2.7357 | -0.95298 | -0.99906 | 0.039621 | 1.582 | 0.46341 | 2.2531 | 36.4588 | 0.16303 | 0.094821 | 0.13628 | 0.16303 | 0.16782 | -0.27418 | -1.023 | -1.5559 | -0.27418 | -0.29438 | -0.95298 | -1.8079 | -2.7357 | -0.95298 | -0.99906
153 | 0.27 | 0.5 | South/Central | NC | Charlotte-Douglas.Intl.AP.723140 | 3 | 2994711 | 40.2283 | 11.706 | 57.1865 | 40.1331 | 17.0534 | 924.13 | 3.794 | -10.86 | 6.67 | -2.876 | -28.7128 | 2.0724 | -29.76 | 4.9316 | -2.8592 | -50.2893 | 3.1188 | -43.21 | 7.3481 | -4.2293 | -73.7067 | 3.794 | -10.86 | 6.67 | -2.876 | -28.7128 | 3.9148 | -11.37 | 6.8916 | -2.9768 | -29.8757 | 0.039621 | 1.5939 | 0.4638 | 2.2658 | 36.6149 | 0.15032 | 0.082111 | 0.12357 | 0.15032 | 0.15511 | -0.43028 | -1.1791 | -1.712 | -0.43028 | -0.45049 | -1.1376 | -1.9925 | -2.9203 | -1.1376 | -1.1837 | 0.039621 | 1.5939 | 0.4638 | 2.2658 | 36.6149 | 0.15032 | 0.082111 | 0.12357 | 0.15032 | 0.15511 | -0.43028 | -1.1791 | -1.712 | -0.43028 | -0.45049 | -1.1376 | -1.9925 | -2.9203 | -1.1376 | -1.1837
154 | 0.28 | 0.5 | South/Central | NC | Charlotte-Douglas.Intl.AP.723140 | 3 | 2994711 | 40.4887 | 11.746 | 57.5069 | 40.3929 | 17.114 | 928.81 | 3.4736 | -15.54 | 6.4102 | -2.9366 | -34.4402 | 1.7521 | -34.44 | 4.6718 | -2.9198 | -56.0167 | 2.7985 | -47.89 | 7.0884 | -4.2899 | -79.4341 | 3.4736 | -15.54 | 6.4102 | -2.9366 | -34.4402 | 3.5944 | -16.05 | 6.6319 | -3.0374 | -35.6031 | 0.039621 | 1.6042 | 0.46539 | 2.2785 | 36.8004 | 0.13763 | 0.069418 | 0.11088 | 0.13763 | 0.14241 | -0.61571 | -1.3645 | -1.8974 | -0.61571 | -0.63592 | -1.3646 | -2.2194 | -3.1473 | -1.3646 | -1.4106 | 0.039621 | 1.6042 | 0.46539 | 2.2785 | 36.8004 | 0.13763 | 0.069418 | 0.11088 | 0.13763 | 0.14241 | -0.61571 | -1.3645 | -1.8974 | -0.61571 | -0.63592 | -1.3646 | -2.2194 | -3.1473 | -1.3646 | -1.4106
155 | 0.3 | 0.5 | South/Central | NC | Charlotte-Douglas.Intl.AP.723140 | 3 | 2994711 | 40.9886 | 11.8463 | 58.1377 | 40.8917 | 17.246 | 938.24 | 2.8428 | -24.97 | 5.9114 | -3.0686 | -46.0578 | 1.1212 | -43.87 | 4.173 | -3.0517 | -67.6343 | 2.1676 | -57.32 | 6.5895 | -4.4219 | -91.0517 | 2.8428 | -24.97 | 5.9114 | -3.0686 | -46.0578 | 2.9636 | -25.48 | 6.133 | -3.1694 | -47.2207 | 0.039621 | 1.624 | 0.46936 | 2.3035 | 37.174 | 0.11263 | 0.044425 | 0.085884 | 0.11263 | 0.11742 | -0.98934 | -1.7382 | -2.2711 | -0.98934 | -1.0095 | -1.8249 | -2.6797 | -3.6076 | -1.8249 | -1.8709 | 0.039621 | 1.624 | 0.46936 | 2.3035 | 37.174 | 0.11263 | 0.044425 | 0.085884 | 0.11263 | 0.11742 | -0.98934 | -1.7382 | -2.2711 | -0.98934 | -1.0095 | -1.8249 | -2.6797 | -3.6076 | -1.8249 | -1.8709
156 | 0.37 | 0.17 | South/Central | NC | Charlotte-Douglas.Intl.AP.723140 | 3 | 2994711 | 50.0472 | 8.5823 | 62.7776 | 49.9291 | 12.8484 | 909.04 | -1.7971 | 4.23 | -3.126 | 1.3289 | 12.7049 | -3.5186 | -14.67 | -4.8644 | 1.3458 | -8.8715 | -2.4722 | -28.12 | -2.4479 | -0.024339 | -32.289 | -1.7971 | 4.23 | -3.126 | 1.3289 | 12.7049 | -1.6763 | 3.72 | -2.9044 | 1.2281 | 11.5421 | 0.039621 | 1.9829 | 0.34004 | 2.4873 | 36.0171 | -0.071202 | -0.13941 | -0.097952 | -0.071202 | -0.066415 | 0.1676 | -0.58124 | -1.1141 | 0.1676 | 0.14739 | 0.50338 | -0.3515 | -1.2793 | 0.50338 | 0.45731 | 0.039621 | 1.9829 | 0.34004 | 2.4873 | 36.0171 | -0.071202 | -0.13941 | -0.097952 | -0.071202 | -0.066415 | 0.1676 | -0.58124 | -1.1141 | 0.1676 | 0.14739 | 0.50338 | -0.3515 | -1.2793 | 0.50338 | 0.45731
157 | 0.37 | 0.19 | South/Central | NC | Charlotte-Douglas.Intl.AP.723140 | 3 | 2994711 | 49.4544 | 8.8033 | 62.4863 | 49.3377 | 13.1486 | 911.25 | -1.5059 | 2.02 | -2.5346 | 1.0287 | 8.3668 | -3.2274 | -16.88 | -4.273 | 1.0456 | -13.2097 | -2.181 | -30.33 | -1.8565 | -0.32454 | -36.6271 | -1.5059 | 2.02 | -2.5346 | 1.0287 | 8.3668 | -1.385 | 1.51 | -2.313 | 0.92791 | 7.2039 | 0.039621 | 1.9594 | 0.34879 | 2.4758 | 36.1046 | -0.059663 | -0.12787 | -0.086413 | -0.059663 | -0.054877 | 0.080034 | -0.6688 | -1.2017 | 0.080034 | 0.059828 | 0.3315 | -0.52338 | -1.4512 | 0.3315 | 0.28543 | 0.039621 | 1.9594 | 0.34879 | 2.4758 | 36.1046 | -0.059663 | -0.12787 | -0.086413 | -0.059663 | -0.054877 | 0.080034 | -0.6688 | -1.2017 | 0.080034 | 0.059828 | 0.3315 | -0.52338 | -1.4512 | 0.3315 | 0.28543
158 | 0.37 | 0.2 | South/Central | NC | Charlotte-Douglas.Intl.AP.723140 | 3 | 2994711 | 49.1636 | 8.9229 | 62.3552 | 49.0475 | 13.3077 | 912.68 | -1.3747 | 0.59 | -2.2444 | 0.86972 | 5.7732 | -3.0963 | -18.31 | -3.9828 | 0.88658 | -15.8032 | -2.0498 | -31.76 | -1.5663 | -0.48356 | -39.2207 | -1.3747 | 0.59 | -2.2444 | 0.86972 | 5.7732 | -1.2539 | 0.08 | -2.0228 | 0.76889 | 4.6104 | 0.039621 | 1.9479 | 0.35354 | 2.4706 | 36.1613 | -0.054467 | -0.12268 | -0.081217 | -0.054467 | -0.049681 | 0.023376 | -0.72546 | -1.2584 | 0.023376 | 0.0031697 | 0.22874 | -0.62614 | -1.554 | 0.22874 | 0.18267 | 0.039621 | 1.9479 | 0.35354 | 2.4706 | 36.1613 | -0.054467 | -0.12268 | -0.081217 | -0.054467 | -0.049681 | 0.023376 | -0.72546 | -1.2584 | 0.023376 | 0.0031697 | 0.22874 | -0.62614 | -1.554 | 0.22874 | 0.18267
159 | 0.37 | 0.23 | South/Central | NC | Charlotte-Douglas.Intl.AP.723140 | 3 | 2994711 | 48.3395 | 9.255 | 61.9932 | 48.2255 | 13.7678 | 917.04 | -1.0128 | -3.77 | -1.4224 | 0.40961 | -1.9556 | -2.7343 | -22.67 | -3.1608 | 0.42647 | -23.532 | -1.6879 | -36.12 | -0.74423 | -0.94367 | -46.9495 | -1.0128 | -3.77 | -1.4224 | 0.40961 | -1.9556 | -0.89195 | -4.28 | -1.2007 | 0.30878 | -3.1184 | 0.039621 | 1.9153 | 0.36669 | 2.4562 | 36.334 | -0.040126 | -0.10834 | -0.066876 | -0.040126 | -0.03534 | -0.14937 | -0.89821 | -1.4311 | -0.14937 | -0.16958 | -0.077482 | -0.93236 | -1.8602 | -0.077482 | -0.12356 | 0.039621 | 1.9153 | 0.36669 | 2.4562 | 36.334 | -0.040126 | -0.10834 | -0.066876 | -0.040126 | -0.03534 | -0.14937 | -0.89821 | -1.4311 | -0.14937 | -0.16958 | -0.077482 | -0.93236 | -1.8602 | -0.077482 | -0.12356
160 | 0.37 | 0.25 | South/Central | NC | Charlotte-Douglas.Intl.AP.723140 | 3 | 2994711 | 47.8265 | 9.4762 | 61.782 | 47.7137 | 14.0683 | 920.2 | -0.80154 | -6.93 | -0.9106 | 0.10906 | -7.3268 | -2.5231 | -25.83 | -2.649 | 0.12592 | -28.9033 | -1.4767 | -39.28 | -0.23246 | -1.2442 | -52.3207 | -0.80154 | -6.93 | -0.9106 | 0.10906 | -7.3268 | -0.68073 | -7.44 | -0.68896 | 0.0082319 | -8.4897 | 0.039621 | 1.8949 | 0.37546 | 2.4479 | 36.4592 | -0.031758 | -0.099967 | -0.058507 | -0.031758 | -0.026971 | -0.27457 | -1.0234 | -1.5563 | -0.27457 | -0.29478 | -0.29029 | -1.1452 | -2.073 | -0.29029 | -0.33637 | 0.039621 | 1.8949 | 0.37546 | 2.4479 | 36.4592 | -0.031758 | -0.099967 | -0.058507 | -0.031758 | -0.026971 | -0.27457 | -1.0234 | -1.5563 | -0.27457 | -0.29478 | -0.29029 | -1.1452 | -2.073 | -0.29029 | -0.33637
161 | 0.4 | 0.17 | South/Central | NC | Charlotte-Douglas.Intl.AP.723140 | 3 | 2994711 | 51.0592 | 8.5717 | 63.7898 | 50.9388 | 12.851 | 920.42 | -2.8093 | -7.15 | -4.1357 | 1.3264 | -0.31667 | -4.5309 | -26.05 | -5.8741 | 1.3433 | -21.8931 | -3.4845 | -39.5 | -3.4576 | -0.02689 | -45.3105 | -2.8093 | -7.15 | -4.1357 | 1.3264 | -0.31667 | -2.6885 | -7.66 | -3.9141 | 1.2256 | -1.4795 | 0.039621 | 2.023 | 0.33962 | 2.5274 | 36.468 | -0.11131 | -0.17952 | -0.13806 | -0.11131 | -0.10652 | -0.28329 | -1.0321 | -1.565 | -0.28329 | -0.3035 | -0.012547 | -0.86743 | -1.7952 | -0.012547 | -0.05862 | 0.039621 | 2.023 | 0.33962 | 2.5274 | 36.468 | -0.11131 | -0.17952 | -0.13806 | -0.11131 | -0.10652 | -0.28329 | -1.0321 | -1.565 | -0.28329 | -0.3035 | -0.012547 | -0.86743 | -1.7952 | -0.012547 | -0.05862
162 | 0.4 | 0.19 | South/Central | NC | Charlotte-Douglas.Intl.AP.723140 | 3 | 2994711 | 50.4758 | 8.7926 | 63.5165 | 50.3567 | 13.1598 | 923 | -2.536 | -9.73 | -3.5536 | 1.0176 | -5.1154 | -4.2576 | -28.63 | -5.292 | 1.0344 | -26.6919 | -3.2112 | -42.08 | -2.8755 | -0.33569 | -50.1093 | -2.536 | -9.73 | -3.5536 | 1.0176 | -5.1154 | -2.4152 | -10.24 | -3.332 | 0.91675 | -6.2783 | 0.039621 | 1.9999 | 0.34837 | 2.5166 | 36.5702 | -0.10048 | -0.16869 | -0.12723 | -0.10048 | -0.095694 | -0.38551 | -1.1343 | -1.6673 | -0.38551 | -0.40572 | -0.20268 | -1.0576 | -1.9854 | -0.20268 | -0.24875 | 0.039621 | 1.9999 | 0.34837 | 2.5166 | 36.5702 | -0.10048 | -0.16869 | -0.12723 | -0.10048 | -0.095694 | -0.38551 | -1.1343 | -1.6673 | -0.38551 | -0.40572 | -0.20268 | -1.0576 | -1.9854 | -0.20268 | -0.24875
163 | 0.4 | 0.2 | South/Central | NC | Charlotte-Douglas.Intl.AP.723140 | 3 | 2994711 | 50.1849 | 8.9032 | 63.3767 | 50.0666 | 13.3102 | 924.16 | -2.3963 | -10.89 | -3.2635 | 0.8672 | -7.3668 | -4.1178 | -29.79 | -5.0019 | 0.88406 | -28.9432 | -3.0714 | -43.24 | -2.5853 | -0.48608 | -52.3606 | -2.3963 | -10.89 | -3.2635 | 0.8672 | -7.3668 | -2.2755 | -11.4 | -3.0418 | 0.76637 | -8.5296 | 0.039621 | 1.9884 | 0.35275 | 2.511 | 36.6161 | -0.094943 | -0.16315 | -0.12169 | -0.094943 | -0.090156 | -0.43147 | -1.1803 | -1.7132 | -0.43147 | -0.45168 | -0.29188 | -1.1468 | -2.0746 | -0.29188 | -0.33795 | 0.039621 | 1.9884 | 0.35275 | 2.511 | 36.6161 | -0.094943 | -0.16315 | -0.12169 | -0.094943 | -0.090156 | -0.43147 | -1.1803 | -1.7132 | -0.43147 | -0.45168 | -0.29188 | -1.1468 | -2.0746 | -0.29188 | -0.33795
164 | 0.4 | 0.23 | South/Central | NC | Charlotte-Douglas.Intl.AP.723140 | 3 | 2994711 | 49.3604 | 9.2347 | 63.0137 | 49.244 | 13.7698 | 928.5 | -2.0332 | -15.23 | -2.4409 | 0.40762 | -15.0676 | -3.7548 | -34.13 | -4.1793 | 0.42448 | -36.644 | -2.7084 | -47.58 | -1.7627 | -0.94566 | -60.0615 | -2.0332 | -15.23 | -2.4409 | 0.40762 | -15.0676 | -1.9124 | -15.74 | -2.2192 | 0.30679 | -16.2304 | 0.039621 | 1.9557 | 0.36589 | 2.4967 | 36.7881 | -0.080559 | -0.14877 | -0.10731 | -0.080559 | -0.075773 | -0.60343 | -1.3523 | -1.8852 | -0.60343 | -0.62363 | -0.59699 | -1.4519 | -2.3797 | -0.59699 | -0.64307 | 0.039621 | 1.9557 | 0.36589 | 2.4967 | 36.7881 | -0.080559 | -0.14877 | -0.10731 | -0.080559 | -0.075773 | -0.60343 | -1.3523 | -1.8852 | -0.60343 | -0.62363 | -0.59699 | -1.4519 | -2.3797 | -0.59699 | -0.64307
165 | 0.4 | 0.25 | South/Central | NC | Charlotte-Douglas.Intl.AP.723140 | 3 | 2994711 | 48.8382 | 9.4557 | 62.7932 | 48.7231 | 14.0701 | 931.53 | -1.8127 | -18.26 | -1.92 | 0.10727 | -20.3139 | -3.5342 | -37.16 | -3.6584 | 0.12413 | -41.8903 | -2.4878 | -50.61 | -1.2418 | -1.246 | -65.3078 | -1.8127 | -18.26 | -1.92 | 0.10727 | -20.3139 | -1.6919 | -18.77 | -1.6983 | 0.0064425 | -21.4767 | 0.039621 | 1.935 | 0.37464 | 2.4879 | 36.9081 | -0.071821 | -0.14003 | -0.098571 | -0.071821 | -0.067034 | -0.72348 | -1.4723 | -2.0052 | -0.72348 | -0.74369 | -0.80486 | -1.6597 | -2.5876 | -0.80486 | -0.85093 | 0.039621 | 1.935 | 0.37464 | 2.4879 | 36.9081 | -0.071821 | -0.14003 | -0.098571 | -0.071821 | -0.067034 | -0.72348 | -1.4723 | -2.0052 | -0.72348 | -0.74369 | -0.80486 | -1.6597 | -2.5876 | -0.80486 | -0.85093
166 | 0.21 | 0.17 | South/Central | NC | Charlotte-Douglas.Intl.AP.723140 | 3 | 2994711 | 44.1988 | 8.7049 | 56.9518 | 44.0941 | 12.8577 | 844.08 | 4.0287 | 69.19 | 2.709 | 1.3197 | 87.0044 | 2.3071 | 50.29 | 0.97057 | 1.3366 | 65.4279 | 3.3535 | 36.84 | 3.3871 | -0.033584 | 42.0105 | 4.0287 | 69.19 | 2.709 | 1.3197 | 87.0044 | 4.1495 | 68.68 | 2.9306 | 1.2189 | 85.8416 | 0.039621 | 1.7512 | 0.3449 | 2.2565 | 33.4433 | 0.15962 | 0.091411 | 0.13287 | 0.15962 | 0.16441 | 2.7414 | 1.9925 | 1.4596 | 2.7414 | 2.7212 | 3.4472 | 2.5923 | 1.6645 | 3.4472 | 3.4011 | 0.039621 | 1.7512 | 0.3449 | 2.2565 | 33.4433 | 0.15962 | 0.091411 | 0.13287 | 0.15962 | 0.16441 | 2.7414 | 1.9925 | 1.4596 | 2.7414 | 2.7212 | 3.4472 | 2.5923 | 1.6645 | 3.4472 | 3.4011
167 | 0.21 | 0.19 | South/Central | NC | Charlotte-Douglas.Intl.AP.723140 | 3 | 2994711 | 43.6261 | 8.9455 | 56.71 | 43.5227 | 13.1873 | 847.43 | 4.2704 | 65.84 | 3.2804 | 0.99007 | 81.2428 | 2.5489 | 46.94 | 1.542 | 1.0069 | 59.6664 | 3.5953 | 33.49 | 3.9585 | -0.36321 | 36.2489 | 4.2704 | 65.84 | 3.2804 | 0.99007 | 81.2428 | 4.3912 | 65.33 | 3.502 | 0.88924 | 80.08 | 0.039621 | 1.7285 | 0.35443 | 2.2469 | 33.576 | 0.1692 | 0.10099 | 0.14245 | 0.1692 | 0.17399 | 2.6086 | 1.8598 | 1.3269 | 2.6086 | 2.5884 | 3.2189 | 2.364 | 1.4362 | 3.2189 | 3.1728 | 0.039621 | 1.7285 | 0.35443 | 2.2469 | 33.576 | 0.1692 | 0.10099 | 0.14245 | 0.1692 | 0.17399 | 2.6086 | 1.8598 | 1.3269 | 2.6086 | 2.5884 | 3.2189 | 2.364 | 1.4362 | 3.2189 | 3.1728
168 | 0.21 | 0.2 | South/Central | NC | Charlotte-Douglas.Intl.AP.723140 | 3 | 2994711 | 43.3455 | 9.0563 | 56.5806 | 43.2429 | 13.3378 | 848.77 | 4.3998 | 64.5 | 3.5602 | 0.83962 | 78.857 | 2.6783 | 45.6 | 1.8218 | 0.85648 | 57.2805 | 3.7247 | 32.15 | 4.2384 | -0.51366 | 33.8631 | 4.3998 | 64.5 | 3.5602 | 0.83962 | 78.857 | 4.5207 | 63.99 | 3.7819 | 0.73879 | 77.6941 | 0.039621 | 1.7174 | 0.35882 | 2.2418 | 33.6291 | 0.17433 | 0.10612 | 0.14758 | 0.17433 | 0.17911 | 2.5556 | 1.8067 | 1.2738 | 2.5556 | 2.5353 | 3.1244 | 2.2695 | 1.3417 | 3.1244 | 3.0783 | 0.039621 | 1.7174 | 0.35882 | 2.2418 | 33.6291 | 0.17433 | 0.10612 | 0.14758 | 0.17433 | 0.17911 | 2.5556 | 1.8067 | 1.2738 | 2.5556 | 2.5353 | 3.1244 | 2.2695 | 1.3417 | 3.1244 | 3.0783
169 | 0.21 | 0.23 | South/Central | NC | Charlotte-Douglas.Intl.AP.723140 | 3 | 2994711 | 42.5611 | 9.4168 | 56.2864 | 42.4603 | 13.8261 | 854.47 | 4.6941 | 58.8 | 4.3428 | 0.35129 | 69.5039 | 2.9726 | 39.9 | 2.6044 | 0.36815 | 47.9274 | 4.019 | 26.45 | 5.021 | -1.002 | 24.51 | 4.6941 | 58.8 | 4.3428 | 0.35129 | 69.5039 | 4.8149 | 58.29 | 4.5645 | 0.25046 | 68.341 | 0.039621 | 1.6863 | 0.3731 | 2.2301 | 33.8549 | 0.18598 | 0.11778 | 0.15924 | 0.18598 | 0.19077 | 2.3297 | 1.5809 | 1.048 | 2.3297 | 2.3095 | 2.7538 | 1.8989 | 0.97111 | 2.7538 | 2.7077 | 0.039621 | 1.6863 | 0.3731 | 2.2301 | 33.8549 | 0.18598 | 0.11778 | 0.15924 | 0.18598 | 0.19077 | 2.3297 | 1.5809 | 1.048 | 2.3297 | 2.3095 | 2.7538 | 1.8989 | 0.97111 | 2.7538 | 2.7077
170 | 0.21 | 0.25 | South/Central | NC | Charlotte-Douglas.Intl.AP.723140 | 3 | 2994711 | 42.0587 | 9.6485 | 56.0966 | 41.9591 | 14.1374 | 858.1 | 4.8839 | 55.17 | 4.844 | 0.039949 | 63.5691 | 3.1624 | 36.27 | 3.1056 | 0.056808 | 41.9926 | 4.2088 | 22.82 | 5.5221 | -1.3133 | 18.5752 | 4.8839 | 55.17 | 4.844 | 0.039949 | 63.5691 | 5.0047 | 54.66 | 5.0656 | -0.060882 | 62.4062 | 0.039621 | 1.6664 | 0.38228 | 2.2226 | 33.9988 | 0.19351 | 0.1253 | 0.16676 | 0.19351 | 0.19829 | 2.1859 | 1.4371 | 0.90415 | 2.1859 | 2.1657 | 2.5187 | 1.6638 | 0.73597 | 2.5187 | 2.4726 | 0.039621 | 1.6664 | 0.38228 | 2.2226 | 33.9988 | 0.19351 | 0.1253 | 0.16676 | 0.19351 | 0.19829 | 2.1859 | 1.4371 | 0.90415 | 2.1859 | 2.1657 | 2.5187 | 1.6638 | 0.73597 | 2.5187 | 2.4726
171 | 0.21 | 0.27 | South/Central | NC | Charlotte-Douglas.Intl.AP.723140 | 3 | 2994711 | 41.5858 | 9.8886 | 55.9534 | 41.4872 | 14.4662 | 862.56 | 5.027 | 50.71 | 5.3159 | -0.28882 | 56.5685 | 3.3055 | 31.81 | 3.5775 | -0.27196 | 34.992 | 4.3519 | 18.36 | 5.994 | -1.6421 | 11.5746 | 5.027 | 50.71 | 5.3159 | -0.28882 | 56.5685 | 5.1478 | 50.2 | 5.5375 | -0.38965 | 55.4056 | 0.039621 | 1.6477 | 0.3918 | 2.2169 | 34.1755 | 0.19918 | 0.13097 | 0.17243 | 0.19918 | 0.20396 | 2.0092 | 1.2603 | 0.72744 | 2.0092 | 1.989 | 2.2413 | 1.3864 | 0.4586 | 2.2413 | 2.1952 | 0.039621 | 1.6477 | 0.3918 | 2.2169 | 34.1755 | 0.19918 | 0.13097 | 0.17243 | 0.19918 | 0.20396 | 2.0092 | 1.2603 | 0.72744 | 2.0092 | 1.989 | 2.2413 | 1.3864 | 0.4586 | 2.2413 | 2.1952
172 | 0.21 | 0.3 | South/Central | NC | Charlotte-Douglas.Intl.AP.723140 | 3 | 2994711 | 40.9118 | 10.2401 | 55.7518 | 40.8149 | 14.9369 | 869.02 | 5.2287 | 44.25 | 5.9882 | -0.75953 | 46.5037 | 3.5072 | 25.35 | 4.2498 | -0.74267 | 24.9273 | 4.5536 | 11.9 | 6.6664 | -2.1128 | 1.5099 | 5.2287 | 44.25 | 5.9882 | -0.75953 | 46.5037 | 5.3495 | 43.74 | 6.2099 | -0.86036 | 45.3409 | 0.039621 | 1.621 | 0.40572 | 2.2089 | 34.4314 | 0.20717 | 0.13896 | 0.18042 | 0.20717 | 0.21195 | 1.7532 | 1.0044 | 0.47149 | 1.7532 | 1.733 | 1.8425 | 0.98764 | 0.059822 | 1.8425 | 1.7965 | 0.039621 | 1.621 | 0.40572 | 2.2089 | 34.4314 | 0.20717 | 0.13896 | 0.18042 | 0.20717 | 0.21195 | 1.7532 | 1.0044 | 0.47149 | 1.7532 | 1.733 | 1.8425 | 0.98764 | 0.059822 | 1.8425 | 1.7965
173 | 0.21 | 0.32 | South/Central | NC | Charlotte-Douglas.Intl.AP.723140 | 3 | 2994711 | 40.4887 | 10.471 | 55.6495 | 40.3928 | 15.2566 | 873.8 | 5.331 | 39.47 | 6.4103 | -1.0793 | 39.2241 | 3.6095 | 20.57 | 4.6719 | -1.0624 | 17.6476 | 4.6559 | 7.12 | 7.0884 | -2.4325 | -5.7698 | 5.331 | 39.47 | 6.4103 | -1.0793 | 39.2241 | 5.4518 | 38.96 | 6.6319 | -1.1801 | 38.0612 | 0.039621 | 1.6042 | 0.41487 | 2.2049 | 34.6208 | 0.21122 | 0.14301 | 0.18447 | 0.21122 | 0.21601 | 1.5638 | 0.815 | 0.2821 | 1.5638 | 1.5436 | 1.5541 | 0.69922 | -0.2286 | 1.5541 | 1.508 | 0.039621 | 1.6042 | 0.41487 | 2.2049 | 34.6208 | 0.21122 | 0.14301 | 0.18447 | 0.21122 | 0.21601 | 1.5638 | 0.815 | 0.2821 | 1.5638 | 1.5436 | 1.5541 | 0.69922 | -0.2286 | 1.5541 | 1.508
174 | 0.21 | 0.35 | South/Central | NC | Charlotte-Douglas.Intl.AP.723140 | 3 | 2994711 | 39.8456 | 10.8523 | 55.5189 | 39.7512 | 15.7678 | 881.81 | 5.4615 | 31.46 | 7.0519 | -1.5904 | 27.163 | 3.74 | 12.56 | 5.3135 | -1.5735 | 5.5865 | 4.7864 | -0.89 | 7.7301 | -2.9437 | -17.8309 | 5.4615 | 31.46 | 7.0519 | -1.5904 | 27.163 | 5.5823 | 30.95 | 7.2736 | -1.6912 | 26.0002 | 0.039621 | 1.5787 | 0.42998 | 2.1997 | 34.9382 | 0.21639 | 0.14818 | 0.18964 | 0.21639 | 0.22118 | 1.2465 | 0.49764 | -0.035263 | 1.2465 | 1.2263 | 1.0762 | 0.22134 | -0.70648 | 1.0762 | 1.0302 | 0.039621 | 1.5787 | 0.42998 | 2.1997 | 34.9382 | 0.21639 | 0.14818 | 0.18964 | 0.21639 | 0.22118 | 1.2465 | 0.49764 | -0.035263 | 1.2465 | 1.2263 | 1.0762 | 0.22134 | -0.70648 | 1.0762 | 1.0302
175 | 0.21 | 0.37 | South/Central | NC | Charlotte-Douglas.Intl.AP.723140 | 3 | 2994711 | 39.8649 | 10.7631 | 55.4483 | 39.7705 | 15.6778 | 879.38 | 5.5322 | 33.89 | 7.0326 | -1.5004 | 30.4838 | 3.8106 | 14.99 | 5.2942 | -1.4836 | 8.9074 | 4.857 | 1.54 | 7.7107 | -2.8537 | -14.51 | 5.5322 | 33.89 | 7.0326 | -1.5004 | 30.4838 | 5.653 | 33.38 | 7.2542 | -1.6013 | 29.321 | 0.039621 | 1.5795 | 0.42645 | 2.1969 | 34.8419 | 0.21919 | 0.15098 | 0.19244 | 0.21919 | 0.22398 | 1.3428 | 0.59392 | 0.061016 | 1.3428 | 1.3225 | 1.2078 | 0.35292 | -0.5749 | 1.2078 | 1.1617 | 0.039621 | 1.5795 | 0.42645 | 2.1969 | 34.8419 | 0.21919 | 0.15098 | 0.19244 | 0.21919 | 0.22398 | 1.3428 | 0.59392 | 0.061016 | 1.3428 | 1.3225 | 1.2078 | 0.35292 | -0.5749 | 1.2078 | 1.1617
176 | 0.21 | 0.4 | South/Central | NC | Charlotte-Douglas.Intl.AP.723140 | 3 | 2994711 | 39.6838 | 10.8036 | 55.3385 | 39.5898 | 15.7487 | 879.48 | 5.642 | 33.79 | 7.2133 | -1.5713 | 29.983 | 3.9204 | 14.89 | 5.4749 | -1.5545 | 8.4066 | 4.9668 | 1.44 | 7.8914 | -2.9246 | -15.0108 | 5.642 | 33.79 | 7.2133 | -1.5713 | 29.983 | 5.7628 | 33.28 | 7.4349 | -1.6722 | 28.8202 | 0.039621 | 1.5723 | 0.42805 | 2.1926 | 34.8459 | 0.22354 | 0.15533 | 0.19679 | 0.22354 | 0.22833 | 1.3388 | 0.58996 | 0.057054 | 1.3388 | 1.3186 | 1.188 | 0.33308 | -0.59474 | 1.188 | 1.1419 | 0.039621 | 1.5723 | 0.42805 | 2.1926 | 34.8459 | 0.22354 | 0.15533 | 0.19679 | 0.22354 | 0.22833 | 1.3388 | 0.58996 | 0.057054 | 1.3388 | 1.3186 | 1.188 | 0.33308 | -0.59474 | 1.188 | 1.1419
177 | 0.21 | 0.42 | South/Central | NC | Charlotte-Douglas.Intl.AP.723140 | 3 | 2994711 | 39.4525 | 10.9442 | 55.2976 | 39.359 | 15.9387 | 882.54 | 5.6828 | 30.73 | 7.4441 | -1.7613 | 25.403 | 3.9613 | 11.83 | 5.7057 | -1.7444 | 3.8266 | 5.0077 | -1.62 | 8.1223 | -3.1146 | -19.5908 | 5.6828 | 30.73 | 7.4441 | -1.7613 | 25.403 | 5.8036 | 30.22 | 7.6658 | -1.8621 | 24.2402 | 0.039621 | 1.5631 | 0.43362 | 2.1909 | 34.9671 | 0.22516 | 0.15695 | 0.19841 | 0.22516 | 0.22995 | 1.2176 | 0.46872 | -0.064186 | 1.2176 | 1.1973 | 1.0065 | 0.15161 | -0.77621 | 1.0065 | 0.96042 | 0.039621 | 1.5631 | 0.43362 | 2.1909 | 34.9671 | 0.22516 | 0.15695 | 0.19841 | 0.22516 | 0.22995 | 1.2176 | 0.46872 | -0.064186 | 1.2176 | 1.1973 | 1.0065 | 0.15161 | -0.77621 | 1.0065 | 0.96042
178 | 0.21 | 0.45 | South/Central | NC | Charlotte-Douglas.Intl.AP.723140 | 3 | 2994711 | 39.0807 | 11.1754 | 55.2577 | 38.988 | 16.2696 | 888.23 | 5.7228 | 25.04 | 7.8151 | -2.0923 | 17.0238 | 4.0013 | 6.14 | 6.0767 | -2.0754 | -4.5526 | 5.0477 | -7.31 | 8.4932 | -3.4455 | -27.97 | 5.7228 | 25.04 | 7.8151 | -2.0923 | 17.0238 | 5.8436 | 24.53 | 8.0367 | -2.1931 | 15.861 | 0.039621 | 1.5484 | 0.44278 | 2.1894 | 35.1926 | 0.22674 | 0.15853 | 0.19999 | 0.22674 | 0.23153 | 0.99211 | 0.24327 | -0.28963 | 0.99211 | 0.9719 | 0.6745 | -0.18038 | -1.1082 | 0.6745 | 0.62843 | 0.039621 | 1.5484 | 0.44278 | 2.1894 | 35.1926 | 0.22674 | 0.15853 | 0.19999 | 0.22674 | 0.23153 | 0.99211 | 0.24327 | -0.28963 | 0.99211 | 0.9719 | 0.6745 | -0.18038 | -1.1082 | 0.6745 | 0.62843
179 | 0.21 | 0.47 | South/Central | NC | Charlotte-Douglas.Intl.AP.723140 | 3 | 2994711 | 38.7081 | 11.416 | 55.2158 | 38.6164 | 16.5994 | 893.88 | 5.7647 | 19.39 | 8.1867 | -2.422 | 8.7004 | 4.0431 | 0.49 | 6.4483 | -2.4052 | -12.876 | 5.0895 | -12.96 | 8.8649 | -3.7753 | -36.2934 | 5.7647 | 19.39 | 8.1867 | -2.422 | 8.7004 | 5.8855 | 18.88 | 8.4083 | -2.5229 | 7.5376 | 0.039621 | 1.5337 | 0.45231 | 2.1877 | 35.4164 | 0.2284 | 0.16019 | 0.20165 | 0.2284 | 0.23319 | 0.76825 | 0.019414 | -0.51349 | 0.76825 | 0.74804 | 0.34472 | -0.51016 | -1.438 | 0.34472 | 0.29865 | 0.039621 | 1.5337 | 0.45231 | 2.1877 | 35.4164 | 0.2284 | 0.16019 | 0.20165 | 0.2284 | 0.23319 | 0.76825 | 0.019414 | -0.51349 | 0.76825 | 0.74804 | 0.34472 | -0.51016 | -1.438 | 0.34472 | 0.29865
180 | 0.21 | 0.5 | South/Central | NC | Charlotte-Douglas.Intl.AP.723140 | 3 | 2994711 | 38.1849 | 11.7768 | 55.1838 | 38.0944 | 17.0895 | 902.62 | 5.7966 | 10.65 | 8.7087 | -2.9121 | -4.0546 | 4.0751 | -8.25 | 6.9703 | -2.8952 | -25.631 | 5.1215 | -21.7 | 9.3868 | -4.2653 | -49.0484 | 5.7966 | 10.65 | 8.7087 | -2.9121 | -4.0546 | 5.9175 | 10.14 | 8.9303 | -3.0129 | -5.2174 | 0.039621 | 1.5129 | 0.46661 | 2.1864 | 35.7627 | 0.22967 | 0.16146 | 0.20292 | 0.22967 | 0.23446 | 0.42196 | -0.32687 | -0.85978 | 0.42196 | 0.40176 | -0.16065 | -1.0155 | -1.9433 | -0.16065 | -0.20672 | 0.039621 | 1.5129 | 0.46661 | 2.1864 | 35.7627 | 0.22967 | 0.16146 | 0.20292 | 0.22967 | 0.23446 | 0.42196 | -0.32687 | -0.85978 | 0.42196 | 0.40176 | -0.16065 | -1.0155 | -1.9433 | -0.16065 | -0.20672
181 | 0.23 | 0.17 | South/Central | NC | Charlotte-Douglas.Intl.AP.723140 | 3 | 2994711 | 44.9506 | 8.6941 | 57.7128 | 44.8443 | 12.8686 | 852.77 | 3.2677 | 60.5 | 1.9588 | 1.3088 | 76.9738 | 1.5461 | 41.6 | 0.22043 | 1.3257 | 55.3974 | 2.5925 | 28.15 | 2.637 | -0.044464 | 31.9799 | 3.2677 | 60.5 | 1.9588 | 1.3088 | 76.9738 | 3.3885 | 59.99 | 2.1805 | 1.208 | 75.811 | 0.039621 | 1.781 | 0.34447 | 2.2866 | 33.7876 | 0.12947 | 0.061258 | 0.10272 | 0.12947 | 0.13425 | 2.3971 | 1.6482 | 1.1153 | 2.3971 | 2.3769 | 3.0498 | 2.1949 | 1.2671 | 3.0498 | 3.0037 | 0.039621 | 1.781 | 0.34447 | 2.2866 | 33.7876 | 0.12947 | 0.061258 | 0.10272 | 0.12947 | 0.13425 | 2.3971 | 1.6482 | 1.1153 | 2.3971 | 2.3769 | 3.0498 | 2.1949 | 1.2671 | 3.0498 | 3.0037
182 | 0.23 | 0.19 | South/Central | NC | Charlotte-Douglas.Intl.AP.723140 | 3 | 2994711 | 44.3869 | 8.9251 | 57.4606 | 44.2818 | 13.1788 | 855.66 | 3.5198 | 57.61 | 2.5213 | 0.99856 | 71.8661 | 1.7983 | 38.71 | 0.78287 | 1.0154 | 50.2896 | 2.8447 | 25.26 | 3.1994 | -0.35472 | 26.8722 | 3.5198 | 57.61 | 2.5213 | 0.99856 | 71.8661 | 3.6406 | 57.1 | 2.7429 | 0.89773 | 70.7032 | 0.039621 | 1.7587 | 0.35362 | 2.2766 | 33.9021 | 0.13946 | 0.07125 | 0.11271 | 0.13946 | 0.14425 | 2.2826 | 1.5337 | 1.0008 | 2.2826 | 2.2624 | 2.8474 | 1.9925 | 1.0647 | 2.8474 | 2.8013 | 0.039621 | 1.7587 | 0.35362 | 2.2766 | 33.9021 | 0.13946 | 0.07125 | 0.11271 | 0.13946 | 0.14425 | 2.2826 | 1.5337 | 1.0008 | 2.2826 | 2.2624 | 2.8474 | 1.9925 | 1.0647 | 2.8474 | 2.8013
183 | 0.23 | 0.2 | South/Central | NC | Charlotte-Douglas.Intl.AP.723140 | 3 | 2994711 | 44.1066 | 9.0449 | 57.3403 | 44.0022 | 13.3381 | 857.22 | 3.6402 | 56.05 | 2.8009 | 0.83927 | 69.1273 | 1.9187 | 37.15 | 1.0625 | 0.85613 | 47.5508 | 2.9651 | 23.7 | 3.4791 | -0.51401 | 24.1334 | 3.6402 | 56.05 | 2.8009 | 0.83927 | 69.1273 | 3.761 | 55.54 | 3.0226 | 0.73844 | 67.9644 | 0.039621 | 1.7475 | 0.35837 | 2.2719 | 33.9639 | 0.14423 | 0.076019 | 0.11748 | 0.14423 | 0.14902 | 2.2208 | 1.4719 | 0.93902 | 2.2208 | 2.2005 | 2.7389 | 1.884 | 0.95619 | 2.7389 | 2.6928 | 0.039621 | 1.7475 | 0.35837 | 2.2719 | 33.9639 | 0.14423 | 0.076019 | 0.11748 | 0.14423 | 0.14902 | 2.2208 | 1.4719 | 0.93902 | 2.2208 | 2.2005 | 2.7389 | 1.884 | 0.95619 | 2.7389 | 2.6928
184 | 0.23 | 0.23 | South/Central | NC | Charlotte-Douglas.Intl.AP.723140 | 3 | 2994711 | 43.3123 | 9.387 | 57.0178 | 43.2098 | 13.808 | 862.25 | 3.9626 | 51.02 | 3.5933 | 0.36934 | 60.6289 | 2.2411 | 32.12 | 1.8549 | 0.3862 | 39.0525 | 3.2875 | 18.67 | 4.2714 | -0.98394 | 15.635 | 3.9626 | 51.02 | 3.5933 | 0.36934 | 60.6289 | 4.0834 | 50.51 | 3.8149 | 0.26851 | 59.4661 | 0.039621 | 1.7161 | 0.37192 | 2.2591 | 34.1632 | 0.157 | 0.088794 | 0.13025 | 0.157 | 0.16179 | 2.0215 | 1.2726 | 0.73972 | 2.0215 | 2.0013 | 2.4022 | 1.5473 | 0.61948 | 2.4022 | 2.3561 | 0.039621 | 1.7161 | 0.37192 | 2.2591 | 34.1632 | 0.157 | 0.088794 | 0.13025 | 0.157 | 0.16179 | 2.0215 | 1.2726 | 0.73972 | 2.0215 | 2.0013 | 2.4022 | 1.5473 | 0.61948 | 2.4022 | 2.3561
185 | 0.23 | 0.25 | South/Central | NC | Charlotte-Douglas.Intl.AP.723140 | 3 | 2994711 | 42.81 | 9.6271 | 56.8364 | 42.7086 | 14.1278 | 866.15 | 4.1441 | 47.12 | 4.0945 | 0.049599 | 54.3608 | 2.4225 | 28.22 | 2.3561 | 0.066459 | 32.7844 | 3.4689 | 14.77 | 4.7726 | -1.3037 | 9.367 | 4.1441 | 47.12 | 4.0945 | 0.049599 | 54.3608 | 4.2649 | 46.61 | 4.3161 | -0.051232 | 53.198 | 0.039621 | 1.6962 | 0.38144 | 2.2519 | 34.3177 | 0.16419 | 0.095982 | 0.13744 | 0.16419 | 0.16898 | 1.8669 | 1.1181 | 0.5852 | 1.8669 | 1.8467 | 2.1538 | 1.2989 | 0.37113 | 2.1538 | 2.1078 | 0.039621 | 1.6962 | 0.38144 | 2.2519 | 34.3177 | 0.16419 | 0.095982 | 0.13744 | 0.16419 | 0.16898 | 1.8669 | 1.1181 | 0.5852 | 1.8669 | 1.8467 | 2.1538 | 1.2989 | 0.37113 | 2.1538 | 2.1078
186 | 0.23 | 0.27 | South/Central | NC | Charlotte-Douglas.Intl.AP.723140 | 3 | 2994711 | 42.3368 | 9.8583 | 56.6841 | 42.2365 | 14.4476 | 870.33 | 4.2963 | 42.94 | 4.5665 | -0.2702 | 47.7183 | 2.5748 | 24.04 | 2.8281 | -0.25334 | 26.1419 | 3.6212 | 10.59 | 5.2447 | -1.6235 | 2.7245 | 4.2963 | 42.94 | 4.5665 | -0.2702 | 47.7183 | 4.4171 | 42.43 | 4.7882 | -0.37103 | 46.5555 | 0.039621 | 1.6774 | 0.39059 | 2.2459 | 34.4833 | 0.17023 | 0.10202 | 0.14348 | 0.17023 | 0.17501 | 1.7013 | 0.95249 | 0.41959 | 1.7013 | 1.6811 | 1.8906 | 1.0358 | 0.10795 | 1.8906 | 1.8446 | 0.039621 | 1.6774 | 0.39059 | 2.2459 | 34.4833 | 0.17023 | 0.10202 | 0.14348 | 0.17023 | 0.17501 | 1.7013 | 0.95249 | 0.41959 | 1.7013 | 1.6811 | 1.8906 | 1.0358 | 0.10795 | 1.8906 | 1.8446
187 | 0.23 | 0.3 | South/Central | NC | Charlotte-Douglas.Intl.AP.723140 | 3 | 2994711 | 41.663 | 10.2095 | 56.4825 | 41.5644 | 14.9181 | 876.8 | 4.498 | 36.47 | 5.2387 | -0.74072 | 37.659 | 2.7765 | 17.57 | 3.5003 | -0.72386 | 16.0826 | 3.8229 | 4.12 | 5.9169 | -2.094 | -7.3349 | 4.498 | 36.47 | 5.2387 | -0.74072 | 37.659 | 4.6188 | 35.96 | 5.4604 | -0.84155 | 36.4962 | 0.039621 | 1.6507 | 0.40451 | 2.2379 | 34.7397 | 0.17822 | 0.11001 | 0.15147 | 0.17822 | 0.183 | 1.445 | 0.69614 | 0.16324 | 1.445 | 1.4248 | 1.4921 | 0.63721 | -0.29061 | 1.4921 | 1.446 | 0.039621 | 1.6507 | 0.40451 | 2.2379 | 34.7397 | 0.17822 | 0.11001 | 0.15147 | 0.17822 | 0.183 | 1.445 | 0.69614 | 0.16324 | 1.445 | 1.4248 | 1.4921 | 0.63721 | -0.29061 | 1.4921 | 1.446
188 | 0.23 | 0.32 | South/Central | NC | Charlotte-Douglas.Intl.AP.723140 | 3 | 2994711 | 41.2306 | 10.4312 | 56.3523 | 41.133 | 15.2193 | 880.91 | 4.6281 | 32.36 | 5.6701 | -1.042 | 31.2317 | 2.9066 | 13.46 | 3.9317 | -1.0251 | 9.6552 | 3.953 | 0.01 | 6.3482 | -2.3952 | -13.7622 | 4.6281 | 32.36 | 5.6701 | -1.042 | 31.2317 | 4.7489 | 31.85 | 5.8917 | -1.1428 | 30.0688 | 0.039621 | 1.6336 | 0.4133 | 2.2327 | 34.9025 | 0.18337 | 0.11516 | 0.15662 | 0.18337 | 0.18816 | 1.2821 | 0.5333 | 0.00039621 | 1.2821 | 1.2619 | 1.2374 | 0.38255 | -0.54527 | 1.2374 | 1.1914 | 0.039621 | 1.6336 | 0.4133 | 2.2327 | 34.9025 | 0.18337 | 0.11516 | 0.15662 | 0.18337 | 0.18816 | 1.2821 | 0.5333 | 0.00039621 | 1.2821 | 1.2619 | 1.2374 | 0.38255 | -0.54527 | 1.2374 | 1.1914
189 | 0.23 | 0.35 | South/Central | NC | Charlotte-Douglas.Intl.AP.723140 | 3 | 2994711 | 40.5868 | 10.812 | 56.2297 | 40.4907 | 15.739 | 889.16 | 4.7507 | 24.11 | 6.3124 | -1.5616 | 18.8396 | 3.0292 | 5.21 | 4.574 | -1.5448 | -2.7368 | 4.0756 | -8.24 | 6.9905 | -2.9149 | -26.1542 | 4.7507 | 24.11 | 6.3124 | -1.5616 | 18.8396 | 4.8715 | 23.6 | 6.534 | -1.6625 | 17.6768 | 0.039621 | 1.6081 | 0.42838 | 2.2279 | 35.2294 | 0.18823 | 0.12002 | 0.16148 | 0.18823 | 0.19302 | 0.95526 | 0.20643 | -0.32648 | 0.95526 | 0.93506 | 0.74645 | -0.10844 | -1.0363 | 0.74645 | 0.70037 | 0.039621 | 1.6081 | 0.42838 | 2.2279 | 35.2294 | 0.18823 | 0.12002 | 0.16148 | 0.18823 | 0.19302 | 0.95526 | 0.20643 | -0.32648 | 0.95526 | 0.93506 | 0.74645 | -0.10844 | -1.0363 | 0.74645 | 0.70037
190 | 0.23 | 0.37 | South/Central | NC | Charlotte-Douglas.Intl.AP.723140 | 3 | 2994711 | 40.6056 | 10.7325 | 56.1592 | 40.5095 | 15.6497 | 886.74 | 4.8213 | 26.53 | 6.2936 | -1.4723 | 22.1421 | 3.0997 | 7.63 | 4.5552 | -1.4555 | 0.56565 | 4.1461 | -5.82 | 6.9717 | -2.8256 | -22.8518 | 4.8213 | 26.53 | 6.2936 | -1.4723 | 22.1421 | 4.9421 | 26.02 | 6.5152 | -1.5731 | 20.9793 | 0.039621 | 1.6088 | 0.42523 | 2.2251 | 35.1335 | 0.19102 | 0.12281 | 0.16427 | 0.19102 | 0.19581 | 1.0511 | 0.30231 | -0.23059 | 1.0511 | 1.0309 | 0.87729 | 0.022412 | -0.90541 | 0.87729 | 0.83122 | 0.039621 | 1.6088 | 0.42523 | 2.2251 | 35.1335 | 0.19102 | 0.12281 | 0.16427 | 0.19102 | 0.19581 | 1.0511 | 0.30231 | -0.23059 | 1.0511 | 1.0309 | 0.87729 | 0.022412 | -0.90541 | 0.87729 | 0.83122
191 | 0.23 | 0.4 | South/Central | NC | Charlotte-Douglas.Intl.AP.723140 | 3 | 2994711 | 40.4152 | 10.7639 | 56.0398 | 40.3195 | 15.7203 | 886.73 | 4.9407 | 26.54 | 6.4836 | -1.5429 | 21.7729 | 3.2191 | 7.64 | 4.7452 | -1.5261 | 0.19642 | 4.2656 | -5.81 | 7.1618 | -2.8962 | -23.221 | 4.9407 | 26.54 | 6.4836 | -1.5429 | 21.7729 | 5.0615 | 26.03 | 6.7053 | -1.6438 | 20.61 | 0.039621 | 1.6013 | 0.42647 | 2.2204 | 35.1331 | 0.19576 | 0.12755 | 0.16901 | 0.19576 | 0.20054 | 1.0515 | 0.3027 | -0.2302 | 1.0515 | 1.0313 | 0.86266 | 0.0077823 | -0.92004 | 0.86266 | 0.81659 | 0.039621 | 1.6013 | 0.42647 | 2.2204 | 35.1331 | 0.19576 | 0.12755 | 0.16901 | 0.19576 | 0.20054 | 1.0515 | 0.3027 | -0.2302 | 1.0515 | 1.0313 | 0.86266 | 0.0077823 | -0.92004 | 0.86266 | 0.81659
192 | 0.23 | 0.42 | South/Central | NC | Charlotte-Douglas.Intl.AP.723140 | 3 | 2994711 | 40.1838 | 10.9038 | 55.9986 | 40.0886 | 15.9099 | 889.78 | 4.9819 | 23.49 | 6.7145 | -1.7326 | 17.206 | 3.2604 | 4.59 | 4.9761 | -1.7157 | -4.3704 | 4.3068 | -8.86 | 7.3926 | -3.0858 | -27.7878 | 4.9819 | 23.49 | 6.7145 | -1.7326 | 17.206 | 5.1027 | 22.98 | 6.9361 | -1.8334 | 16.0432 | 0.039621 | 1.5921 | 0.43202 | 2.2187 | 35.254 | 0.19739 | 0.12918 | 0.17064 | 0.19739 | 0.20217 | 0.9307 | 0.18186 | -0.35104 | 0.9307 | 0.91049 | 0.68172 | -0.17316 | -1.101 | 0.68172 | 0.63565 | 0.039621 | 1.5921 | 0.43202 | 2.2187 | 35.254 | 0.19739 | 0.12918 | 0.17064 | 0.19739 | 0.20217 | 0.9307 | 0.18186 | -0.35104 | 0.9307 | 0.91049 | 0.68172 | -0.17316 | -1.101 | 0.68172 | 0.63565
193 | 0.23 | 0.45 | South/Central | NC | Charlotte-Douglas.Intl.AP.723140 | 3 | 2994711 | 39.8114 | 11.1448 | 55.9677 | 39.7171 | 16.2506 | 895.75 | 5.0128 | 17.52 | 7.086 | -2.0733 | 8.4484 | 3.2912 | -1.38 | 5.3476 | -2.0564 | -13.128 | 4.3376 | -14.83 | 7.7642 | -3.4265 | -36.5454 | 5.0128 | 17.52 | 7.086 | -2.0733 | 8.4484 | 5.1336 | 17.01 | 7.3077 | -2.1741 | 7.2856 | 0.039621 | 1.5774 | 0.44157 | 2.2175 | 35.4905 | 0.19861 | 0.1304 | 0.17186 | 0.19861 | 0.2034 | 0.69416 | -0.054677 | -0.58758 | 0.69416 | 0.67395 | 0.33474 | -0.52015 | -1.448 | 0.33474 | 0.28866 | 0.039621 | 1.5774 | 0.44157 | 2.2175 | 35.4905 | 0.19861 | 0.1304 | 0.17186 | 0.19861 | 0.2034 | 0.69416 | -0.054677 | -0.58758 | 0.69416 | 0.67395 | 0.33474 | -0.52015 | -1.448 | 0.33474 | 0.28866
194 | 0.23 | 0.47 | South/Central | NC | Charlotte-Douglas.Intl.AP.723140 | 3 | 2994711 | 39.4394 | 11.3757 | 55.9166 | 39.346 | 16.5707 | 901.1 | 5.0638 | 12.17 | 7.4571 | -2.3933 | 0.50469 | 3.3423 | -6.73 | 5.7187 | -2.3764 | -21.0718 | 4.3887 | -20.18 | 8.1353 | -3.7466 | -44.4892 | 5.0638 | 12.17 | 7.4571 | -2.3933 | 0.50469 | 5.1847 | 11.66 | 7.6788 | -2.4941 | -0.65817 | 0.039621 | 1.5626 | 0.45072 | 2.2155 | 35.7025 | 0.20063 | 0.13243 | 0.17388 | 0.20063 | 0.20542 | 0.48219 | -0.26665 | -0.79955 | 0.48219 | 0.46198 | 0.019996 | -0.83488 | -1.7627 | 0.019996 | -0.026077 | 0.039621 | 1.5626 | 0.45072 | 2.2155 | 35.7025 | 0.20063 | 0.13243 | 0.17388 | 0.20063 | 0.20542 | 0.48219 | -0.26665 | -0.79955 | 0.48219 | 0.46198 | 0.019996 | -0.83488 | -1.7627 | 0.019996 | -0.026077
195 | 0.23 | 0.5 | South/Central | NC | Charlotte-Douglas.Intl.AP.723140 | 3 | 2994711 | 38.9061 | 11.727 | 55.865 | 38.814 | 17.051 | 909.45 | 5.1155 | 3.82 | 7.9891 | -2.8737 | -11.7393 | 3.3939 | -15.08 | 6.2507 | -2.8568 | -33.3158 | 4.4403 | -28.53 | 8.6672 | -4.2269 | -56.7332 | 5.1155 | 3.82 | 7.9891 | -2.8737 | -11.7393 | 5.2363 | 3.31 | 8.2107 | -2.9745 | -12.9022 | 0.039621 | 1.5415 | 0.46464 | 2.2134 | 36.0333 | 0.20268 | 0.13447 | 0.17593 | 0.20268 | 0.20747 | 0.15135 | -0.59748 | -1.1304 | 0.15135 | 0.13115 | -0.46512 | -1.32 | -2.2478 | -0.46512 | -0.5112 | 0.039621 | 1.5415 | 0.46464 | 2.2134 | 36.0333 | 0.20268 | 0.13447 | 0.17593 | 0.20268 | 0.20747 | 0.15135 | -0.59748 | -1.1304 | 0.15135 | 0.13115 | -0.46512 | -1.32 | -2.2478 | -0.46512 | -0.5112
196 | 0.29 | 0.17 | South/Central | NC | Charlotte-Douglas.Intl.AP.723140 | 3 | 2994711 | 47.2138 | 8.6324 | 59.9442 | 47.1022 | 12.8421 | 877.22 | 1.0362 | 36.05 | -0.29908 | 1.3353 | 49.1318 | -0.68532 | 17.15 | -2.0375 | 1.3522 | 27.5553 | 0.36109 | 3.7 | 0.37906 | -0.017969 | 4.1379 | 1.0362 | 36.05 | -0.29908 | 1.3353 | 49.1318 | 1.157 | 35.54 | -0.077442 | 1.2345 | 47.9689 | 0.039621 | 1.8707 | 0.34203 | 2.3751 | 34.7563 | 0.041057 | -0.027153 | 0.014307 | 0.041057 | 0.045843 | 1.4283 | 0.6795 | 0.1466 | 1.4283 | 1.4081 | 1.9466 | 1.0918 | 0.16395 | 1.9466 | 1.9006 | 0.039621 | 1.8707 | 0.34203 | 2.3751 | 34.7563 | 0.041057 | -0.027153 | 0.014307 | 0.041057 | 0.045843 | 1.4283 | 0.6795 | 0.1466 | 1.4283 | 1.4081 | 1.9466 | 1.0918 | 0.16395 | 1.9466 | 1.9006
197 | 0.29 | 0.19 | South/Central | NC | Charlotte-Douglas.Intl.AP.723140 | 3 | 2994711 | 46.6308 | 8.855 | 59.6646 | 46.5206 | 13.144 | 879.62 | 1.3159 | 33.65 | 0.28248 | 1.0334 | 44.6003 | -0.40566 | 14.75 | -1.4559 | 1.0503 | 23.0238 | 0.64075 | 1.3 | 0.96061 | -0.31986 | -0.39362 | 1.3159 | 33.65 | 0.28248 | 1.0334 | 44.6003 | 1.4367 | 33.14 | 0.50411 | 0.93259 | 43.4374 | 0.039621 | 1.8476 | 0.35084 | 2.364 | 34.8514 | 0.052137 | -0.016073 | 0.025387 | 0.052137 | 0.056923 | 1.3332 | 0.58441 | 0.051507 | 1.3332 | 1.313 | 1.7671 | 0.91223 | -0.015596 | 1.7671 | 1.721 | 0.039621 | 1.8476 | 0.35084 | 2.364 | 34.8514 | 0.052137 | -0.016073 | 0.025387 | 0.052137 | 0.056923 | 1.3332 | 0.58441 | 0.051507 | 1.3332 | 1.313 | 1.7671 | 0.91223 | -0.015596 | 1.7671 | 1.721
198 | 0.29 | 0.2 | South/Central | NC | Charlotte-Douglas.Intl.AP.723140 | 3 | 2994711 | 46.3492 | 8.9747 | 59.5428 | 46.2397 | 13.3031 | 881.15 | 1.4377 | 32.12 | 0.5634 | 0.87433 | 41.8855 | -0.28382 | 13.22 | -1.175 | 0.89119 | 20.3091 | 0.76259 | -0.23 | 1.2415 | -0.47895 | -3.1084 | 1.4377 | 32.12 | 0.5634 | 0.87433 | 41.8855 | 1.5585 | 31.61 | 0.78504 | 0.7735 | 40.7227 | 0.039621 | 1.8364 | 0.35559 | 2.3591 | 34.912 | 0.056964 | -0.011245 | 0.030214 | 0.056964 | 0.061751 | 1.2726 | 0.52379 | -0.0091128 | 1.2726 | 1.2524 | 1.6595 | 0.80466 | -0.12316 | 1.6595 | 1.6135 | 0.039621 | 1.8364 | 0.35559 | 2.3591 | 34.912 | 0.056964 | -0.011245 | 0.030214 | 0.056964 | 0.061751 | 1.2726 | 0.52379 | -0.0091128 | 1.2726 | 1.2524 | 1.6595 | 0.80466 | -0.12316 | 1.6595 | 1.6135
199 | 0.29 | 0.23 | South/Central | NC | Charlotte-Douglas.Intl.AP.723140 | 3 | 2994711 | 45.5358 | 9.3258 | 59.2109 | 45.4281 | 13.7827 | 886.24 | 1.7696 | 27.03 | 1.375 | 0.39466 | 33.2467 | 0.048074 | 8.13 | -0.36345 | 0.41152 | 11.6703 | 1.0945 | -5.32 | 2.0531 | -0.95862 | -11.7471 | 1.7696 | 27.03 | 1.375 | 0.39466 | 33.2467 | 1.8904 | 26.52 | 1.5966 | 0.29383 | 32.0839 | 0.039621 | 1.8042 | 0.3695 | 2.346 | 35.1137 | 0.070114 | 0.0019048 | 0.043364 | 0.070114 | 0.074901 | 1.071 | 0.32212 | -0.21078 | 1.071 | 1.0507 | 1.3173 | 0.46239 | -0.46543 | 1.3173 | 1.2712 | 0.039621 | 1.8042 | 0.3695 | 2.346 | 35.1137 | 0.070114 | 0.0019048 | 0.043364 | 0.070114 | 0.074901 | 1.071 | 0.32212 | -0.21078 | 1.071 | 1.0507 | 1.3173 | 0.46239 | -0.46543 | 1.3173 | 1.2712
200 | 0.29 | 0.25 | South/Central | NC | Charlotte-Douglas.Intl.AP.723140 | 3 | 2994711 | 45.0228 | 9.5567 | 59.018 | 44.9164 | 14.1016 | 889.97 | 1.9625 | 23.3 | 1.8867 | 0.075782 | 27.1486 | 0.24096 | 4.4 | 0.14832 | 0.092641 | 5.5721 | 1.2874 | -9.05 | 2.5649 | -1.2775 | -17.8453 | 1.9625 | 23.3 | 1.8867 | 0.075782 | 27.1486 | 2.0833 | 22.79 | 2.1084 | -0.02505 | 25.9857 | 0.039621 | 1.7838 | 0.37865 | 2.3384 | 35.2615 | 0.077757 | 0.0095471 | 0.051007 | 0.077757 | 0.082543 | 0.92317 | 0.17433 | -0.35857 | 0.92317 | 0.90296 | 1.0757 | 0.22077 | -0.70705 | 1.0757 | 1.0296 | 0.039621 | 1.7838 | 0.37865 | 2.3384 | 35.2615 | 0.077757 | 0.0095471 | 0.051007 | 0.077757 | 0.082543 | 0.92317 | 0.17433 | -0.35857 | 0.92317 | 0.90296 | 1.0757 | 0.22077 | -0.70705 | 1.0757 | 1.0296
201 | 0.29 | 0.27 | South/Central | NC | Charlotte-Douglas.Intl.AP.723140 | 3 | 2994711 | 45.002 | 9.5178 | 58.9693 | 44.8956 | 14.0737 | 888.92 | 2.0112 | 24.35 | 1.9075 | 0.10371 | 28.5222 | 0.28966 | 5.45 | 0.16909 | 0.12057 | 6.9457 | 1.3361 | -8 | 2.5856 | -1.2496 | -16.4717 | 2.0112 | 24.35 | 1.9075 | 0.10371 | 28.5222 | 2.132 | 23.84 | 2.1291 | 0.0028824 | 27.3593 | 0.039621 | 1.783 | 0.3771 | 2.3364 | 35.2199 | 0.079686 | 0.011477 | 0.052937 | 0.079686 | 0.084473 | 0.96477 | 0.21593 | -0.31697 | 0.96477 | 0.94456 | 1.1301 | 0.2752 | -0.65263 | 1.1301 | 1.084 | 0.039621 | 1.783 | 0.3771 | 2.3364 | 35.2199 | 0.079686 | 0.011477 | 0.052937 | 0.079686 | 0.084473 | 0.96477 | 0.21593 | -0.31697 | 0.96477 | 0.94456 | 1.1301 | 0.2752 | -0.65263 | 1.1301 | 1.084
202 | 0.29 | 0.3 | South/Central | NC | Charlotte-Douglas.Intl.AP.723140 | 3 | 2994711 | 44.68 | 9.6481 | 58.8482 | 44.5744 | 14.2738 | 891.24 | 2.1323 | 22.03 | 2.2287 | -0.096452 | 24.6937 | 0.4107 | 3.13 | 0.49029 | -0.079593 | 3.1173 | 1.4571 | -10.32 | 2.9068 | -1.4497 | -20.3001 | 2.1323 | 22.03 | 2.2287 | -0.096452 | 24.6937 | 2.2531 | 21.52 | 2.4503 | -0.19728 | 23.5309 | 0.039621 | 1.7703 | 0.38227 | 2.3316 | 35.3118 | 0.084482 | 0.016272 | 0.057732 | 0.084482 | 0.089268 | 0.87285 | 0.12401 | -0.40889 | 0.87285 | 0.85264 | 0.97839 | 0.12351 | -0.80431 | 0.97839 | 0.93232 | 0.039621 | 1.7703 | 0.38227 | 2.3316 | 35.3118 | 0.084482 | 0.016272 | 0.057732 | 0.084482 | 0.089268 | 0.87285 | 0.12401 | -0.40889 | 0.87285 | 0.85264 | 0.97839 | 0.12351 | -0.80431 | 0.97839 | 0.93232
203 | 0.29 | 0.32 | South/Central | NC | Charlotte-Douglas.Intl.AP.723140 | 3 | 2994711 | 44.2175 | 9.859 | 58.6764 | 44.113 | 14.5634 | 894.66 | 2.3041 | 18.61 | 2.6901 | -0.38599 | 19.1147 | 0.58255 | -0.29 | 0.95168 | -0.36913 | -2.4618 | 1.629 | -13.74 | 3.3682 | -1.7393 | -25.8792 | 2.3041 | 18.61 | 2.6901 | -0.38599 | 19.1147 | 2.4249 | 18.1 | 2.9117 | -0.48682 | 17.9519 | 0.039621 | 1.7519 | 0.39062 | 2.3248 | 35.4473 | 0.091291 | 0.023081 | 0.064541 | 0.091291 | 0.096077 | 0.73735 | -0.01149 | -0.54439 | 0.73735 | 0.71714 | 0.75734 | -0.097537 | -1.0254 | 0.75734 | 0.71127 | 0.039621 | 1.7519 | 0.39062 | 2.3248 | 35.4473 | 0.091291 | 0.023081 | 0.064541 | 0.091291 | 0.096077 | 0.73735 | -0.01149 | -0.54439 | 0.73735 | 0.71714 | 0.75734 | -0.097537 | -1.0254 | 0.75734 | 0.71127
204 | 0.29 | 0.35 | South/Central | NC | Charlotte-Douglas.Intl.AP.723140 | 3 | 2994711 | 43.5441 | 10.1706 | 58.4253 | 43.4411 | 14.9842 | 899.62 | 2.5551 | 13.65 | 3.362 | -0.80683 | 11.0213 | 0.83359 | -5.25 | 1.6236 | -0.78997 | -10.5551 | 1.88 | -18.7 | 4.0401 | -2.1601 | -33.9725 | 2.5551 | 13.65 | 3.362 | -0.80683 | 11.0213 | 2.6759 | 13.14 | 3.5836 | -0.90766 | 9.8585 | 0.039621 | 1.7253 | 0.40297 | 2.3149 | 35.6438 | 0.10124 | 0.033027 | 0.074487 | 0.10124 | 0.10602 | 0.54083 | -0.20801 | -0.74091 | 0.54083 | 0.52062 | 0.43668 | -0.4182 | -1.346 | 0.43668 | 0.3906 | 0.039621 | 1.7253 | 0.40297 | 2.3149 | 35.6438 | 0.10124 | 0.033027 | 0.074487 | 0.10124 | 0.10602 | 0.54083 | -0.20801 | -0.74091 | 0.54083 | 0.52062 | 0.43668 | -0.4182 | -1.346 | 0.43668 | 0.3906
205 | 0.29 | 0.37 | South/Central | NC | Charlotte-Douglas.Intl.AP.723140 | 3 | 2994711 | 43.1524 | 10.3615 | 58.2943 | 43.0504 | 15.2439 | 902.97 | 2.6862 | 10.3 | 3.7527 | -1.0665 | 5.7214 | 0.96463 | -8.6 | 2.0143 | -1.0497 | -15.8551 | 2.011 | -22.05 | 4.4309 | -2.4198 | -39.2725 | 2.6862 | 10.3 | 3.7527 | -1.0665 | 5.7214 | 2.807 | 9.79 | 3.9744 | -1.1674 | 4.5585 | 0.039621 | 1.7097 | 0.41053 | 2.3097 | 35.7766 | 0.10643 | 0.03822 | 0.079679 | 0.10643 | 0.11122 | 0.4081 | -0.34074 | -0.87364 | 0.4081 | 0.38789 | 0.22669 | -0.6282 | -1.556 | 0.22669 | 0.18061 | 0.039621 | 1.7097 | 0.41053 | 2.3097 | 35.7766 | 0.10643 | 0.03822 | 0.079679 | 0.10643 | 0.11122 | 0.4081 | -0.34074 | -0.87364 | 0.4081 | 0.38789 | 0.22669 | -0.6282 | -1.556 | 0.22669 | 0.18061
206 | 0.29 | 0.4 | South/Central | NC | Charlotte-Douglas.Intl.AP.723140 | 3 | 2994711 | 42.5891 | 10.6615 | 58.1319 | 42.4884 | 15.6435 | 908.52 | 2.8486 | 4.75 | 4.3147 | -1.4661 | -2.9348 | 1.1271 | -14.15 | 2.5763 | -1.4493 | -24.5112 | 2.1735 | -27.6 | 4.9929 | -2.8194 | -47.9287 | 2.8486 | 4.75 | 4.3147 | -1.4661 | -2.9348 | 2.9694 | 4.24 | 4.5364 | -1.567 | -4.0976 | 0.039621 | 1.6874 | 0.42242 | 2.3032 | 35.9965 | 0.11286 | 0.044655 | 0.086115 | 0.11286 | 0.11765 | 0.1882 | -0.56064 | -1.0935 | 0.1882 | 0.16799 | -0.11628 | -0.97116 | -1.899 | -0.11628 | -0.16235 | 0.039621 | 1.6874 | 0.42242 | 2.3032 | 35.9965 | 0.11286 | 0.044655 | 0.086115 | 0.11286 | 0.11765 | 0.1882 | -0.56064 | -1.0935 | 0.1882 | 0.16799 | -0.11628 | -0.97116 | -1.899 | -0.11628 | -0.16235
207 | 0.29 | 0.42 | South/Central | NC | Charlotte-Douglas.Intl.AP.723140 | 3 | 2994711 | 42.2274 | 10.8627 | 58.0418 | 42.1275 | 15.9143 | 912.55 | 2.9386 | 0.72 | 4.6756 | -1.737 | -9.0583 | 1.2171 | -18.18 | 2.9372 | -1.7201 | -30.6348 | 2.2635 | -31.63 | 5.3537 | -3.0902 | -54.0522 | 2.9386 | 0.72 | 4.6756 | -1.737 | -9.0583 | 3.0594 | 0.21 | 4.8972 | -1.8378 | -10.2212 | 0.039621 | 1.6731 | 0.43039 | 2.2997 | 36.1561 | 0.11643 | 0.048222 | 0.089682 | 0.11643 | 0.12122 | 0.028527 | -0.72031 | -1.2532 | 0.028527 | 0.0083204 | -0.3589 | -1.2138 | -2.1416 | -0.3589 | -0.40497 | 0.039621 | 1.6731 | 0.43039 | 2.2997 | 36.1561 | 0.11643 | 0.048222 | 0.089682 | 0.11643 | 0.12122 | 0.028527 | -0.72031 | -1.2532 | 0.028527 | 0.0083204 | -0.3589 | -1.2138 | -2.1416 | -0.3589 | -0.40497
208 | 0.29 | 0.47 | South/Central | NC | Charlotte-Douglas.Intl.AP.723140 | 3 | 2994711 | 41.312 | 11.4148 | 57.8783 | 41.2143 | 16.664 | 924.59 | 3.1021 | -11.32 | 5.5888 | -2.4866 | -27.1055 | 1.3806 | -30.22 | 3.8504 | -2.4698 | -48.6819 | 2.427 | -43.67 | 6.2669 | -3.8399 | -72.0994 | 3.1021 | -11.32 | 5.5888 | -2.4866 | -27.1055 | 3.2229 | -11.83 | 5.8104 | -2.5875 | -28.2683 | 0.039621 | 1.6368 | 0.45226 | 2.2932 | 36.6332 | 0.12291 | 0.0547 | 0.09616 | 0.12291 | 0.1277 | -0.44851 | -1.1973 | -1.7302 | -0.44851 | -0.46872 | -1.0739 | -1.9288 | -2.8566 | -1.0739 | -1.12 | 0.039621 | 1.6368 | 0.45226 | 2.2932 | 36.6332 | 0.12291 | 0.0547 | 0.09616 | 0.12291 | 0.1277 | -0.44851 | -1.1973 | -1.7302 | -0.44851 | -0.46872 | -1.0739 | -1.9288 | -2.8566 | -1.0739 | -1.12
209 | 0.31 | 0.17 | South/Central | NC | Charlotte-Douglas.Intl.AP.723140 | 3 | 2994711 | 47.9448 | 8.6128 | 60.6657 | 47.8315 | 12.8342 | 885.14 | 0.31475 | 28.13 | -1.0285 | 1.3432 | 40.1115 | -1.4068 | 9.23 | -2.7669 | 1.3601 | 18.535 | -0.36039 | -4.22 | -0.35032 | -0.010078 | -4.8824 | 0.31475 | 28.13 | -1.0285 | 1.3432 | 40.1115 | 0.43555 | 27.62 | -0.80682 | 1.2424 | 38.9486 | 0.039621 | 1.8996 | 0.34125 | 2.4036 | 35.0701 | 0.012471 | -0.055739 | -0.014279 | 0.012471 | 0.017257 | 1.1145 | 0.3657 | -0.1672 | 1.1145 | 1.0943 | 1.5893 | 0.73437 | -0.19345 | 1.5893 | 1.5432 | 0.039621 | 1.8996 | 0.34125 | 2.4036 | 35.0701 | 0.012471 | -0.055739 | -0.014279 | 0.012471 | 0.017257 | 1.1145 | 0.3657 | -0.1672 | 1.1145 | 1.0943 | 1.5893 | 0.73437 | -0.19345 | 1.5893 | 1.5432
210 | 0.31 | 0.19 | South/Central | NC | Charlotte-Douglas.Intl.AP.723140 | 3 | 2994711 | 47.3614 | 8.8436 | 60.3937 | 47.2495 | 13.1443 | 887.78 | 0.58676 | 25.49 | -0.44637 | 1.0331 | 35.2623 | -1.1348 | 6.59 | -2.1848 | 1.05 | 13.6859 | -0.088381 | -6.86 | 0.23177 | -0.32015 | -9.7316 | 0.58676 | 25.49 | -0.44637 | 1.0331 | 35.2623 | 0.70757 | 24.98 | -0.22473 | 0.9323 | 34.0995 | 0.039621 | 1.8765 | 0.35039 | 2.3929 | 35.1747 | 0.023248 | -0.044961 | -0.0035017 | 0.023248 | 0.028035 | 1.0099 | 0.2611 | -0.2718 | 1.0099 | 0.98973 | 1.3971 | 0.54225 | -0.38557 | 1.3971 | 1.3511 | 0.039621 | 1.8765 | 0.35039 | 2.3929 | 35.1747 | 0.023248 | -0.044961 | -0.0035017 | 0.023248 | 0.028035 | 1.0099 | 0.2611 | -0.2718 | 1.0099 | 0.98973 | 1.3971 | 0.54225 | -0.38557 | 1.3971 | 1.3511
211 | 0.31 | 0.2 | South/Central | NC | Charlotte-Douglas.Intl.AP.723140 | 3 | 2994711 | 47.0708 | 8.9547 | 60.2544 | 46.9596 | 13.2947 | 888.97 | 0.7261 | 24.3 | -0.15654 | 0.88264 | 33.0028 | -0.99545 | 5.4 | -1.8949 | 0.8995 | 11.4263 | 0.050962 | -8.05 | 0.5216 | -0.47064 | -11.9911 | 0.7261 | 24.3 | -0.15654 | 0.88264 | 33.0028 | 0.84691 | 23.79 | 0.065099 | 0.78181 | 31.8399 | 0.039621 | 1.865 | 0.3548 | 2.3873 | 35.2219 | 0.028769 | -0.039441 | 0.0020192 | 0.028769 | 0.033555 | 0.96279 | 0.21395 | -0.31895 | 0.96279 | 0.94258 | 1.3076 | 0.45272 | -0.4751 | 1.3076 | 1.2615 | 0.039621 | 1.865 | 0.3548 | 2.3873 | 35.2219 | 0.028769 | -0.039441 | 0.0020192 | 0.028769 | 0.033555 | 0.96279 | 0.21395 | -0.31895 | 0.96279 | 0.94258 | 1.3076 | 0.45272 | -0.4751 | 1.3076 | 1.2615
212 | 0.31 | 0.23 | South/Central | NC | Charlotte-Douglas.Intl.AP.723140 | 3 | 2994711 | 46.2563 | 9.3054 | 59.921 | 46.147 | 13.774 | 894.03 | 1.0595 | 19.24 | 0.65609 | 0.40336 | 24.393 | -0.66209 | 0.34 | -1.0823 | 0.42022 | 2.8166 | 0.38431 | -13.11 | 1.3342 | -0.94992 | -20.6008 | 1.0595 | 19.24 | 0.65609 | 0.40336 | 24.393 | 1.1803 | 18.73 | 0.87773 | 0.30253 | 23.2302 | 0.039621 | 1.8327 | 0.36869 | 2.3741 | 35.4224 | 0.041977 | -0.026233 | 0.015227 | 0.041977 | 0.046763 | 0.76231 | 0.013471 | -0.51943 | 0.76231 | 0.7421 | 0.96648 | 0.1116 | -0.81623 | 0.96648 | 0.9204 | 0.039621 | 1.8327 | 0.36869 | 2.3741 | 35.4224 | 0.041977 | -0.026233 | 0.015227 | 0.041977 | 0.046763 | 0.76231 | 0.013471 | -0.51943 | 0.76231 | 0.7421 | 0.96648 | 0.1116 | -0.81623 | 0.96648 | 0.9204
213 | 0.31 | 0.25 | South/Central | NC | Charlotte-Douglas.Intl.AP.723140 | 3 | 2994711 | 45.7431 | 9.5363 | 59.7285 | 45.635 | 14.0935 | 897.72 | 1.252 | 15.55 | 1.1681 | 0.083925 | 18.2752 | -0.46957 | -3.35 | -0.57035 | 0.10078 | -3.3013 | 0.57684 | -16.8 | 1.8462 | -1.2694 | -26.7187 | 1.252 | 15.55 | 1.1681 | 0.083925 | 18.2752 | 1.3728 | 15.04 | 1.3897 | -0.016906 | 17.1124 | 0.039621 | 1.8124 | 0.37784 | 2.3665 | 35.5686 | 0.049605 | -0.018605 | 0.022855 | 0.049605 | 0.054391 | 0.61611 | -0.13273 | -0.66563 | 0.61611 | 0.5959 | 0.72408 | -0.1308 | -1.0586 | 0.72408 | 0.67801 | 0.039621 | 1.8124 | 0.37784 | 2.3665 | 35.5686 | 0.049605 | -0.018605 | 0.022855 | 0.049605 | 0.054391 | 0.61611 | -0.13273 | -0.66563 | 0.61611 | 0.5959 | 0.72408 | -0.1308 | -1.0586 | 0.72408 | 0.67801
214 | 0.31 | 0.27 | South/Central | NC | Charlotte-Douglas.Intl.AP.723140 | 3 | 2994711 | 45.7941 | 9.4571 | 59.7007 | 45.6858 | 14.0149 | 895.98 | 1.2798 | 17.29 | 1.1173 | 0.16251 | 20.7421 | -0.44177 | -1.61 | -0.62114 | 0.17937 | -0.83432 | 0.60464 | -15.06 | 1.7954 | -1.1908 | -24.2517 | 1.2798 | 17.29 | 1.1173 | 0.16251 | 20.7421 | 1.4006 | 16.78 | 1.3389 | 0.06168 | 19.5793 | 0.039621 | 1.8144 | 0.3747 | 2.3654 | 35.4996 | 0.050706 | -0.017503 | 0.023957 | 0.050706 | 0.055493 | 0.68505 | -0.06379 | -0.59669 | 0.68505 | 0.66484 | 0.82182 | -0.033057 | -0.96088 | 0.82182 | 0.77575 | 0.039621 | 1.8144 | 0.3747 | 2.3654 | 35.4996 | 0.050706 | -0.017503 | 0.023957 | 0.050706 | 0.055493 | 0.68505 | -0.06379 | -0.59669 | 0.68505 | 0.66484 | 0.82182 | -0.033057 | -0.96088 | 0.82182 | 0.77575
215 | 0.31 | 0.3 | South/Central | NC | Charlotte-Douglas.Intl.AP.723140 | 3 | 2994711 | 45.5221 | 9.5678 | 59.6091 | 45.4145 | 14.1946 | 898.28 | 1.3714 | 14.99 | 1.3886 | -0.017236 | 17.0856 | -0.35016 | -3.91 | -0.34978 | -0.00037675 | -4.4908 | 0.69625 | -17.36 | 2.0668 | -1.3705 | -27.9083 | 1.3714 | 14.99 | 1.3886 | -0.017236 | 17.0856 | 1.4922 | 14.48 | 1.6103 | -0.11807 | 15.9228 | 0.039621 | 1.8036 | 0.37908 | 2.3618 | 35.5907 | 0.054336 | -0.013874 | 0.027586 | 0.054336 | 0.059122 | 0.59392 | -0.15492 | -0.68782 | 0.59392 | 0.57371 | 0.67695 | -0.17793 | -1.1058 | 0.67695 | 0.63088 | 0.039621 | 1.8036 | 0.37908 | 2.3618 | 35.5907 | 0.054336 | -0.013874 | 0.027586 | 0.054336 | 0.059122 | 0.59392 | -0.15492 | -0.68782 | 0.59392 | 0.57371 | 0.67695 | -0.17793 | -1.1058 | 0.67695 | 0.63088
216 | 0.31 | 0.32 | South/Central | NC | Charlotte-Douglas.Intl.AP.723140 | 3 | 2994711 | 45.0399 | 9.7786 | 59.4086 | 44.9334 | 14.4752 | 901.18 | 1.5718 | 12.09 | 1.8696 | -0.2978 | 12.1135 | -0.1497 | -6.81 | 0.13124 | -0.28094 | -9.4629 | 0.8967 | -20.26 | 2.5478 | -1.6511 | -32.8804 | 1.5718 | 12.09 | 1.8696 | -0.2978 | 12.1135 | 1.6927 | 11.58 | 2.0913 | -0.39863 | 10.9507 | 0.039621 | 1.7845 | 0.38744 | 2.3538 | 35.7056 | 0.062278 | -0.0059314 | 0.035528 | 0.062278 | 0.067065 | 0.47902 | -0.26982 | -0.80272 | 0.47902 | 0.45881 | 0.47995 | -0.37493 | -1.3028 | 0.47995 | 0.43388 | 0.039621 | 1.7845 | 0.38744 | 2.3538 | 35.7056 | 0.062278 | -0.0059314 | 0.035528 | 0.062278 | 0.067065 | 0.47902 | -0.26982 | -0.80272 | 0.47902 | 0.45881 | 0.47995 | -0.37493 | -1.3028 | 0.47995 | 0.43388
217 | 0.31 | 0.35 | South/Central | NC | Charlotte-Douglas.Intl.AP.723140 | 3 | 2994711 | 44.3555 | 10.0902 | 59.1556 | 44.2507 | 14.9049 | 906.3 | 1.8249 | 6.97 | 2.5524 | -0.72751 | 3.8084 | 0.10338 | -11.93 | 0.81403 | -0.71065 | -17.768 | 1.1498 | -25.38 | 3.2306 | -2.0808 | -41.1854 | 1.8249 | 6.97 | 2.5524 | -0.72751 | 3.8084 | 1.9457 | 6.46 | 2.7741 | -0.82834 | 2.6456 | 0.039621 | 1.7574 | 0.39978 | 2.3438 | 35.9085 | 0.072305 | 0.0040959 | 0.045556 | 0.072305 | 0.077092 | 0.27616 | -0.47268 | -1.0056 | 0.27616 | 0.25595 | 0.15089 | -0.70399 | -1.6318 | 0.15089 | 0.10482 | 0.039621 | 1.7574 | 0.39978 | 2.3438 | 35.9085 | 0.072305 | 0.0040959 | 0.045556 | 0.072305 | 0.077092 | 0.27616 | -0.47268 | -1.0056 | 0.27616 | 0.25595 | 0.15089 | -0.70399 | -1.6318 | 0.15089 | 0.10482
218 | 0.31 | 0.37 | South/Central | NC | Charlotte-Douglas.Intl.AP.723140 | 3 | 2994711 | 43.9139 | 10.3105 | 59.0051 | 43.8101 | 15.1949 | 909.95 | 1.9754 | 3.32 | 2.9929 | -1.0175 | -2.0569 | 0.25387 | -15.58 | 1.2545 | -1.0007 | -23.6333 | 1.3003 | -29.03 | 3.6711 | -2.3708 | -47.0507 | 1.9754 | 3.32 | 2.9929 | -1.0175 | -2.0569 | 2.0962 | 2.81 | 3.2146 | -1.1184 | -3.2197 | 0.039621 | 1.7399 | 0.40851 | 2.3378 | 36.0531 | 0.078268 | 0.010059 | 0.051518 | 0.078268 | 0.083055 | 0.13154 | -0.6173 | -1.1502 | 0.13154 | 0.11133 | -0.081495 | -0.93638 | -1.8642 | -0.081495 | -0.12757 | 0.039621 | 1.7399 | 0.40851 | 2.3378 | 36.0531 | 0.078268 | 0.010059 | 0.051518 | 0.078268 | 0.083055 | 0.13154 | -0.6173 | -1.1502 | 0.13154 | 0.11133 | -0.081495 | -0.93638 | -1.8642 | -0.081495 | -0.12757
219 | 0.31 | 0.4 | South/Central | NC | Charlotte-Douglas.Intl.AP.723140 | 3 | 2994711 | 43.2904 | 10.6221 | 58.8037 | 43.188 | 15.6157 | 915.5 | 2.1768 | -2.23 | 3.6151 | -1.4383 | -10.7836 | 0.45524 | -21.13 | 1.8767 | -1.4214 | -32.36 | 1.5016 | -34.58 | 4.2932 | -2.7916 | -55.7775 | 2.1768 | -2.23 | 3.6151 | -1.4383 | -10.7836 | 2.2976 | -2.74 | 3.8367 | -1.5391 | -11.9464 | 0.039621 | 1.7152 | 0.42086 | 2.3299 | 36.273 | 0.086246 | 0.018037 | 0.059497 | 0.086246 | 0.091033 | -0.088355 | -0.83719 | -1.3701 | -0.088355 | -0.10856 | -0.42726 | -1.2821 | -2.21 | -0.42726 | -0.47333 | 0.039621 | 1.7152 | 0.42086 | 2.3299 | 36.273 | 0.086246 | 0.018037 | 0.059497 | 0.086246 | 0.091033 | -0.088355 | -0.83719 | -1.3701 | -0.088355 | -0.10856 | -0.42726 | -1.2821 | -2.21 | -0.42726 | -0.47333
220 | 0.31 | 0.42 | South/Central | NC | Charlotte-Douglas.Intl.AP.723140 | 3 | 2994711 | 42.8979 | 10.8427 | 58.7117 | 42.7965 | 15.9151 | 919.98 | 2.2688 | -6.71 | 4.0066 | -1.7377 | -17.6503 | 0.54728 | -25.61 | 2.2682 | -1.7209 | -39.2268 | 1.5937 | -39.06 | 4.6847 | -3.091 | -62.6442 | 2.2688 | -6.71 | 4.0066 | -1.7377 | -17.6503 | 2.3896 | -7.22 | 4.2282 | -1.8386 | -18.8132 | 0.039621 | 1.6997 | 0.4296 | 2.3262 | 36.4505 | 0.089893 | 0.021684 | 0.063143 | 0.089893 | 0.09468 | -0.26586 | -1.0147 | -1.5476 | -0.26586 | -0.28606 | -0.69932 | -1.5542 | -2.482 | -0.69932 | -0.7454 | 0.039621 | 1.6997 | 0.4296 | 2.3262 | 36.4505 | 0.089893 | 0.021684 | 0.063143 | 0.089893 | 0.09468 | -0.26586 | -1.0147 | -1.5476 | -0.26586 | -0.28606 | -0.69932 | -1.5542 | -2.482 | -0.69932 | -0.7454
221 | 0.31 | 0.47 | South/Central | NC | Charlotte-Douglas.Intl.AP.723140 | 3 | 2994711 | 41.8824 | 11.4549 | 58.5189 | 41.7834 | 16.7354 | 933.02 | 2.4616 | -19.75 | 5.0197 | -2.558 | -37.2199 | 0.74007 | -38.65 | 3.2813 | -2.5412 | -58.7964 | 1.7865 | -52.1 | 5.6978 | -3.9113 | -82.2138 | 2.4616 | -19.75 | 5.0197 | -2.558 | -37.2199 | 2.5824 | -20.26 | 5.2413 | -2.6589 | -38.3828 | 0.039621 | 1.6594 | 0.45385 | 2.3186 | 36.9672 | 0.097532 | 0.029322 | 0.070782 | 0.097532 | 0.10232 | -0.78251 | -1.5314 | -2.0643 | -0.78251 | -0.80272 | -1.4747 | -2.3296 | -3.2574 | -1.4747 | -1.5208 | 0.039621 | 1.6594 | 0.45385 | 2.3186 | 36.9672 | 0.097532 | 0.029322 | 0.070782 | 0.097532 | 0.10232 | -0.78251 | -1.5314 | -2.0643 | -0.78251 | -0.80272 | -1.4747 | -2.3296 | -3.2574 | -1.4747 | -1.5208
222 | 0.32 | 0.17 | South/Central | NC | Charlotte-Douglas.Intl.AP.723140 | 3 | 2994711 | 48.3053 | 8.603 | 61.0164 | 48.1912 | 12.8252 | 888.9 | -0.035948 | 24.37 | -1.3881 | 1.3522 | 35.8645 | -1.7575 | 5.47 | -3.1265 | 1.369 | 14.288 | -0.71109 | -7.98 | -0.70997 | -0.0011212 | -9.1294 | -0.035948 | 24.37 | -1.3881 | 1.3522 | 35.8645 | 0.084858 | 23.86 | -1.1665 | 1.2513 | 34.7016 | 0.039621 | 1.9139 | 0.34086 | 2.4175 | 35.2191 | -0.0014243 | -0.069634 | -0.028174 | -0.0014243 | 0.0033622 | 0.96556 | 0.21673 | -0.31618 | 0.96556 | 0.94536 | 1.421 | 0.56611 | -0.36172 | 1.421 | 1.3749 | 0.039621 | 1.9139 | 0.34086 | 2.4175 | 35.2191 | -0.0014243 | -0.069634 | -0.028174 | -0.0014243 | 0.0033622 | 0.96556 | 0.21673 | -0.31618 | 0.96556 | 0.94536 | 1.421 | 0.56611 | -0.36172 | 1.421 | 1.3749
223 | 0.32 | 0.19 | South/Central | NC | Charlotte-Douglas.Intl.AP.723140 | 3 | 2994711 | 47.7125 | 8.8339 | 60.7445 | 47.5998 | 13.1447 | 891.7 | 0.23597 | 21.57 | -0.79668 | 1.0326 | 30.7606 | -1.4856 | 2.67 | -2.5351 | 1.0495 | 9.1841 | -0.43918 | -10.78 | -0.11854 | -0.32063 | -14.2333 | 0.23597 | 21.57 | -0.79668 | 1.0326 | 30.7606 | 0.35677 | 21.06 | -0.57504 | 0.93182 | 29.5977 | 0.039621 | 1.8904 | 0.35001 | 2.4068 | 35.33 | 0.0093492 | -0.05886 | -0.017401 | 0.0093492 | 0.014136 | 0.85462 | 0.10579 | -0.42711 | 0.85462 | 0.83442 | 1.2188 | 0.36388 | -0.56394 | 1.2188 | 1.1727 | 0.039621 | 1.8904 | 0.35001 | 2.4068 | 35.33 | 0.0093492 | -0.05886 | -0.017401 | 0.0093492 | 0.014136 | 0.85462 | 0.10579 | -0.42711 | 0.85462 | 0.83442 | 1.2188 | 0.36388 | -0.56394 | 1.2188 | 1.1727
227 | 0.32 | 0.27 | South/Central | NC | Charlotte-Douglas.Intl.AP.723140 | 3 | 2994711 | 46.1538 | 9.4466 | 60.0597 | 46.0447 | 14.0149 | 899.99 | 0.92081 | 13.28 | 0.75835 | 0.16246 | 16.1472 | -0.80074 | -5.62 | -0.98006 | 0.17932 | -5.4292 | 0.24567 | -19.07 | 1.4365 | -1.1908 | -28.8467 | 0.92081 | 13.28 | 0.75835 | 0.16246 | 16.1472 | 1.0416 | 12.77 | 0.97999 | 0.061627 | 14.9844 | 0.039621 | 1.8287 | 0.37428 | 2.3796 | 35.6585 | 0.036483 | -0.031726 | 0.0097337 | 0.036483 | 0.04127 | 0.52617 | -0.22267 | -0.75557 | 0.52617 | 0.50596 | 0.63977 | -0.21511 | -1.1429 | 0.63977 | 0.5937 | 0.039621 | 1.8287 | 0.37428 | 2.3796 | 35.6585 | 0.036483 | -0.031726 | 0.0097337 | 0.036483 | 0.04127 | 0.52617 | -0.22267 | -0.75557 | 0.52617 | 0.50596 | 0.63977 | -0.21511 | -1.1429 | 0.63977 | 0.5937
229 | 0.32 | 0.32 | South/Central | NC | Charlotte-Douglas.Intl.AP.723140 | 3 | 2994711 | 45.3904 | 9.7681 | 59.7585 | 45.2831 | 14.4753 | 905.11 | 1.222 | 8.16 | 1.52 | -0.29796 | 7.6329 | -0.49954 | -10.74 | -0.21844 | -0.2811 | -13.9436 | 0.54687 | -24.19 | 2.1981 | -1.6512 | -37.361 | 1.222 | 8.16 | 1.52 | -0.29796 | 7.6329 | 1.3428 | 7.65 | 1.7416 | -0.39879 | 6.47 | 0.039621 | 1.7984 | 0.38702 | 2.3677 | 35.8614 | 0.048417 | -0.019792 | 0.021668 | 0.048417 | 0.053204 | 0.32331 | -0.42553 | -0.95843 | 0.32331 | 0.3031 | 0.30242 | -0.55246 | -1.4803 | 0.30242 | 0.25635 | 0.039621 | 1.7984 | 0.38702 | 2.3677 | 35.8614 | 0.048417 | -0.019792 | 0.021668 | 0.048417 | 0.053204 | 0.32331 | -0.42553 | -0.95843 | 0.32331 | 0.3031 | 0.30242 | -0.55246 | -1.4803 | 0.30242 | 0.25635
231 | 0.32 | 0.37 | South/Central | NC | Charlotte-Douglas.Intl.AP.723140 | 3 | 2994711 | 44.2639 | 10.291 | 59.3453 | 44.1593 | 15.186 | 913.57 | 1.6351 | -0.3 | 2.6438 | -1.0086 | -6.1725 | -0.086401 | -19.2 | 0.90539 | -0.99179 | -27.749 | 0.96001 | -32.65 | 3.3219 | -2.3619 | -51.1664 | 1.6351 | -0.3 | 2.6438 | -1.0086 | -6.1725 | 1.756 | -0.81 | 2.8654 | -1.1095 | -7.3354 | 0.039621 | 1.7538 | 0.40774 | 2.3513 | 36.1965 | 0.064786 | -0.0034233 | 0.038036 | 0.064786 | 0.069573 | -0.011886 | -0.76072 | -1.2936 | -0.011886 | -0.032093 | -0.24456 | -1.0994 | -2.0273 | -0.24456 | -0.29064 | 0.039621 | 1.7538 | 0.40774 | 2.3513 | 36.1965 | 0.064786 | -0.0034233 | 0.038036 | 0.064786 | 0.069573 | -0.011886 | -0.76072 | -1.2936 | -0.011886 | -0.032093 | -0.24456 | -1.0994 | -2.0273 | -0.24456 | -0.29064
233 | 0.32 | 0.42 | South/Central | NC | Charlotte-Douglas.Intl.AP.723140 | 3 | 2994711 | 43.2387 | 10.8321 | 59.0418 | 43.1365 | 15.9053 | 923.47 | 1.9386 | -10.2 | 3.6666 | -1.7279 | -21.6117 | 0.21709 | -29.1 | 1.9281 | -1.7111 | -43.1881 | 1.2635 | -42.55 | 4.3447 | -3.0812 | -66.6055 | 1.9386 | -10.2 | 3.6666 | -1.7279 | -21.6117 | 2.0594 | -10.71 | 3.8882 | -1.8288 | -22.7745 | 0.039621 | 1.7132 | 0.42918 | 2.3393 | 36.5888 | 0.076811 | 0.0086012 | 0.050061 | 0.076811 | 0.081597 | -0.40413 | -1.153 | -1.6859 | -0.40413 | -0.42434 | -0.85628 | -1.7112 | -2.639 | -0.85628 | -0.90235 | 0.039621 | 1.7132 | 0.42918 | 2.3393 | 36.5888 | 0.076811 | 0.0086012 | 0.050061 | 0.076811 | 0.081597 | -0.40413 | -1.153 | -1.6859 | -0.40413 | -0.42434 | -0.85628 | -1.7112 | -2.639 | -0.85628 | -0.90235
234 | 0.32 | 0.47 | South/Central | NC | Charlotte-Douglas.Intl.AP.723140 | 3 | 2994711 | 42.2232 | 11.4442 | 58.8491 | 42.1234 | 16.7257 | 936.5 | 2.1314 | -23.23 | 4.6796 | -2.5483 | -41.1841 | 0.40981 | -42.13 | 2.9412 | -2.5314 | -62.7606 | 1.4562 | -55.58 | 5.3578 | -3.9016 | -86.178 | 2.1314 | -23.23 | 4.6796 | -2.5483 | -41.1841 | 2.2522 | -23.74 | 4.9013 | -2.6491 | -42.347 | 0.039621 | 1.6729 | 0.45343 | 2.3317 | 37.1051 | 0.084446 | 0.016237 | 0.057697 | 0.084446 | 0.089233 | -0.9204 | -1.6692 | -2.2021 | -0.9204 | -0.9406 | -1.6318 | -2.4866 | -3.4145 | -1.6318 | -1.6778 | 0.039621 | 1.6729 | 0.45343 | 2.3317 | 37.1051 | 0.084446 | 0.016237 | 0.057697 | 0.084446 | 0.089233 | -0.9204 | -1.6692 | -2.2021 | -0.9204 | -0.9406 | -1.6318 | -2.4866 | -3.4145 | -1.6318 | -1.6778
235 | 0.34 | 0.17 | South/Central | NC | Charlotte-Douglas.Intl.AP.723140 | 3 | 2994711 | 49.0062 | 8.5929 | 61.7272 | 48.8905 | 12.8367 | 897.06 | -0.74668 | 16.21 | -2.0874 | 1.3407 | 26.4616 | -2.4682 | -2.69 | -3.8258 | 1.3575 | 4.8851 | -1.4218 | -16.14 | -1.4092 | -0.012592 | -18.5323 | -0.74668 | 16.21 | -2.0874 | 1.3407 | 26.4616 | -0.62588 | 15.7 | -1.8657 | 1.2399 | 25.2987 | 0.039621 | 1.9417 | 0.34046 | 2.4457 | 35.5424 | -0.029584 | -0.097794 | -0.056334 | -0.029584 | -0.024798 | 0.64226 | -0.10658 | -0.63948 | 0.64226 | 0.62205 | 1.0484 | 0.19355 | -0.73427 | 1.0484 | 1.0024 | 0.039621 | 1.9417 | 0.34046 | 2.4457 | 35.5424 | -0.029584 | -0.097794 | -0.056334 | -0.029584 | -0.024798 | 0.64226 | -0.10658 | -0.63948 | 0.64226 | 0.62205 | 1.0484 | 0.19355 | -0.73427 | 1.0484 | 1.0024
236 | 0.34 | 0.19 | South/Central | NC | Charlotte-Douglas.Intl.AP.723140 | 3 | 2994711 | 48.4136 | 8.8233 | 61.4455 | 48.2992 | 13.1463 | 899.55 | -0.46503 | 13.72 | -1.4961 | 1.0311 | 21.7495 | -2.1866 | -5.18 | -3.2346 | 1.048 | 0.17302 | -1.1402 | -18.63 | -0.81801 | -0.32216 | -23.2444 | -0.46503 | 13.72 | -1.4961 | 1.0311 | 21.7495 | -0.34422 | 13.21 | -1.2745 | 0.93029 | 20.5866 | 0.039621 | 1.9182 | 0.34959 | 2.4345 | 35.6411 | -0.018425 | -0.086634 | -0.045175 | -0.018425 | -0.013638 | 0.5436 | -0.20524 | -0.73814 | 0.5436 | 0.52339 | 0.86174 | 0.0068553 | -0.92097 | 0.86174 | 0.81566 | 0.039621 | 1.9182 | 0.34959 | 2.4345 | 35.6411 | -0.018425 | -0.086634 | -0.045175 | -0.018425 | -0.013638 | 0.5436 | -0.20524 | -0.73814 | 0.5436 | 0.52339 | 0.86174 | 0.0068553 | -0.92097 | 0.86174 | 0.81566
237 | 0.34 | 0.2 | South/Central | NC | Charlotte-Douglas.Intl.AP.723140 | 3 | 2994711 | 48.1319 | 8.9342 | 61.3148 | 48.0182 | 13.2965 | 900.84 | -0.33429 | 12.43 | -1.2151 | 0.88084 | 19.3853 | -2.0558 | -6.47 | -2.9535 | 0.8977 | -2.1912 | -1.0094 | -19.92 | -0.53698 | -0.47244 | -25.6086 | -0.33429 | 12.43 | -1.2151 | 0.88084 | 19.3853 | -0.21348 | 11.92 | -0.99349 | 0.78001 | 18.2224 | 0.039621 | 1.907 | 0.35398 | 2.4294 | 35.6922 | -0.013245 | -0.081454 | -0.039995 | -0.013245 | -0.0084583 | 0.49249 | -0.25635 | -0.78925 | 0.49249 | 0.47228 | 0.76806 | -0.086818 | -1.0146 | 0.76806 | 0.72199 | 0.039621 | 1.907 | 0.35398 | 2.4294 | 35.6922 | -0.013245 | -0.081454 | -0.039995 | -0.013245 | -0.0084583 | 0.49249 | -0.25635 | -0.78925 | 0.49249 | 0.47228 | 0.76806 | -0.086818 | -1.0146 | 0.76806 | 0.72199
238 | 0.34 | 0.23 | South/Central | NC | Charlotte-Douglas.Intl.AP.723140 | 3 | 2994711 | 47.3079 | 9.2757 | 60.9623 | 47.1962 | 13.7662 | 905.49 | 0.018177 | 7.78 | -0.39306 | 0.41123 | 11.28 | -1.7034 | -11.12 | -2.1315 | 0.42809 | -10.2965 | -0.65696 | -24.57 | 0.28508 | -0.94205 | -33.7139 | 0.018177 | 7.78 | -0.39306 | 0.41123 | 11.28 | 0.13898 | 7.27 | -0.17142 | 0.3104 | 10.1171 | 0.039621 | 1.8744 | 0.36751 | 2.4154 | 35.8764 | 0.00072018 | -0.067489 | -0.02603 | 0.00072018 | 0.0055067 | 0.30825 | -0.44059 | -0.97349 | 0.30825 | 0.28804 | 0.44692 | -0.40796 | -1.3358 | 0.44692 | 0.40085 | 0.039621 | 1.8744 | 0.36751 | 2.4154 | 35.8764 | 0.00072018 | -0.067489 | -0.02603 | 0.00072018 | 0.0055067 | 0.30825 | -0.44059 | -0.97349 | 0.30825 | 0.28804 | 0.44692 | -0.40796 | -1.3358 | 0.44692 | 0.40085
239 | 0.34 | 0.25 | South/Central | NC | Charlotte-Douglas.Intl.AP.723140 | 3 | 2994711 | 46.7949 | 9.506 | 60.7602 | 46.6844 | 14.0758 | 908.91 | 0.22033 | 4.36 | 0.11871 | 0.10162 | 5.5492 | -1.5012 | -14.54 | -1.6197 | 0.11848 | -16.0273 | -0.45482 | -27.99 | 0.79685 | -1.2517 | -39.4447 | 0.22033 | 4.36 | 0.11871 | 0.10162 | 5.5492 | 0.34113 | 3.85 | 0.34035 | 0.00078668 | 4.3864 | 0.039621 | 1.8541 | 0.37664 | 2.4074 | 36.0119 | 0.0087295 | -0.05948 | -0.01802 | 0.0087295 | 0.013516 | 0.17275 | -0.57609 | -1.109 | 0.17275 | 0.15254 | 0.21987 | -0.63502 | -1.5628 | 0.21987 | 0.17379 | 0.039621 | 1.8541 | 0.37664 | 2.4074 | 36.0119 | 0.0087295 | -0.05948 | -0.01802 | 0.0087295 | 0.013516 | 0.17275 | -0.57609 | -1.109 | 0.17275 | 0.15254 | 0.21987 | -0.63502 | -1.5628 | 0.21987 | 0.17379
240 | 0.34 | 0.27 | South/Central | NC | Charlotte-Douglas.Intl.AP.723140 | 3 | 2994711 | 46.8548 | 9.4266 | 60.7508 | 46.7442 | 14.0066 | 907.57 | 0.22972 | 5.7 | 0.058888 | 0.17083 | 7.5287 | -1.4918 | -13.2 | -1.6795 | 0.18769 | -14.0477 | -0.44542 | -26.65 | 0.73703 | -1.1825 | -37.4651 | 0.22972 | 5.7 | 0.058888 | 0.17083 | 7.5287 | 0.35053 | 5.19 | 0.28053 | 0.069999 | 6.3659 | 0.039621 | 1.8564 | 0.37349 | 2.407 | 35.9588 | 0.0091017 | -0.059108 | -0.017648 | 0.0091017 | 0.013888 | 0.22584 | -0.523 | -1.0559 | 0.22584 | 0.20563 | 0.2983 | -0.55658 | -1.4844 | 0.2983 | 0.25222 | 0.039621 | 1.8564 | 0.37349 | 2.407 | 35.9588 | 0.0091017 | -0.059108 | -0.017648 | 0.0091017 | 0.013888 | 0.22584 | -0.523 | -1.0559 | 0.22584 | 0.20563 | 0.2983 | -0.55658 | -1.4844 | 0.2983 | 0.25222
241 | 0.34 | 0.3 | South/Central | NC | Charlotte-Douglas.Intl.AP.723140 | 3 | 2994711 | 46.5731 | 9.5372 | 60.6403 | 46.4631 | 14.1773 | 909.45 | 0.34013 | 3.82 | 0.34001 | 0.00012206 | 4.3557 | -1.3814 | -15.08 | -1.3984 | 0.016982 | -17.2207 | -0.33501 | -28.53 | 1.0182 | -1.3532 | -40.6382 | 0.34013 | 3.82 | 0.34001 | 0.00012206 | 4.3557 | 0.46094 | 3.31 | 0.56165 | -0.10071 | 3.1929 | 0.039621 | 1.8453 | 0.37787 | 2.4026 | 36.0333 | 0.013476 | -0.054733 | -0.013273 | 0.013476 | 0.018263 | 0.15135 | -0.59748 | -1.1304 | 0.15135 | 0.13115 | 0.17258 | -0.6823 | -1.6101 | 0.17258 | 0.1265 | 0.039621 | 1.8453 | 0.37787 | 2.4026 | 36.0333 | 0.013476 | -0.054733 | -0.013273 | 0.013476 | 0.018263 | 0.15135 | -0.59748 | -1.1304 | 0.15135 | 0.13115 | 0.17258 | -0.6823 | -1.6101 | 0.17258 | 0.1265
242 | 0.34 | 0.32 | South/Central | NC | Charlotte-Douglas.Intl.AP.723140 | 3 | 2994711 | 46.0817 | 9.7388 | 60.4305 | 45.9728 | 14.4577 | 912.28 | 0.54998 | 0.99 | 0.83027 | -0.28029 | -0.49203 | -1.1716 | -17.91 | -0.90814 | -0.26343 | -22.0685 | -0.12516 | -31.36 | 1.5084 | -1.6336 | -45.4859 | 0.54998 | 0.99 | 0.83027 | -0.28029 | -0.49203 | 0.67079 | 0.48 | 1.0519 | -0.38112 | -1.6549 | 0.039621 | 1.8258 | 0.38586 | 2.3943 | 36.1454 | 0.021791 | -0.046419 | -0.004959 | 0.021791 | 0.026577 | 0.039225 | -0.70961 | -1.2425 | 0.039225 | 0.019018 | -0.019495 | -0.87438 | -1.8022 | -0.019495 | -0.065568 | 0.039621 | 1.8258 | 0.38586 | 2.3943 | 36.1454 | 0.021791 | -0.046419 | -0.004959 | 0.021791 | 0.026577 | 0.039225 | -0.70961 | -1.2425 | 0.039225 | 0.019018 | -0.019495 | -0.87438 | -1.8022 | -0.019495 | -0.065568
243 | 0.34 | 0.35 | South/Central | NC | Charlotte-Douglas.Intl.AP.723140 | 3 | 2994711 | 45.3882 | 10.059 | 60.1679 | 45.281 | 14.8869 | 917.23 | 0.81261 | -3.96 | 1.5221 | -0.70948 | -8.6613 | -0.90894 | -22.86 | -0.21631 | -0.69263 | -30.2377 | 0.13747 | -36.31 | 2.2002 | -2.0628 | -53.6552 | 0.81261 | -3.96 | 1.5221 | -0.70948 | -8.6613 | 0.93342 | -4.47 | 1.7437 | -0.81032 | -9.8241 | 0.039621 | 1.7983 | 0.39855 | 2.3839 | 36.3416 | 0.032196 | -0.036013 | 0.0054466 | 0.032196 | 0.036983 | -0.1569 | -0.90574 | -1.4386 | -0.1569 | -0.17711 | -0.34317 | -1.198 | -2.1259 | -0.34317 | -0.38924 | 0.039621 | 1.7983 | 0.39855 | 2.3839 | 36.3416 | 0.032196 | -0.036013 | 0.0054466 | 0.032196 | 0.036983 | -0.1569 | -0.90574 | -1.4386 | -0.1569 | -0.17711 | -0.34317 | -1.198 | -2.1259 | -0.34317 | -0.38924
244 | 0.34 | 0.37 | South/Central | NC | Charlotte-Douglas.Intl.AP.723140 | 3 | 2994711 | 44.955 | 10.2699 | 60.0253 | 44.8488 | 15.1765 | 920.99 | 0.95522 | -7.72 | 1.9543 | -0.99908 | -14.616 | -0.76633 | -26.62 | 0.21589 | -0.98222 | -36.1924 | 0.28008 | -40.07 | 2.6324 | -2.3524 | -59.6098 | 0.95522 | -7.72 | 1.9543 | -0.99908 | -14.616 | 1.076 | -8.23 | 2.1759 | -1.0999 | -15.7788 | 0.039621 | 1.7812 | 0.4069 | 2.3783 | 36.4905 | 0.037847 | -0.030363 | 0.011097 | 0.037847 | 0.042633 | -0.30587 | -1.0547 | -1.5876 | -0.30587 | -0.32608 | -0.5791 | -1.434 | -2.3618 | -0.5791 | -0.62517 | 0.039621 | 1.7812 | 0.4069 | 2.3783 | 36.4905 | 0.037847 | -0.030363 | 0.011097 | 0.037847 | 0.042633 | -0.30587 | -1.0547 | -1.5876 | -0.30587 | -0.32608 | -0.5791 | -1.434 | -2.3618 | -0.5791 | -0.62517
245 | 0.34 | 0.4 | South/Central | NC | Charlotte-Douglas.Intl.AP.723140 | 3 | 2994711 | 44.3222 | 10.5814 | 59.8141 | 44.2175 | 15.5965 | 926.38 | 1.1664 | -13.11 | 2.5856 | -1.4192 | -23.1984 | -0.55513 | -32.01 | 0.84716 | -1.4023 | -44.7749 | 0.49128 | -45.46 | 3.2637 | -2.7724 | -68.1923 | 1.1664 | -13.11 | 2.5856 | -1.4192 | -23.1984 | 1.2872 | -13.62 | 2.8072 | -1.52 | -24.3612 | 0.039621 | 1.7561 | 0.41925 | 2.3699 | 36.7041 | 0.046215 | -0.021995 | 0.019465 | 0.046215 | 0.051001 | -0.51943 | -1.2683 | -1.8012 | -0.51943 | -0.53964 | -0.91914 | -1.774 | -2.7018 | -0.91914 | -0.96522 | 0.039621 | 1.7561 | 0.41925 | 2.3699 | 36.7041 | 0.046215 | -0.021995 | 0.019465 | 0.046215 | 0.051001 | -0.51943 | -1.2683 | -1.8012 | -0.51943 | -0.53964 | -0.91914 | -1.774 | -2.7018 | -0.91914 | -0.96522
246 | 0.34 | 0.42 | South/Central | NC | Charlotte-Douglas.Intl.AP.723140 | 3 | 2994711 | 43.9198 | 10.8024 | 59.7032 | 43.8161 | 15.8872 | 930.51 | 1.2773 | -17.24 | 2.987 | -1.7098 | -29.587 | -0.44428 | -36.14 | 1.2486 | -1.6929 | -51.1634 | 0.60213 | -49.59 | 3.6652 | -3.063 | -74.5809 | 1.2773 | -17.24 | 2.987 | -1.7098 | -29.587 | 1.3981 | -17.75 | 3.2087 | -1.8106 | -30.7498 | 0.039621 | 1.7401 | 0.428 | 2.3655 | 36.8677 | 0.050607 | -0.017603 | 0.023857 | 0.050607 | 0.055393 | -0.68307 | -1.4319 | -1.9648 | -0.68307 | -0.70327 | -1.1723 | -2.0271 | -2.955 | -1.1723 | -1.2183 | 0.039621 | 1.7401 | 0.428 | 2.3655 | 36.8677 | 0.050607 | -0.017603 | 0.023857 | 0.050607 | 0.055393 | -0.68307 | -1.4319 | -1.9648 | -0.68307 | -0.70327 | -1.1723 | -2.0271 | -2.955 | -1.1723 | -1.2183
247 | 0.34 | 0.47 | South/Central | NC | Charlotte-Douglas.Intl.AP.723140 | 3 | 2994711 | 42.8945 | 11.4136 | 59.4997 | 42.7932 | 16.7065 | 943.36 | 1.4808 | -30.09 | 4.0099 | -2.5291 | -48.9933 | -0.24076 | -48.99 | 2.2715 | -2.5122 | -70.5698 | 0.80565 | -62.44 | 4.688 | -3.8824 | -93.9872 | 1.4808 | -30.09 | 4.0099 | -2.5291 | -48.9933 | 1.6016 | -30.6 | 4.2315 | -2.6299 | -50.1562 | 0.039621 | 1.6995 | 0.45222 | 2.3574 | 37.3769 | 0.05867 | -0.009539 | 0.031921 | 0.05867 | 0.063457 | -1.1922 | -1.941 | -2.4739 | -1.1922 | -1.2124 | -1.9412 | -2.796 | -3.7239 | -1.9412 | -1.9872 | 0.039621 | 1.6995 | 0.45222 | 2.3574 | 37.3769 | 0.05867 | -0.009539 | 0.031921 | 0.05867 | 0.063457 | -1.1922 | -1.941 | -2.4739 | -1.1922 | -1.2124 | -1.9412 | -2.796 | -3.7239 | -1.9412 | -1.9872
248 | 0.2 | 0.21 | South/Central | NC | Charlotte-Douglas.Intl.AP.723140 | 3 | 2994711 | 42.7028 | 9.187 | 56.0991 | 42.6017 | 13.4974 | 846.33 | 4.8813 | 66.94 | 4.2014 | 0.67994 | 80.7289 | 3.1598 | 48.04 | 2.463 | 0.6968 | 59.1524 | 4.2062 | 34.59 | 4.8795 | -0.67334 | 35.735 | 4.8813 | 66.94 | 4.2014 | 0.67994 | 80.7289 | 5.0022 | 66.43 | 4.423 | 0.57911 | 79.566 | 0.039621 | 1.6919 | 0.364 | 2.2227 | 33.5324 | 0.1934 | 0.12519 | 0.16665 | 0.1934 | 0.19819 | 2.6522 | 1.9034 | 1.3705 | 2.6522 | 2.632 | 3.1986 | 2.3437 | 1.4159 | 3.1986 | 3.1525 | 0.039621 | 1.6919 | 0.364 | 2.2227 | 33.5324 | 0.1934 | 0.12519 | 0.16665 | 0.1934 | 0.19819 | 2.6522 | 1.9034 | 1.3705 | 2.6522 | 2.632 | 3.1986 | 2.3437 | 1.4159 | 3.1986 | 3.1525
249 | 0.21 | 0.21 | South/Central | NC | Charlotte-Douglas.Intl.AP.723140 | 3 | 2994711 | 43.0834 | 9.1764 | 56.4792 | 42.9814 | 13.4978 | 850.58 | 4.5013 | 62.69 | 3.8217 | 0.6796 | 75.8569 | 2.7798 | 43.79 | 2.0833 | 0.69646 | 54.2804 | 3.8262 | 30.34 | 4.4998 | -0.67368 | 30.863 | 4.5013 | 62.69 | 3.8217 | 0.6796 | 75.8569 | 4.6221 | 62.18 | 4.0433 | 0.57877 | 74.694 | 0.039621 | 1.707 | 0.36358 | 2.2378 | 33.7008 | 0.17835 | 0.11014 | 0.1516 | 0.17835 | 0.18313 | 2.4838 | 1.735 | 1.2021 | 2.4838 | 2.4636 | 3.0055 | 2.1506 | 1.2228 | 3.0055 | 2.9595 | 0.039621 | 1.707 | 0.36358 | 2.2378 | 33.7008 | 0.17835 | 0.11014 | 0.1516 | 0.17835 | 0.18313 | 2.4838 | 1.735 | 1.2021 | 2.4838 | 2.4636 | 3.0055 | 2.1506 | 1.2228 | 3.0055 | 2.9595
250 | 0.22 | 0.21 | South/Central | NC | Charlotte-Douglas.Intl.AP.723140 | 3 | 2994711 | 43.464 | 9.1666 | 56.8592 | 43.3611 | 13.4981 | 854.81 | 4.1213 | 58.46 | 3.442 | 0.67927 | 70.9849 | 2.3997 | 39.56 | 1.7036 | 0.69613 | 49.4084 | 3.4461 | 26.11 | 4.1202 | -0.67401 | 25.991 | 4.1213 | 58.46 | 3.442 | 0.67927 | 70.9849 | 4.2421 | 57.95 | 3.6637 | 0.57844 | 69.822 | 0.039621 | 1.7221 | 0.36319 | 2.2528 | 33.8684 | 0.16329 | 0.09508 | 0.13654 | 0.16329 | 0.16808 | 2.3162 | 1.5674 | 1.0345 | 2.3162 | 2.296 | 2.8125 | 1.9576 | 1.0298 | 2.8125 | 2.7664 | 0.039621 | 1.7221 | 0.36319 | 2.2528 | 33.8684 | 0.16329 | 0.09508 | 0.13654 | 0.16329 | 0.16808 | 2.3162 | 1.5674 | 1.0345 | 2.3162 | 2.296 | 2.8125 | 1.9576 | 1.0298 | 2.8125 | 2.7664
251 | 0.23 | 0.21 | South/Central | NC | Charlotte-Douglas.Intl.AP.723140 | 3 | 2994711 | 43.8353 | 9.1561 | 57.2207 | 43.7315 | 13.4892 | 858.68 | 3.7598 | 54.59 | 3.0716 | 0.68822 | 66.5995 | 2.0382 | 35.69 | 1.3332 | 0.70508 | 45.023 | 3.0846 | 22.24 | 3.7497 | -0.66506 | 21.6056 | 3.7598 | 54.59 | 3.0716 | 0.68822 | 66.5995 | 3.8806 | 54.08 | 3.2932 | 0.58739 | 65.4366 | 0.039621 | 1.7368 | 0.36277 | 2.2671 | 34.0218 | 0.14897 | 0.080757 | 0.12222 | 0.14897 | 0.15375 | 2.1629 | 1.4141 | 0.88117 | 2.1629 | 2.1427 | 2.6387 | 1.7839 | 0.85604 | 2.6387 | 2.5927 | 0.039621 | 1.7368 | 0.36277 | 2.2671 | 34.0218 | 0.14897 | 0.080757 | 0.12222 | 0.14897 | 0.15375 | 2.1629 | 1.4141 | 0.88117 | 2.1629 | 2.1427 | 2.6387 | 1.7839 | 0.85604 | 2.6387 | 2.5927
252 | 0.24 | 0.21 | South/Central | NC | Charlotte-Douglas.Intl.AP.723140 | 3 | 2994711 | 44.2061 | 9.146 | 57.5907 | 44.1015 | 13.4892 | 862.8 | 3.3898 | 50.47 | 2.7016 | 0.68816 | 61.8634 | 1.6682 | 31.57 | 0.96323 | 0.70502 | 40.2869 | 2.7147 | 18.12 | 3.3798 | -0.66512 | 16.8695 | 3.3898 | 50.47 | 2.7016 | 0.68816 | 61.8634 | 3.5106 | 49.96 | 2.9233 | 0.58733 | 60.7005 | 0.039621 | 1.7515 | 0.36237 | 2.2818 | 34.185 | 0.13431 | 0.066098 | 0.10756 | 0.13431 | 0.13909 | 1.9997 | 1.2508 | 0.71793 | 1.9997 | 1.9795 | 2.4511 | 1.5962 | 0.66839 | 2.4511 | 2.405 | 0.039621 | 1.7515 | 0.36237 | 2.2818 | 34.185 | 0.13431 | 0.066098 | 0.10756 | 0.13431 | 0.13909 | 1.9997 | 1.2508 | 0.71793 | 1.9997 | 1.9795 | 2.4511 | 1.5962 | 0.66839 | 2.4511 | 2.405
253 | 0.25 | 0.21 | South/Central | NC | Charlotte-Douglas.Intl.AP.723140 | 3 | 2994711 | 44.5858 | 9.1355 | 57.9606 | 44.4803 | 13.4803 | 866.74 | 3.0199 | 46.53 | 2.3228 | 0.69709 | 57.3695 | 1.2983 | 27.63 | 0.58437 | 0.71394 | 35.793 | 2.3447 | 14.18 | 3.0009 | -0.6562 | 12.3756 | 3.0199 | 46.53 | 2.3228 | 0.69709 | 57.3695 | 3.1407 | 46.02 | 2.5444 | 0.59625 | 56.2066 | 0.039621 | 1.7665 | 0.36196 | 2.2965 | 34.3411 | 0.11965 | 0.051441 | 0.0929 | 0.11965 | 0.12444 | 1.8436 | 1.0947 | 0.56183 | 1.8436 | 1.8234 | 2.273 | 1.4182 | 0.49033 | 2.273 | 2.227 | 0.039621 | 1.7665 | 0.36196 | 2.2965 | 34.3411 | 0.11965 | 0.051441 | 0.0929 | 0.11965 | 0.12444 | 1.8436 | 1.0947 | 0.56183 | 1.8436 | 1.8234 | 2.273 | 1.4182 | 0.49033 | 2.273 | 2.227
254 | 0.26 | 0.21 | South/Central | NC | Charlotte-Douglas.Intl.AP.723140 | 3 | 2994711 | 44.9571 | 9.1255 | 58.3313 | 44.8508 | 13.4805 | 870.89 | 2.6492 | 42.38 | 1.9523 | 0.69688 | 52.6208 | 0.92765 | 23.48 | 0.21392 | 0.71374 | 31.0443 | 1.9741 | 10.03 | 2.6305 | -0.6564 | 7.6269 | 2.6492 | 42.38 | 1.9523 | 0.69688 | 52.6208 | 2.77 | 41.87 | 2.174 | 0.59605 | 51.4579 | 0.039621 | 1.7812 | 0.36156 | 2.3111 | 34.5055 | 0.10496 | 0.036755 | 0.078214 | 0.10496 | 0.10975 | 1.6791 | 0.9303 | 0.3974 | 1.6791 | 1.6589 | 2.0849 | 1.23 | 0.30219 | 2.0849 | 2.0388 | 0.039621 | 1.7812 | 0.36156 | 2.3111 | 34.5055 | 0.10496 | 0.036755 | 0.078214 | 0.10496 | 0.10975 | 1.6791 | 0.9303 | 0.3974 | 1.6791 | 1.6589 | 2.0849 | 1.23 | 0.30219 | 2.0849 | 2.0388
255 | 0.27 | 0.21 | South/Central | NC | Charlotte-Douglas.Intl.AP.723140 | 3 | 2994711 | 45.3277 | 9.1058 | 58.6828 | 45.2205 | 13.4623 | 874.49 | 2.2976 | 38.78 | 1.5826 | 0.71504 | 48.6101 | 0.57609 | 19.88 | -0.15581 | 0.7319 | 27.0337 | 1.6225 | 6.43 | 2.2607 | -0.63824 | 3.6163 | 2.2976 | 38.78 | 1.5826 | 0.71504 | 48.6101 | 2.4185 | 38.27 | 1.8042 | 0.61421 | 47.4473 | 0.039621 | 1.7959 | 0.36078 | 2.3251 | 34.6482 | 0.091035 | 0.022825 | 0.064285 | 0.091035 | 0.095821 | 1.5365 | 0.78767 | 0.25476 | 1.5365 | 1.5163 | 1.926 | 1.0711 | 0.14328 | 1.926 | 1.8799 | 0.039621 | 1.7959 | 0.36078 | 2.3251 | 34.6482 | 0.091035 | 0.022825 | 0.064285 | 0.091035 | 0.095821 | 1.5365 | 0.78767 | 0.25476 | 1.5365 | 1.5163 | 1.926 | 1.0711 | 0.14328 | 1.926 | 1.8799
256 | 0.28 | 0.21 | South/Central | NC | Charlotte-Douglas.Intl.AP.723140 | 3 | 2994711 | 45.7073 | 9.1049 | 59.0708 | 45.5993 | 13.4716 | 878.98 | 1.9096 | 34.29 | 1.2038 | 0.7058 | 43.3968 | 0.18809 | 15.39 | -0.53457 | 0.72266 | 21.8203 | 1.2345 | 1.94 | 1.882 | -0.64748 | -1.5971 | 1.9096 | 34.29 | 1.2038 | 0.7058 | 43.3968 | 2.0304 | 33.78 | 1.4255 | 0.60496 | 42.2339 | 0.039621 | 1.811 | 0.36074 | 2.3404 | 34.8261 | 0.075662 | 0.0074523 | 0.048912 | 0.075662 | 0.080448 | 1.3586 | 0.60977 | 0.076865 | 1.3586 | 1.3384 | 1.7194 | 0.86454 | -0.06328 | 1.7194 | 1.6733 | 0.039621 | 1.811 | 0.36074 | 2.3404 | 34.8261 | 0.075662 | 0.0074523 | 0.048912 | 0.075662 | 0.080448 | 1.3586 | 0.60977 | 0.076865 | 1.3586 | 1.3384 | 1.7194 | 0.86454 | -0.06328 | 1.7194 | 1.6733
257 | 0.29 | 0.21 | South/Central | NC | Charlotte-Douglas.Intl.AP.723140 | 3 | 2994711 | 46.0682 | 9.0949 | 59.4224 | 45.9593 | 13.4631 | 882.74 | 1.5581 | 30.53 | 0.84379 | 0.71429 | 39.1263 | -0.16347 | 11.63 | -0.89462 | 0.73115 | 17.5499 | 0.88294 | -1.82 | 1.5219 | -0.63899 | -5.8676 | 1.5581 | 30.53 | 0.84379 | 0.71429 | 39.1263 | 1.6789 | 30.02 | 1.0654 | 0.61346 | 37.9635 | 0.039621 | 1.8253 | 0.36035 | 2.3544 | 34.975 | 0.061733 | -0.0064768 | 0.034983 | 0.061733 | 0.066519 | 1.2096 | 0.46079 | -0.07211 | 1.2096 | 1.1894 | 1.5502 | 0.69534 | -0.23248 | 1.5502 | 1.5042 | 0.039621 | 1.8253 | 0.36035 | 2.3544 | 34.975 | 0.061733 | -0.0064768 | 0.034983 | 0.061733 | 0.066519 | 1.2096 | 0.46079 | -0.07211 | 1.2096 | 1.1894 | 1.5502 | 0.69534 | -0.23248 | 1.5502 | 1.5042
258 | 0.3 | 0.21 | South/Central | NC | Charlotte-Douglas.Intl.AP.723140 | 3 | 2994711 | 46.4387 | 9.0843 | 59.7917 | 46.3289 | 13.4627 | 886.86 | 1.1888 | 26.41 | 0.47417 | 0.71464 | 34.4105 | -0.53274 | 7.51 | -1.2642 | 0.7315 | 12.834 | 0.51367 | -5.94 | 1.1523 | -0.63864 | -10.5834 | 1.1888 | 26.41 | 0.47417 | 0.71464 | 34.4105 | 1.3096 | 25.9 | 0.69581 | 0.61381 | 33.2476 | 0.039621 | 1.8399 | 0.35993 | 2.369 | 35.1383 | 0.047102 | -0.021108 | 0.020352 | 0.047102 | 0.051888 | 1.0464 | 0.29755 | -0.23535 | 1.0464 | 1.0262 | 1.3634 | 0.5085 | -0.41932 | 1.3634 | 1.3173 | 0.039621 | 1.8399 | 0.35993 | 2.369 | 35.1383 | 0.047102 | -0.021108 | 0.020352 | 0.047102 | 0.051888 | 1.0464 | 0.29755 | -0.23535 | 1.0464 | 1.0262 | 1.3634 | 0.5085 | -0.41932 | 1.3634 | 1.3173
259 | 0.31 | 0.21 | South/Central | NC | Charlotte-Douglas.Intl.AP.723140 | 3 | 2994711 | 46.7984 | 9.0745 | 60.1514 | 46.6878 | 13.4636 | 890.89 | 0.82908 | 22.38 | 0.11525 | 0.71383 | 29.7854 | -0.89247 | 3.48 | -1.6232 | 0.73069 | 8.209 | 0.15394 | -9.97 | 0.79339 | -0.63945 | -15.2085 | 0.82908 | 22.38 | 0.11525 | 0.71383 | 29.7854 | 0.94988 | 21.87 | 0.33689 | 0.613 | 28.6226 | 0.039621 | 1.8542 | 0.35954 | 2.3833 | 35.2979 | 0.032849 | -0.035361 | 0.0060991 | 0.032849 | 0.037635 | 0.88672 | 0.13788 | -0.39502 | 0.88672 | 0.86651 | 1.1801 | 0.32525 | -0.60257 | 1.1801 | 1.1341 | 0.039621 | 1.8542 | 0.35954 | 2.3833 | 35.2979 | 0.032849 | -0.035361 | 0.0060991 | 0.032849 | 0.037635 | 0.88672 | 0.13788 | -0.39502 | 0.88672 | 0.86651 | 1.1801 | 0.32525 | -0.60257 | 1.1801 | 1.1341
260 | 0.32 | 0.21 | South/Central | NC | Charlotte-Douglas.Intl.AP.723140 | 3 | 2994711 | 47.1495 | 9.0647 | 60.4931 | 47.0382 | 13.4549 | 894.55 | 0.48742 | 18.72 | -0.23507 | 0.72249 | 25.6461 | -1.2341 | -0.18 | -1.9735 | 0.73935 | 4.0697 | -0.18772 | -13.63 | 0.44307 | -0.63079 | -19.3477 | 0.48742 | 18.72 | -0.23507 | 0.72249 | 25.6461 | 0.60823 | 18.21 | -0.01343 | 0.62166 | 24.4833 | 0.039621 | 1.8681 | 0.35915 | 2.3968 | 35.443 | 0.019312 | -0.048897 | -0.0074377 | 0.019312 | 0.024099 | 0.7417 | -0.0071318 | -0.54003 | 0.7417 | 0.7215 | 1.0161 | 0.16124 | -0.76658 | 1.0161 | 0.97005 | 0.039621 | 1.8681 | 0.35915 | 2.3968 | 35.443 | 0.019312 | -0.048897 | -0.0074377 | 0.019312 | 0.024099 | 0.7417 | -0.0071318 | -0.54003 | 0.7417 | 0.7215 | 1.0161 | 0.16124 | -0.76658 | 1.0161 | 0.97005
261 | 0.33 | 0.21 | South/Central | NC | Charlotte-Douglas.Intl.AP.723140 | 3 | 2994711 | 47.5003 | 9.0547 | 60.8437 | 47.3881 | 13.4556 | 898.49 | 0.13675 | 14.78 | -0.58505 | 0.7218 | 21.1404 | -1.5848 | -4.12 | -2.3235 | 0.73866 | -0.43608 | -0.53839 | -17.57 | 0.09309 | -0.63148 | -23.8535 | 0.13675 | 14.78 | -0.58505 | 0.7218 | 21.1404 | 0.25756 | 14.27 | -0.36341 | 0.62097 | 19.9775 | 0.039621 | 1.882 | 0.35876 | 2.4107 | 35.5991 | 0.0054182 | -0.062791 | -0.021332 | 0.0054182 | 0.010205 | 0.5856 | -0.16324 | -0.69614 | 0.5856 | 0.56539 | 0.8376 | -0.017278 | -0.9451 | 0.8376 | 0.79153 | 0.039621 | 1.882 | 0.35876 | 2.4107 | 35.5991 | 0.0054182 | -0.062791 | -0.021332 | 0.0054182 | 0.010205 | 0.5856 | -0.16324 | -0.69614 | 0.5856 | 0.56539 | 0.8376 | -0.017278 | -0.9451 | 0.8376 | 0.79153
262 | 0.34 | 0.21 | South/Central | NC | Charlotte-Douglas.Intl.AP.723140 | 3 | 2994711 | 47.8506 | 9.0448 | 61.1842 | 47.7376 | 13.4465 | 902.13 | -0.20367 | 11.14 | -0.93453 | 0.73086 | 17.0276 | -1.9252 | -7.76 | -2.6729 | 0.74772 | -4.5488 | -0.87881 | -21.21 | -0.25639 | -0.62242 | -27.9663 | -0.20367 | 11.14 | -0.93453 | 0.73086 | 17.0276 | -0.082866 | 10.63 | -0.71289 | 0.63003 | 15.8648 | 0.039621 | 1.8959 | 0.35836 | 2.4242 | 35.7433 | -0.0080697 | -0.076279 | -0.034819 | -0.0080697 | -0.0032832 | 0.44138 | -0.30746 | -0.84036 | 0.44138 | 0.42117 | 0.67465 | -0.18023 | -1.1081 | 0.67465 | 0.62858 | 0.039621 | 1.8959 | 0.35836 | 2.4242 | 35.7433 | -0.0080697 | -0.076279 | -0.034819 | -0.0080697 | -0.0032832 | 0.44138 | -0.30746 | -0.84036 | 0.44138 | 0.42117 | 0.67465 | -0.18023 | -1.1081 | 0.67465 | 0.62858
263 | 0.35 | 0.21 | South/Central | NC | Charlotte-Douglas.Intl.AP.723140 | 3 | 2994711 | 48.2011 | 9.0441 | 61.5439 | 48.0873 | 13.4565 | 906.33 | -0.56338 | 6.94 | -1.2842 | 0.72084 | 12.1555 | -2.2849 | -11.96 | -3.0226 | 0.7377 | -9.421 | -1.2385 | -25.41 | -0.60608 | -0.63244 | -32.8384 | -0.56338 | 6.94 | -1.2842 | 0.72084 | 12.1555 | -0.44257 | 6.43 | -1.0626 | 0.62001 | 10.9926 | 0.039621 | 1.9098 | 0.35834 | 2.4384 | 35.9097 | -0.022322 | -0.090531 | -0.049071 | -0.022322 | -0.017535 | 0.27497 | -0.47387 | -1.0068 | 0.27497 | 0.25476 | 0.48161 | -0.37327 | -1.3011 | 0.48161 | 0.43554 | 0.039621 | 1.9098 | 0.35834 | 2.4384 | 35.9097 | -0.022322 | -0.090531 | -0.049071 | -0.022322 | -0.017535 | 0.27497 | -0.47387 | -1.0068 | 0.27497 | 0.25476 | 0.48161 | -0.37327 | -1.3011 | 0.48161 | 0.43554
264 | 0.36 | 0.21 | South/Central | NC | Charlotte-Douglas.Intl.AP.723140 | 3 | 2994711 | 48.5417 | 9.0342 | 61.8846 | 48.4271 | 13.4575 | 910.15 | -0.9041 | 3.12 | -1.624 | 0.71993 | 7.771 | -2.6257 | -15.78 | -3.3624 | 0.73679 | -13.8054 | -1.5792 | -29.23 | -0.94589 | -0.63335 | -37.2229 | -0.9041 | 3.12 | -1.624 | 0.71993 | 7.771 | -0.7833 | 2.61 | -1.4024 | 0.6191 | 6.6082 | 0.039621 | 1.9233 | 0.35794 | 2.4519 | 36.061 | -0.035821 | -0.10403 | -0.062571 | -0.035821 | -0.031035 | 0.12362 | -0.62522 | -1.1581 | 0.12362 | 0.10341 | 0.3079 | -0.54699 | -1.4748 | 0.3079 | 0.26182 | 0.039621 | 1.9233 | 0.35794 | 2.4519 | 36.061 | -0.035821 | -0.10403 | -0.062571 | -0.035821 | -0.031035 | 0.12362 | -0.62522 | -1.1581 | 0.12362 | 0.10341 | 0.3079 | -0.54699 | -1.4748 | 0.3079 | 0.26182
265 | 0.37 | 0.21 | South/Central | NC | Charlotte-Douglas.Intl.AP.723140 | 3 | 2994711 | 48.8914 | 9.0244 | 62.2246 | 48.7761 | 13.4486 | 913.79 | -1.2442 | -0.52 | -1.973 | 0.72881 | 3.6582 | -2.9657 | -19.42 | -3.7114 | 0.74567 | -17.9183 | -1.9193 | -32.87 | -1.2948 | -0.62447 | -41.3357 | -1.2442 | -0.52 | -1.973 | 0.72881 | 3.6582 | -1.1234 | -1.03 | -1.7513 | 0.62798 | 2.4953 | 0.039621 | 1.9371 | 0.35756 | 2.4654 | 36.2053 | -0.049295 | -0.1175 | -0.076045 | -0.049295 | -0.044509 | -0.020603 | -0.76944 | -1.3023 | -0.020603 | -0.04081 | 0.14494 | -0.70994 | -1.6378 | 0.14494 | 0.098867 | 0.039621 | 1.9371 | 0.35756 | 2.4654 | 36.2053 | -0.049295 | -0.1175 | -0.076045 | -0.049295 | -0.044509 | -0.020603 | -0.76944 | -1.3023 | -0.020603 | -0.04081 | 0.14494 | -0.70994 | -1.6378 | 0.14494 | 0.098867
266 | 0.38 | 0.21 | South/Central | NC | Charlotte-Douglas.Intl.AP.723140 | 3 | 2994711 | 49.2319 | 9.0237 | 62.5743 | 49.1158 | 13.4585 | 917.88 | -1.5938 | -4.61 | -2.3127 | 0.71889 | -1.0824 | -3.3154 | -23.51 | -4.0511 | 0.73575 | -22.6589 | -2.2689 | -36.96 | -1.6346 | -0.63439 | -46.0763 | -1.5938 | -4.61 | -2.3127 | 0.71889 | -1.0824 | -1.473 | -5.12 | -2.0911 | 0.61806 | -2.2453 | 0.039621 | 1.9506 | 0.35753 | 2.4793 | 36.3673 | -0.063148 | -0.13136 | -0.089898 | -0.063148 | -0.058361 | -0.18265 | -0.93149 | -1.4644 | -0.18265 | -0.20286 | -0.042885 | -0.89777 | -1.8256 | -0.042885 | -0.088959 | 0.039621 | 1.9506 | 0.35753 | 2.4793 | 36.3673 | -0.063148 | -0.13136 | -0.089898 | -0.063148 | -0.058361 | -0.18265 | -0.93149 | -1.4644 | -0.18265 | -0.20286 | -0.042885 | -0.89777 | -1.8256 | -0.042885 | -0.088959
267 | 0.39 | 0.21 | South/Central | NC | Charlotte-Douglas.Intl.AP.723140 | 3 | 2994711 | 49.5634 | 9.0144 | 62.9059 | 49.4465 | 13.4595 | 921.62 | -1.9255 | -8.35 | -2.6434 | 0.71791 | -5.3527 | -3.647 | -27.25 | -4.3818 | 0.73477 | -26.9292 | -2.6006 | -40.7 | -1.9652 | -0.63537 | -50.3466 | -1.9255 | -8.35 | -2.6434 | 0.71791 | -5.3527 | -1.8047 | -8.86 | -2.4217 | 0.61708 | -6.5156 | 0.039621 | 1.9638 | 0.35716 | 2.4924 | 36.5155 | -0.076289 | -0.1445 | -0.10304 | -0.076289 | -0.071502 | -0.33084 | -1.0797 | -1.6126 | -0.33084 | -0.35104 | -0.21208 | -1.067 | -1.9948 | -0.21208 | -0.25815 | 0.039621 | 1.9638 | 0.35716 | 2.4924 | 36.5155 | -0.076289 | -0.1445 | -0.10304 | -0.076289 | -0.071502 | -0.33084 | -1.0797 | -1.6126 | -0.33084 | -0.35104 | -0.21208 | -1.067 | -1.9948 | -0.21208 | -0.25815
268 | 0.4 | 0.21 | South/Central | NC | Charlotte-Douglas.Intl.AP.723140 | 3 | 2994711 | 49.9031 | 9.0136 | 63.2455 | 49.7854 | 13.46 | 925.42 | -2.265 | -12.15 | -2.9823 | 0.71735 | -9.7125 | -3.9865 | -31.05 | -4.7208 | 0.73421 | -31.289 | -2.9401 | -44.5 | -2.3042 | -0.63593 | -54.7064 | -2.265 | -12.15 | -2.9823 | 0.71735 | -9.7125 | -2.1442 | -12.66 | -2.7607 | 0.61652 | -10.8754 | 0.039621 | 1.9772 | 0.35713 | 2.5058 | 36.6661 | -0.089741 | -0.15795 | -0.11649 | -0.089741 | -0.084955 | -0.4814 | -1.2302 | -1.7631 | -0.4814 | -0.5016 | -0.38482 | -1.2397 | -2.1675 | -0.38482 | -0.43089 | 0.039621 | 1.9772 | 0.35713 | 2.5058 | 36.6661 | -0.089741 | -0.15795 | -0.11649 | -0.089741 | -0.084955 | -0.4814 | -1.2302 | -1.7631 | -0.4814 | -0.5016 | -0.38482 | -1.2397 | -2.1675 | -0.38482 | -0.43089
Double | Double | Double | South/Central | NC | Charlotte-Douglas.Intl.AP.723140 | 3 | 2994711 | 47.0735 | 12.1246 | 64.8407 | 46.9627 | 17.878 | 1024.47 | -3.8602 | -111.2 | -0.15957 | -3.7006 | -148.8092 | -5.5817 | -130.1 | -1.898 | -3.6838 | -170.3857 | -4.5353 | -143.55 | 0.51857 | -5.0539 | -193.8031 | -3.8602 | -111.2 | -0.15957 | -3.7006 | -148.8092 | -3.7394 | -111.71 | 0.062068 | -3.8014 | -149.9721 | 0.039621 | 1.8651 | 0.48039 | 2.5691 | 40.5905 | -0.15294 | -0.22115 | -0.17969 | -0.15294 | -0.14816 | -4.4059 | -5.1547 | -5.6876 | -4.4059 | -4.4261 | -5.896 | -6.7509 | -7.6787 | -5.896 | -5.942 | 0.039621 | 1.8651 | 0.48039 | 2.5691 | 40.5905 | -0.15294 | -0.22115 | -0.17969 | -0.15294 | -0.14816 | -4.4059 | -5.1547 | -5.6876 | -4.4059 | -4.4261 | -5.896 | -6.7509 | -7.6787 | -5.896 | -5.942
Single | Single | Single | South/Central | NC | Charlotte-Douglas.Intl.AP.723140 | 3 | 2994711 | 57.4057 | 13.9757 | 78.0651 | 57.2714 | 20.7937 | 1226.02 | -17.0846 | -312.75 | -10.4683 | -6.6163 | -396.3586 | -18.8061 | -331.65 | -12.2067 | -6.5994 | -417.9351 | -17.7597 | -345.1 | -9.7902 | -7.9696 | -441.3525 | -17.0846 | -312.75 | -10.4683 | -6.6163 | -396.3586 | -16.9638 | -313.26 | -10.2467 | -6.7171 | -397.5215 | 0.039621 | 2.2745 | 0.55373 | 3.093 | 48.5761 | -0.67691 | -0.74512 | -0.70366 | -0.67691 | -0.67212 | -12.3915 | -13.1403 | -13.6732 | -12.3915 | -12.4117 | -15.7041 | -16.559 | -17.4868 | -15.7041 | -15.7502 | 0.039621 | 2.2745 | 0.55373 | 3.093 | 48.5761 | -0.67691 | -0.74512 | -0.70366 | -0.67691 | -0.67212 | -12.3915 | -13.1403 | -13.6732 | -12.3915 | -12.4117 | -15.7041 | -16.559 | -17.4868 | -15.7041 | -15.7502
1 | 0.35 | 0.47 | South/Central | SC | Columbia.Metro.AP.723100 | 3 | 1050192 | 36.5605 | 13.505 | 55.5275 | 36.474 | 19.0534 | 1092.54 | 0.39788 | -54.31 | 3.0699 | -2.672 | -66.6886 | -1.064 | -71.74 | 1.6108 | -2.6748 | -85.4726 | -0.50115 | -96.96 | 3.6179 | -4.119 | -117.0667 | 0.39788 | -54.31 | 3.0699 | -2.672 | -66.6886 | 0.46838 | -55.97 | 3.2511 | -2.7827 | -68.761 | 0.013894 | 0.50799 | 0.18764 | 0.77152 | 15.1802 | 0.0055283 | -0.014784 | -0.0069632 | 0.0055283 | 0.0065079 | -0.7546 | -0.99678 | -1.3472 | -0.7546 | -0.77767 | -0.9266 | -1.1876 | -1.6266 | -0.9266 | -0.95539 | 0.013894 | 0.50799 | 0.18764 | 0.77152 | 15.1802 | 0.0055283 | -0.014784 | -0.0069632 | 0.0055283 | 0.0065079 | -0.7546 | -0.99678 | -1.3472 | -0.7546 | -0.77767 | -0.9266 | -1.1876 | -1.6266 | -0.9266 | -0.95539
2 | 0.35 | 0.42 | South/Central | SC | Columbia.Metro.AP.723100 | 3 | 1050192 | 37.4157 | 12.8619 | 55.5293 | 37.3272 | 18.2021 | 1073.74 | 0.39608 | -35.51 | 2.2167 | -1.8206 | -43.8405 | -1.0658 | -52.94 | 0.75763 | -1.8235 | -62.6245 | -0.50295 | -78.16 | 2.7647 | -3.2677 | -94.2186 | 0.39608 | -35.51 | 2.2167 | -1.8206 | -43.8405 | 0.46658 | -37.17 | 2.3979 | -1.9313 | -45.9129 | 0.013894 | 0.51987 | 0.17871 | 0.77154 | 14.9189 | 0.0055032 | -0.014809 | -0.0069882 | 0.0055032 | 0.0064828 | -0.49339 | -0.73557 | -1.086 | -0.49339 | -0.51645 | -0.60914 | -0.87013 | -1.3091 | -0.60914 | -0.63793 | 0.013894 | 0.51987 | 0.17871 | 0.77154 | 14.9189 | 0.0055032 | -0.014809 | -0.0069882 | 0.0055032 | 0.0064828 | -0.49339 | -0.73557 | -1.086 | -0.49339 | -0.51645 | -0.60914 | -0.87013 | -1.3091 | -0.60914 | -0.63793
3 | 0.35 | 0.37 | South/Central | SC | Columbia.Metro.AP.723100 | 3 | 1050192 | 38.2897 | 12.2807 | 55.6321 | 38.1992 | 17.4329 | 1057.98 | 0.2932 | -19.75 | 1.3447 | -1.0515 | -24.4955 | -1.1687 | -37.18 | -0.11435 | -1.0544 | -43.2795 | -0.60583 | -62.4 | 1.8927 | -2.4986 | -74.8736 | 0.2932 | -19.75 | 1.3447 | -1.0515 | -24.4955 | 0.3637 | -21.41 | 1.5259 | -1.1622 | -26.5678 | 0.013894 | 0.53201 | 0.17063 | 0.77297 | 14.7 | 0.0040739 | -0.016239 | -0.0084176 | 0.0040739 | 0.0050534 | -0.27441 | -0.51659 | -0.86701 | -0.27441 | -0.29748 | -0.34035 | -0.60134 | -1.0403 | -0.34035 | -0.36914 | 0.013894 | 0.53201 | 0.17063 | 0.77297 | 14.7 | 0.0040739 | -0.016239 | -0.0084176 | 0.0040739 | 0.0050534 | -0.27441 | -0.51659 | -0.86701 | -0.27441 | -0.29748 | -0.34035 | -0.60134 | -1.0403 | -0.34035 | -0.36914
4 | 0.35 | 0.32 | South/Central | SC | Columbia.Metro.AP.723100 | 3 | 1050192 | 39.2354 | 11.7089 | 55.8245 | 39.1426 | 16.6819 | 1043.66 | 0.10085 | -5.43 | 0.40126 | -0.30041 | -6.7797 | -1.3611 | -22.86 | -1.0578 | -0.30328 | -25.5637 | -0.79818 | -48.08 | 0.94929 | -1.7475 | -57.1578 | 0.10085 | -5.43 | 0.40126 | -0.30041 | -6.7797 | 0.17135 | -7.09 | 0.58249 | -0.41113 | -8.852 | 0.013894 | 0.54515 | 0.16269 | 0.77565 | 14.501 | 0.0014013 | -0.018911 | -0.01109 | 0.0014013 | 0.0023808 | -0.075446 | -0.31763 | -0.66804 | -0.075446 | -0.098511 | -0.0942 | -0.35519 | -0.79417 | -0.0942 | -0.12299 | 0.013894 | 0.54515 | 0.16269 | 0.77565 | 14.501 | 0.0014013 | -0.018911 | -0.01109 | 0.0014013 | 0.0023808 | -0.075446 | -0.31763 | -0.66804 | -0.075446 | -0.098511 | -0.0942 | -0.35519 | -0.79417 | -0.0942 | -0.12299
5 | 0.35 | 0.27 | South/Central | SC | Columbia.Metro.AP.723100 | 3 | 1050192 | 39.8787 | 11.3666 | 55.985 | 39.7844 | 16.2006 | 1034.93 | -0.059687 | 3.3 | -0.24051 | 0.18082 | 4.0939 | -1.5216 | -14.13 | -1.6996 | 0.17796 | -14.6901 | -0.95872 | -39.35 | 0.30752 | -1.2662 | -46.2842 | -0.059687 | 3.3 | -0.24051 | 0.18082 | 4.0939 | 0.010814 | 1.64 | -0.059287 | 0.070101 | 2.0216 | 0.013894 | 0.55409 | 0.15793 | 0.77788 | 14.3797 | -0.00082932 | -0.021142 | -0.013321 | -0.00082932 | 0.00015025 | 0.045851 | -0.19633 | -0.54674 | 0.045851 | 0.022787 | 0.056882 | -0.20411 | -0.64309 | 0.056882 | 0.028088 | 0.013894 | 0.55409 | 0.15793 | 0.77788 | 14.3797 | -0.00082932 | -0.021142 | -0.013321 | -0.00082932 | 0.00015025 | 0.045851 | -0.19633 | -0.54674 | 0.045851 | 0.022787 | 0.056882 | -0.20411 | -0.64309 | 0.056882 | 0.028088
6 | 0.35 | 0.23 | South/Central | SC | Columbia.Metro.AP.723100 | 3 | 1050192 | 40.2516 | 11.2047 | 56.106 | 40.1564 | 15.9496 | 1030.78 | -0.18062 | 7.45 | -0.6125 | 0.43188 | 9.2907 | -1.6425 | -9.98 | -2.0715 | 0.42901 | -9.4933 | -1.0796 | -35.2 | -0.064466 | -1.0152 | -41.0874 | -0.18062 | 7.45 | -0.6125 | 0.43188 | 9.2907 | -0.11012 | 5.79 | -0.43127 | 0.32115 | 7.2184 | 0.013894 | 0.55927 | 0.15568 | 0.77956 | 14.322 | -0.0025096 | -0.022822 | -0.015001 | -0.0025096 | -0.00153 | 0.10351 | -0.13867 | -0.48908 | 0.10351 | 0.080448 | 0.12909 | -0.1319 | -0.57088 | 0.12909 | 0.10029 | 0.013894 | 0.55927 | 0.15568 | 0.77956 | 14.322 | -0.0025096 | -0.022822 | -0.015001 | -0.0025096 | -0.00153 | 0.10351 | -0.13867 | -0.48908 | 0.10351 | 0.080448 | 0.12909 | -0.1319 | -0.57088 | 0.12909 | 0.10029
7 | 0.35 | 0.19 | South/Central | SC | Columbia.Metro.AP.723100 | 3 | 1050192 | 41.1764 | 10.7114 | 56.3664 | 41.0791 | 15.2873 | 1019.26 | -0.44107 | 18.97 | -1.5352 | 1.0941 | 23.7485 | -1.903 | 1.54 | -2.9942 | 1.0913 | 4.9646 | -1.3401 | -23.68 | -0.98716 | -0.35294 | -26.6295 | -0.44107 | 18.97 | -1.5352 | 1.0941 | 23.7485 | -0.37057 | 17.31 | -1.354 | 0.9834 | 21.6762 | 0.013894 | 0.57212 | 0.14883 | 0.78318 | 14.162 | -0.0061284 | -0.026441 | -0.01862 | -0.0061284 | -0.0051488 | 0.26358 | 0.021397 | -0.32902 | 0.26358 | 0.24051 | 0.32997 | 0.068979 | -0.37 | 0.32997 | 0.30118 | 0.013894 | 0.57212 | 0.14883 | 0.78318 | 14.162 | -0.0061284 | -0.026441 | -0.01862 | -0.0061284 | -0.0051488 | 0.26358 | 0.021397 | -0.32902 | 0.26358 | 0.24051 | 0.32997 | 0.068979 | -0.37 | 0.32997 | 0.30118
8 | 0.35 | 0.17 | South/Central | SC | Columbia.Metro.AP.723100 | 3 | 1050192 | 41.6694 | 10.4604 | 56.5276 | 41.5709 | 14.9567 | 1013.86 | -0.60229 | 24.37 | -2.027 | 1.4247 | 30.5668 | -2.0642 | 6.94 | -3.4861 | 1.4219 | 11.7828 | -1.5013 | -18.28 | -1.479 | -0.022333 | -19.8113 | -0.60229 | 24.37 | -2.027 | 1.4247 | 30.5668 | -0.53179 | 22.71 | -1.8458 | 1.314 | 28.4945 | 0.013894 | 0.57897 | 0.14534 | 0.78542 | 14.087 | -0.0083685 | -0.028681 | -0.02086 | -0.0083685 | -0.0073889 | 0.33861 | 0.096427 | -0.25399 | 0.33861 | 0.31554 | 0.42471 | 0.16372 | -0.27527 | 0.42471 | 0.39591 | 0.013894 | 0.57897 | 0.14534 | 0.78542 | 14.087 | -0.0083685 | -0.028681 | -0.02086 | -0.0083685 | -0.0073889 | 0.33861 | 0.096427 | -0.25399 | 0.33861 | 0.31554 | 0.42471 | 0.16372 | -0.27527 | 0.42471 | 0.39591
9 | 0.33 | 0.47 | South/Central | SC | Columbia.Metro.AP.723100 | 3 | 1050192 | 35.9991 | 13.5346 | 54.9857 | 35.9139 | 19.0718 | 1086.5 | 0.9396 | -48.27 | 3.6299 | -2.6903 | -60.25 | -0.52232 | -65.7 | 2.1709 | -2.6932 | -79.034 | 0.04057 | -90.92 | 4.178 | -4.1374 | -110.6281 | 0.9396 | -48.27 | 3.6299 | -2.6903 | -60.25 | 1.0101 | -49.93 | 3.8112 | -2.8011 | -62.3224 | 0.013894 | 0.50019 | 0.18806 | 0.76399 | 15.0962 | 0.013055 | -0.0072572 | 0.0005637 | 0.013055 | 0.014035 | -0.67068 | -0.91286 | -1.2633 | -0.67068 | -0.69375 | -0.83714 | -1.0981 | -1.5371 | -0.83714 | -0.86593 | 0.013894 | 0.50019 | 0.18806 | 0.76399 | 15.0962 | 0.013055 | -0.0072572 | 0.0005637 | 0.013055 | 0.014035 | -0.67068 | -0.91286 | -1.2633 | -0.67068 | -0.69375 | -0.83714 | -1.0981 | -1.5371 | -0.83714 | -0.86593
10 | 0.33 | 0.42 | South/Central | SC | Columbia.Metro.AP.723100 | 3 | 1050192 | 36.8542 | 12.8825 | 54.9782 | 36.767 | 18.2112 | 1067.4 | 0.94714 | -29.17 | 2.7769 | -1.8297 | -37.0342 | -0.51478 | -46.6 | 1.3178 | -1.8326 | -55.8181 | 0.048106 | -71.82 | 3.3249 | -3.2768 | -87.4122 | 0.94714 | -29.17 | 2.7769 | -1.8297 | -37.0342 | 1.0176 | -30.83 | 2.9581 | -1.9405 | -39.1065 | 0.013894 | 0.51207 | 0.17899 | 0.76389 | 14.8309 | 0.01316 | -0.0071525 | 0.0006684 | 0.01316 | 0.014139 | -0.4053 | -0.64748 | -0.99789 | -0.4053 | -0.42836 | -0.51457 | -0.77556 | -1.2145 | -0.51457 | -0.54336 | 0.013894 | 0.51207 | 0.17899 | 0.76389 | 14.8309 | 0.01316 | -0.0071525 | 0.0006684 | 0.01316 | 0.014139 | -0.4053 | -0.64748 | -0.99789 | -0.4053 | -0.42836 | -0.51457 | -0.77556 | -1.2145 | -0.51457 | -0.54336
11 | 0.33 | 0.37 | South/Central | SC | Columbia.Metro.AP.723100 | 3 | 1050192 | 37.7091 | 12.3005 | 55.0608 | 37.6199 | 17.4409 | 1051.37 | 0.86456 | -13.14 | 1.924 | -1.0594 | -17.3973 | -0.59735 | -30.57 | 0.46494 | -1.0623 | -36.1813 | -0.034465 | -55.79 | 2.472 | -2.5065 | -67.7754 | 0.86456 | -13.14 | 1.924 | -1.0594 | -17.3973 | 0.93507 | -14.8 | 2.1052 | -1.1702 | -19.4696 | 0.013894 | 0.52394 | 0.17091 | 0.76504 | 14.6081 | 0.012013 | -0.0082998 | -0.00047887 | 0.012013 | 0.012992 | -0.18257 | -0.42475 | -0.77517 | -0.18257 | -0.20564 | -0.24172 | -0.50272 | -0.9417 | -0.24172 | -0.27052 | 0.013894 | 0.52394 | 0.17091 | 0.76504 | 14.6081 | 0.012013 | -0.0082998 | -0.00047887 | 0.012013 | 0.012992 | -0.18257 | -0.42475 | -0.77517 | -0.18257 | -0.20564 | -0.24172 | -0.50272 | -0.9417 | -0.24172 | -0.27052
12 | 0.33 | 0.32 | South/Central | SC | Columbia.Metro.AP.723100 | 3 | 1050192 | 38.6548 | 11.7286 | 55.244 | 38.5633 | 16.6806 | 1036.75 | 0.68138 | 1.48 | 0.98055 | -0.29917 | 0.6821 | -0.78053 | -15.95 | -0.4785 | -0.30204 | -18.1019 | -0.21765 | -41.17 | 1.5286 | -1.7462 | -49.696 | 0.68138 | 1.48 | 0.98055 | -0.29917 | 0.6821 | 0.75188 | -0.18 | 1.1618 | -0.4099 | -1.3902 | 0.013894 | 0.53708 | 0.16296 | 0.76758 | 14.405 | 0.0094674 | -0.010845 | -0.0030241 | 0.0094674 | 0.010447 | 0.020564 | -0.22162 | -0.57203 | 0.020564 | -0.002501 | 0.0094773 | -0.25151 | -0.69049 | 0.0094773 | -0.019316 | 0.013894 | 0.53708 | 0.16296 | 0.76758 | 14.405 | 0.0094674 | -0.010845 | -0.0030241 | 0.0094674 | 0.010447 | 0.020564 | -0.22162 | -0.57203 | 0.020564 | -0.002501 | 0.0094773 | -0.25151 | -0.69049 | 0.0094773 | -0.019316
13 | 0.33 | 0.27 | South/Central | SC | Columbia.Metro.AP.723100 | 3 | 1050192 | 39.2883 | 11.3864 | 55.4044 | 39.1953 | 16.209 | 1028.22 | 0.52097 | 10.01 | 0.34855 | 0.17242 | 11.2983 | -0.94095 | -7.42 | -1.1105 | 0.16955 | -7.4857 | -0.37806 | -32.64 | 0.89658 | -1.2746 | -39.0798 | 0.52097 | 10.01 | 0.34855 | 0.17242 | 11.2983 | 0.59147 | 8.35 | 0.52978 | 0.061694 | 9.226 | 0.013894 | 0.54589 | 0.15821 | 0.76981 | 14.2865 | 0.0072385 | -0.013074 | -0.0052529 | 0.0072385 | 0.0082181 | 0.13908 | -0.1031 | -0.45351 | 0.13908 | 0.11602 | 0.15698 | -0.10401 | -0.54299 | 0.15698 | 0.12819 | 0.013894 | 0.54589 | 0.15821 | 0.76981 | 14.2865 | 0.0072385 | -0.013074 | -0.0052529 | 0.0072385 | 0.0082181 | 0.13908 | -0.1031 | -0.45351 | 0.13908 | 0.11602 | 0.15698 | -0.10401 | -0.54299 | 0.15698 | 0.12819
14 | 0.33 | 0.23 | South/Central | SC | Columbia.Metro.AP.723100 | 3 | 1050192 | 39.6703 | 11.2055 | 55.5149 | 39.5765 | 15.9385 | 1023.52 | 0.41039 | 14.71 | -0.032572 | 0.44296 | 17.1513 | -1.0515 | -2.72 | -1.4916 | 0.4401 | -1.6327 | -0.48864 | -27.94 | 0.51546 | -1.0041 | -33.2268 | 0.41039 | 14.71 | -0.032572 | 0.44296 | 17.1513 | 0.48089 | 13.05 | 0.14865 | 0.33224 | 15.0789 | 0.013894 | 0.55119 | 0.15569 | 0.77135 | 14.2212 | 0.0057021 | -0.01461 | -0.0067893 | 0.0057021 | 0.0066817 | 0.20439 | -0.037793 | -0.38821 | 0.20439 | 0.18132 | 0.23831 | -0.022686 | -0.46167 | 0.23831 | 0.20951 | 0.013894 | 0.55119 | 0.15569 | 0.77135 | 14.2212 | 0.0057021 | -0.01461 | -0.0067893 | 0.0057021 | 0.0066817 | 0.20439 | -0.037793 | -0.38821 | 0.20439 | 0.18132 | 0.23831 | -0.022686 | -0.46167 | 0.23831 | 0.20951
15 | 0.33 | 0.19 | South/Central | SC | Columbia.Metro.AP.723100 | 3 | 1050192 | 40.5861 | 10.7217 | 55.7762 | 40.4901 | 15.2861 | 1012.22 | 0.14912 | 26.01 | -0.94623 | 1.0954 | 31.3339 | -1.3128 | 8.58 | -2.4053 | 1.0925 | 12.5499 | -0.74991 | -16.64 | -0.3982 | -0.3517 | -19.0442 | 0.14912 | 26.01 | -0.94623 | 1.0954 | 31.3339 | 0.21962 | 24.35 | -0.76501 | 0.98463 | 29.2616 | 0.013894 | 0.56392 | 0.14897 | 0.77498 | 14.0642 | 0.002072 | -0.01824 | -0.010419 | 0.002072 | 0.0030515 | 0.36139 | 0.11921 | -0.2312 | 0.36139 | 0.33833 | 0.43537 | 0.17437 | -0.26461 | 0.43537 | 0.40657 | 0.013894 | 0.56392 | 0.14897 | 0.77498 | 14.0642 | 0.002072 | -0.01824 | -0.010419 | 0.002072 | 0.0030515 | 0.36139 | 0.11921 | -0.2312 | 0.36139 | 0.33833 | 0.43537 | 0.17437 | -0.26461 | 0.43537 | 0.40657
16 | 0.33 | 0.17 | South/Central | SC | Columbia.Metro.AP.723100 | 3 | 1050192 | 41.0788 | 10.4702 | 55.9276 | 40.9816 | 14.9459 | 1006.51 | -0.0022278 | 31.72 | -1.4378 | 1.4355 | 38.5357 | -1.4641 | 14.29 | -2.8968 | 1.4327 | 19.7517 | -0.90126 | -10.93 | -0.88973 | -0.011529 | -11.8424 | -0.0022278 | 31.72 | -1.4378 | 1.4355 | 38.5357 | 0.068274 | 30.06 | -1.2565 | 1.3248 | 36.4633 | 0.013894 | 0.57076 | 0.14548 | 0.77708 | 13.9848 | -3.0954e-05 | -0.020343 | -0.012522 | -3.0954e-05 | 0.00094862 | 0.44073 | 0.19855 | -0.15187 | 0.44073 | 0.41766 | 0.53543 | 0.27444 | -0.16454 | 0.53543 | 0.50664 | 0.013894 | 0.57076 | 0.14548 | 0.77708 | 13.9848 | -3.0954e-05 | -0.020343 | -0.012522 | -3.0954e-05 | 0.00094862 | 0.44073 | 0.19855 | -0.15187 | 0.44073 | 0.41766 | 0.53543 | 0.27444 | -0.16454 | 0.53543 | 0.50664
17 | 0.3 | 0.47 | South/Central | SC | Columbia.Metro.AP.723100 | 3 | 1050192 | 35.1377 | 13.5747 | 54.145 | 35.0545 | 19.0905 | 1076.92 | 1.7803 | -38.69 | 4.4894 | -2.7091 | -49.9957 | 0.31841 | -56.12 | 3.0304 | -2.712 | -68.7797 | 0.8813 | -81.34 | 5.0375 | -4.1562 | -100.3738 | 1.7803 | -38.69 | 4.4894 | -2.7091 | -49.9957 | 1.8508 | -40.35 | 4.6706 | -2.8198 | -52.068 | 0.013894 | 0.48822 | 0.18861 | 0.75231 | 14.9631 | 0.024737 | 0.0044241 | 0.012245 | 0.024737 | 0.025716 | -0.53757 | -0.77975 | -1.1302 | -0.53757 | -0.56064 | -0.69466 | -0.95565 | -1.3946 | -0.69466 | -0.72345 | 0.013894 | 0.48822 | 0.18861 | 0.75231 | 14.9631 | 0.024737 | 0.0044241 | 0.012245 | 0.024737 | 0.025716 | -0.53757 | -0.77975 | -1.1302 | -0.53757 | -0.56064 | -0.69466 | -0.95565 | -1.3946 | -0.69466 | -0.72345
18 | 0.3 | 0.42 | South/Central | SC | Columbia.Metro.AP.723100 | 3 | 1050192 | 35.9831 | 12.9129 | 54.1182 | 35.8979 | 18.2203 | 1057.37 | 1.8072 | -19.14 | 3.646 | -1.8388 | -26.2738 | 0.34526 | -36.57 | 2.187 | -1.8417 | -45.0578 | 0.90814 | -61.79 | 4.194 | -3.2859 | -76.6519 | 1.8072 | -19.14 | 3.646 | -1.8388 | -26.2738 | 1.8777 | -20.8 | 3.8272 | -1.9496 | -28.3461 | 0.013894 | 0.49996 | 0.17942 | 0.75194 | 14.6915 | 0.02511 | 0.0047972 | 0.012618 | 0.02511 | 0.026089 | -0.26594 | -0.50812 | -0.85853 | -0.26594 | -0.289 | -0.36506 | -0.62605 | -1.065 | -0.36506 | -0.39385 | 0.013894 | 0.49996 | 0.17942 | 0.75194 | 14.6915 | 0.02511 | 0.0047972 | 0.012618 | 0.02511 | 0.026089 | -0.26594 | -0.50812 | -0.85853 | -0.26594 | -0.289 | -0.36506 | -0.62605 | -1.065 | -0.36506 | -0.39385
19 | 0.3 | 0.37 | South/Central | SC | Columbia.Metro.AP.723100 | 3 | 1050192 | 36.8371 | 12.3311 | 54.2091 | 36.7499 | 17.4592 | 1041.65 | 1.7163 | -3.42 | 2.794 | -1.0777 | -6.9895 | 0.25436 | -20.85 | 1.3349 | -1.0806 | -25.7735 | 0.81725 | -46.07 | 3.342 | -2.5248 | -57.3676 | 1.7163 | -3.42 | 2.794 | -1.0777 | -6.9895 | 1.7868 | -5.08 | 2.9752 | -1.1884 | -9.0618 | 0.013894 | 0.51183 | 0.17133 | 0.7532 | 14.4731 | 0.023847 | 0.0035342 | 0.011355 | 0.023847 | 0.024826 | -0.047519 | -0.2897 | -0.64011 | -0.047519 | -0.070583 | -0.097115 | -0.35811 | -0.79709 | -0.097115 | -0.12591 | 0.013894 | 0.51183 | 0.17133 | 0.7532 | 14.4731 | 0.023847 | 0.0035342 | 0.011355 | 0.023847 | 0.024826 | -0.047519 | -0.2897 | -0.64011 | -0.047519 | -0.070583 | -0.097115 | -0.35811 | -0.79709 | -0.097115 | -0.12591
20 | 0.3 | 0.32 | South/Central | SC | Columbia.Metro.AP.723100 | 3 | 1050192 | 37.773 | 11.7584 | 54.3816 | 37.6836 | 16.698 | 1026.88 | 1.5437 | 11.35 | 1.8603 | -0.31659 | 11.2491 | 0.081811 | -6.08 | 0.40126 | -0.31945 | -7.5349 | 0.6447 | -31.3 | 2.4083 | -1.7636 | -39.129 | 1.5437 | 11.35 | 1.8603 | -0.31659 | 11.2491 | 1.6142 | 9.69 | 2.0415 | -0.42731 | 9.1768 | 0.013894 | 0.52483 | 0.16338 | 0.7556 | 14.2679 | 0.021449 | 0.0011367 | 0.0089577 | 0.021449 | 0.022429 | 0.1577 | -0.084478 | -0.43489 | 0.1577 | 0.13464 | 0.1563 | -0.10469 | -0.54367 | 0.1563 | 0.12751 | 0.013894 | 0.52483 | 0.16338 | 0.7556 | 14.2679 | 0.021449 | 0.0011367 | 0.0089577 | 0.021449 | 0.022429 | 0.1577 | -0.084478 | -0.43489 | 0.1577 | 0.13464 | 0.1563 | -0.10469 | -0.54367 | 0.1563 | 0.12751
21 | 0.3 | 0.27 | South/Central | SC | Columbia.Metro.AP.723100 | 3 | 1050192 | 38.3969 | 11.407 | 54.5136 | 38.306 | 16.2076 | 1017.59 | 1.4117 | 20.64 | 1.2378 | 0.17389 | 22.7364 | -0.050177 | 3.21 | -0.2212 | 0.17103 | 3.9524 | 0.51271 | -22.01 | 1.7859 | -1.2732 | -27.6417 | 1.4117 | 20.64 | 1.2378 | 0.17389 | 22.7364 | 1.4822 | 18.98 | 1.4191 | 0.063169 | 20.6641 | 0.013894 | 0.5335 | 0.15849 | 0.75743 | 14.1388 | 0.019615 | -0.00069718 | 0.0071238 | 0.019615 | 0.020595 | 0.28678 | 0.044601 | -0.30582 | 0.28678 | 0.26372 | 0.31591 | 0.054916 | -0.38406 | 0.31591 | 0.28711 | 0.013894 | 0.5335 | 0.15849 | 0.75743 | 14.1388 | 0.019615 | -0.00069718 | 0.0071238 | 0.019615 | 0.020595 | 0.28678 | 0.044601 | -0.30582 | 0.28678 | 0.26372 | 0.31591 | 0.054916 | -0.38406 | 0.31591 | 0.28711
22 | 0.3 | 0.23 | South/Central | SC | Columbia.Metro.AP.723100 | 3 | 1050192 | 38.7789 | 11.2258 | 54.6239 | 38.6872 | 15.9368 | 1012.92 | 1.3014 | 25.31 | 0.85672 | 0.44467 | 28.5984 | -0.16053 | 7.88 | -0.60233 | 0.4418 | 9.8145 | 0.40236 | -17.34 | 1.4048 | -1.0024 | -21.7796 | 1.3014 | 25.31 | 0.85672 | 0.44467 | 28.5984 | 1.3719 | 23.65 | 1.0379 | 0.33394 | 26.5261 | 0.013894 | 0.53881 | 0.15598 | 0.75897 | 14.0739 | 0.018082 | -0.0022304 | 0.0055905 | 0.018082 | 0.019062 | 0.35167 | 0.10949 | -0.24093 | 0.35167 | 0.3286 | 0.39736 | 0.13637 | -0.30261 | 0.39736 | 0.36856 | 0.013894 | 0.53881 | 0.15598 | 0.75897 | 14.0739 | 0.018082 | -0.0022304 | 0.0055905 | 0.018082 | 0.019062 | 0.35167 | 0.10949 | -0.24093 | 0.35167 | 0.3286 | 0.39736 | 0.13637 | -0.30261 | 0.39736 | 0.36856
23 | 0.3 | 0.19 | South/Central | SC | Columbia.Metro.AP.723100 | 3 | 1050192 | 39.6943 | 10.7324 | 54.875 | 39.6004 | 15.2747 | 1001.27 | 1.0503 | 36.96 | -0.056505 | 1.1068 | 43.1724 | -0.41163 | 19.53 | -1.5156 | 1.1039 | 24.3884 | 0.15125 | -5.69 | 0.49153 | -0.34027 | -7.2057 | 1.0503 | 36.96 | -0.056505 | 1.1068 | 43.1724 | 1.1208 | 35.3 | 0.12472 | 0.99606 | 41.1001 | 0.013894 | 0.55153 | 0.14912 | 0.76245 | 13.912 | 0.014593 | -0.0057194 | 0.0021016 | 0.014593 | 0.015573 | 0.51354 | 0.27136 | -0.079059 | 0.51354 | 0.49047 | 0.59985 | 0.33886 | -0.10012 | 0.59985 | 0.57106 | 0.013894 | 0.55153 | 0.14912 | 0.76245 | 13.912 | 0.014593 | -0.0057194 | 0.0021016 | 0.014593 | 0.015573 | 0.51354 | 0.27136 | -0.079059 | 0.51354 | 0.49047 | 0.59985 | 0.33886 | -0.10012 | 0.59985 | 0.57106
24 | 0.3 | 0.17 | South/Central | SC | Columbia.Metro.AP.723100 | 3 | 1050192 | 40.187 | 10.4807 | 55.0263 | 40.0919 | 14.9344 | 995.58 | 0.89903 | 42.65 | -0.54803 | 1.4471 | 50.3781 | -0.56289 | 25.22 | -2.0071 | 1.4442 | 31.5941 | 0 | 0 | 0 | 0 | 0 | 0.89903 | 42.65 | -0.54803 | 1.4471 | 50.3781 | 0.96953 | 40.99 | -0.36681 | 1.3363 | 48.3058 | 0.013894 | 0.55837 | 0.14562 | 0.76456 | 13.833 | 0.012491 | -0.0078209 | 0 | 0.012491 | 0.013471 | 0.5926 | 0.35042 | 0 | 0.5926 | 0.56953 | 0.69997 | 0.43898 | 0 | 0.69997 | 0.67118 | 0.013894 | 0.55837 | 0.14562 | 0.76456 | 13.833 | 0.012491 | -0.0078209 | 0 | 0.012491 | 0.013471 | 0.5926 | 0.35042 | 0 | 0.5926 | 0.56953 | 0.69997 | 0.43898 | 0 | 0.69997 | 0.67118
25 | 0.28 | 0.47 | South/Central | SC | Columbia.Metro.AP.723100 | 3 | 1050192 | 34.7276 | 13.4647 | 53.5841 | 34.6454 | 18.9388 | 1066.91 | 2.3412 | -28.68 | 4.8985 | -2.5573 | -38.7413 | 0.87929 | -46.11 | 3.4395 | -2.5602 | -57.5253 | 1.4422 | -71.33 | 5.4466 | -4.0044 | -89.1194 | 2.3412 | -28.68 | 4.8985 | -2.5573 | -38.7413 | 2.4117 | -30.34 | 5.0797 | -2.668 | -40.8136 | 0.013894 | 0.48252 | 0.18708 | 0.74452 | 14.8241 | 0.03253 | 0.012217 | 0.020038 | 0.03253 | 0.033509 | -0.39849 | -0.64067 | -0.99109 | -0.39849 | -0.42156 | -0.53829 | -0.79928 | -1.2383 | -0.53829 | -0.56708 | 0.013894 | 0.48252 | 0.18708 | 0.74452 | 14.8241 | 0.03253 | 0.012217 | 0.020038 | 0.03253 | 0.033509 | -0.39849 | -0.64067 | -0.99109 | -0.39849 | -0.42156 | -0.53829 | -0.79928 | -1.2383 | -0.53829 | -0.56708
26 | 0.28 | 0.42 | South/Central | SC | Columbia.Metro.AP.723100 | 3 | 1050192 | 35.4324 | 12.9035 | 53.5374 | 35.3485 | 18.1889 | 1049.8 | 2.3879 | -11.57 | 4.1954 | -1.8075 | -17.9995 | 0.92601 | -29 | 2.7364 | -1.8103 | -36.7835 | 1.4889 | -54.22 | 4.7434 | -3.2545 | -68.3776 | 2.3879 | -11.57 | 4.1954 | -1.8075 | -17.9995 | 2.4584 | -13.23 | 4.3766 | -1.9182 | -20.0718 | 0.013894 | 0.49231 | 0.17929 | 0.74387 | 14.5863 | 0.033179 | 0.012866 | 0.020687 | 0.033179 | 0.034158 | -0.16076 | -0.40294 | -0.75335 | -0.16076 | -0.18382 | -0.25009 | -0.51108 | -0.95006 | -0.25009 | -0.27889 | 0.013894 | 0.49231 | 0.17929 | 0.74387 | 14.5863 | 0.033179 | 0.012866 | 0.020687 | 0.033179 | 0.034158 | -0.16076 | -0.40294 | -0.75335 | -0.16076 | -0.18382 | -0.25009 | -0.51108 | -0.95006 | -0.25009 | -0.27889
27 | 0.28 | 0.37 | South/Central | SC | Columbia.Metro.AP.723100 | 3 | 1050192 | 36.1364 | 12.4214 | 53.5987 | 36.0508 | 17.548 | 1036.34 | 2.3266 | 1.89 | 3.4931 | -1.1665 | -1.566 | 0.86467 | -15.54 | 2.0341 | -1.1694 | -20.35 | 1.4276 | -40.76 | 4.0411 | -2.6136 | -51.9441 | 2.3266 | 1.89 | 3.4931 | -1.1665 | -1.566 | 2.3971 | 0.23 | 3.6743 | -1.2772 | -3.6383 | 0.013894 | 0.50209 | 0.17259 | 0.74472 | 14.3993 | 0.032326 | 0.012014 | 0.019835 | 0.032326 | 0.033306 | 0.02626 | -0.21592 | -0.56633 | 0.02626 | 0.0031957 | -0.021759 | -0.28275 | -0.72173 | -0.021759 | -0.050552 | 0.013894 | 0.50209 | 0.17259 | 0.74472 | 14.3993 | 0.032326 | 0.012014 | 0.019835 | 0.032326 | 0.033306 | 0.02626 | -0.21592 | -0.56633 | 0.02626 | 0.0031957 | -0.021759 | -0.28275 | -0.72173 | -0.021759 | -0.050552
28 | 0.28 | 0.32 | South/Central | SC | Columbia.Metro.AP.723100 | 3 | 1050192 | 36.9804 | 11.8996 | 53.7502 | 36.8928 | 16.8574 | 1022.92 | 2.1751 | 15.31 | 2.651 | -0.47593 | 15.0478 | 0.71319 | -2.12 | 1.192 | -0.47879 | -3.7361 | 1.2761 | -27.34 | 3.1991 | -1.923 | -35.3302 | 2.1751 | 15.31 | 2.651 | -0.47593 | 15.0478 | 2.2456 | 13.65 | 2.8323 | -0.58665 | 12.9755 | 0.013894 | 0.51382 | 0.16534 | 0.74683 | 14.2128 | 0.030222 | 0.0099094 | 0.01773 | 0.030222 | 0.031201 | 0.21272 | -0.029456 | -0.37987 | 0.21272 | 0.18966 | 0.20908 | -0.051911 | -0.49089 | 0.20908 | 0.18029 | 0.013894 | 0.51382 | 0.16534 | 0.74683 | 14.2128 | 0.030222 | 0.0099094 | 0.01773 | 0.030222 | 0.031201 | 0.21272 | -0.029456 | -0.37987 | 0.21272 | 0.18966 | 0.20908 | -0.051911 | -0.49089 | 0.20908 | 0.18029
29 | 0.28 | 0.27 | South/Central | SC | Columbia.Metro.AP.723100 | 3 | 1050192 | 37.6254 | 11.5373 | 53.8826 | 37.5363 | 16.3463 | 1013.17 | 2.0428 | 25.06 | 2.0076 | 0.035175 | 27.0848 | 0.58086 | 7.63 | 0.54855 | 0.03231 | 8.3008 | 1.1437 | -17.59 | 2.5556 | -1.4119 | -23.2933 | 2.0428 | 25.06 | 2.0076 | 0.035175 | 27.0848 | 2.1133 | 23.4 | 2.1888 | -0.075548 | 25.0125 | 0.013894 | 0.52278 | 0.1603 | 0.74866 | 14.0774 | 0.028383 | 0.0080707 | 0.015892 | 0.028383 | 0.029363 | 0.34819 | 0.10601 | -0.2444 | 0.34819 | 0.32513 | 0.37633 | 0.11533 | -0.32365 | 0.37633 | 0.34753 | 0.013894 | 0.52278 | 0.1603 | 0.74866 | 14.0774 | 0.028383 | 0.0080707 | 0.015892 | 0.028383 | 0.029363 | 0.34819 | 0.10601 | -0.2444 | 0.34819 | 0.32513 | 0.37633 | 0.11533 | -0.32365 | 0.37633 | 0.34753
30 | 0.28 | 0.23 | South/Central | SC | Columbia.Metro.AP.723100 | 3 | 1050192 | 38.1585 | 11.2458 | 54.0041 | 38.0682 | 15.9359 | 1005.51 | 1.9212 | 32.72 | 1.4757 | 0.44553 | 36.5532 | 0.45931 | 15.29 | 0.016645 | 0.44266 | 17.7692 | 1.0222 | -9.93 | 2.0237 | -1.0015 | -13.8249 | 1.9212 | 32.72 | 1.4757 | 0.44553 | 36.5532 | 1.9917 | 31.06 | 1.6569 | 0.33481 | 34.4809 | 0.013894 | 0.53019 | 0.15625 | 0.75035 | 13.9709 | 0.026694 | 0.0063818 | 0.014203 | 0.026694 | 0.027674 | 0.45462 | 0.21245 | -0.13797 | 0.45462 | 0.43156 | 0.50788 | 0.24689 | -0.19209 | 0.50788 | 0.47909 | 0.013894 | 0.53019 | 0.15625 | 0.75035 | 13.9709 | 0.026694 | 0.0063818 | 0.014203 | 0.026694 | 0.027674 | 0.45462 | 0.21245 | -0.13797 | 0.45462 | 0.43156 | 0.50788 | 0.24689 | -0.19209 | 0.50788 | 0.47909
31 | 0.28 | 0.19 | South/Central | SC | Columbia.Metro.AP.723100 | 3 | 1050192 | 39.0639 | 10.7429 | 54.2451 | 38.9714 | 15.2736 | 993.76 | 1.6802 | 44.47 | 0.57244 | 1.1078 | 51.2608 | 0.21833 | 27.04 | -0.88661 | 1.1049 | 32.4768 | 0.78121 | 1.82 | 1.1205 | -0.33926 | 0.88274 | 1.6802 | 44.47 | 0.57244 | 1.1078 | 51.2608 | 1.7507 | 42.81 | 0.75366 | 0.99708 | 49.1885 | 0.013894 | 0.54277 | 0.14927 | 0.7537 | 13.8077 | 0.023346 | 0.0030335 | 0.010854 | 0.023346 | 0.024325 | 0.61788 | 0.3757 | 0.025288 | 0.61788 | 0.59482 | 0.71224 | 0.45125 | 0.012265 | 0.71224 | 0.68344 | 0.013894 | 0.54277 | 0.14927 | 0.7537 | 13.8077 | 0.023346 | 0.0030335 | 0.010854 | 0.023346 | 0.024325 | 0.61788 | 0.3757 | 0.025288 | 0.61788 | 0.59482 | 0.71224 | 0.45125 | 0.012265 | 0.71224 | 0.68344
32 | 0.28 | 0.17 | South/Central | SC | Columbia.Metro.AP.723100 | 3 | 1050192 | 39.5559 | 10.5007 | 54.405 | 39.4622 | 14.9427 | 988.39 | 1.5204 | 49.84 | 0.081644 | 1.4387 | 58.1046 | 0.058443 | 32.41 | -1.3774 | 1.4358 | 39.3206 | 0.62133 | 7.19 | 0.62968 | -0.0083463 | 7.7265 | 1.5204 | 49.84 | 0.081644 | 1.4387 | 58.1046 | 1.5909 | 48.18 | 0.26287 | 1.328 | 56.0322 | 0.013894 | 0.5496 | 0.1459 | 0.75592 | 13.7331 | 0.021124 | 0.00081203 | 0.008633 | 0.021124 | 0.022104 | 0.6925 | 0.45032 | 0.099901 | 0.6925 | 0.66943 | 0.80733 | 0.54633 | 0.10735 | 0.80733 | 0.77853 | 0.013894 | 0.5496 | 0.1459 | 0.75592 | 13.7331 | 0.021124 | 0.00081203 | 0.008633 | 0.021124 | 0.022104 | 0.6925 | 0.45032 | 0.099901 | 0.6925 | 0.66943 | 0.80733 | 0.54633 | 0.10735 | 0.80733 | 0.77853
33 | 0.27 | 0.47 | South/Central | SC | Columbia.Metro.AP.723100 | 3 | 1050192 | 34.477 | 13.4453 | 53.304 | 34.3953 | 18.9087 | 1062.92 | 2.6213 | -24.69 | 5.1486 | -2.5273 | -34.3506 | 1.1594 | -42.12 | 3.6896 | -2.5302 | -53.1346 | 1.7223 | -67.34 | 5.6966 | -3.9744 | -84.7287 | 2.6213 | -24.69 | 5.1486 | -2.5273 | -34.3506 | 2.6918 | -26.35 | 5.3298 | -2.638 | -36.4229 | 0.013894 | 0.47904 | 0.18681 | 0.74063 | 14.7686 | 0.036421 | 0.016109 | 0.02393 | 0.036421 | 0.037401 | -0.34305 | -0.58523 | -0.93565 | -0.34305 | -0.36612 | -0.47728 | -0.73827 | -1.1773 | -0.47728 | -0.50607 | 0.013894 | 0.47904 | 0.18681 | 0.74063 | 14.7686 | 0.036421 | 0.016109 | 0.02393 | 0.036421 | 0.037401 | -0.34305 | -0.58523 | -0.93565 | -0.34305 | -0.36612 | -0.47728 | -0.73827 | -1.1773 | -0.47728 | -0.50607
34 | 0.27 | 0.42 | South/Central | SC | Columbia.Metro.AP.723100 | 3 | 1050192 | 35.161 | 12.9035 | 53.256 | 35.0777 | 18.1783 | 1046.22 | 2.6693 | -7.99 | 4.4662 | -1.7968 | -14.1129 | 1.2074 | -25.42 | 3.0071 | -1.7997 | -32.8969 | 1.7703 | -50.64 | 5.0142 | -3.2439 | -64.491 | 2.6693 | -7.99 | 4.4662 | -1.7968 | -14.1129 | 2.7398 | -9.65 | 4.6474 | -1.9076 | -16.1852 | 0.013894 | 0.48854 | 0.17929 | 0.73996 | 14.5366 | 0.037089 | 0.016776 | 0.024597 | 0.037089 | 0.038068 | -0.11102 | -0.3532 | -0.70361 | -0.11102 | -0.13408 | -0.19609 | -0.45708 | -0.89606 | -0.19609 | -0.22488 | 0.013894 | 0.48854 | 0.17929 | 0.73996 | 14.5366 | 0.037089 | 0.016776 | 0.024597 | 0.037089 | 0.038068 | -0.11102 | -0.3532 | -0.70361 | -0.11102 | -0.13408 | -0.19609 | -0.45708 | -0.89606 | -0.19609 | -0.22488
35 | 0.27 | 0.37 | South/Central | SC | Columbia.Metro.AP.723100 | 3 | 1050192 | 35.7448 | 12.5121 | 53.3177 | 35.6601 | 17.6576 | 1035.44 | 2.6077 | 2.79 | 3.8838 | -1.2761 | -0.91418 | 1.1457 | -14.64 | 2.4248 | -1.279 | -19.6982 | 1.7086 | -39.86 | 4.4318 | -2.7232 | -51.2923 | 2.6077 | 2.79 | 3.8838 | -1.2761 | -0.91418 | 2.6782 | 1.13 | 4.065 | -1.3869 | -2.9865 | 0.013894 | 0.49665 | 0.17385 | 0.74082 | 14.3868 | 0.036232 | 0.015919 | 0.02374 | 0.036232 | 0.037211 | 0.038765 | -0.20341 | -0.55383 | 0.038765 | 0.015701 | -0.012702 | -0.27369 | -0.71267 | -0.012702 | -0.041496 | 0.013894 | 0.49665 | 0.17385 | 0.74082 | 14.3868 | 0.036232 | 0.015919 | 0.02374 | 0.036232 | 0.037211 | 0.038765 | -0.20341 | -0.55383 | 0.038765 | 0.015701 | -0.012702 | -0.27369 | -0.71267 | -0.012702 | -0.041496
36 | 0.27 | 0.32 | South/Central | SC | Columbia.Metro.AP.723100 | 3 | 1050192 | 36.4995 | 12.0402 | 53.4308 | 36.4131 | 17.0178 | 1022.65 | 2.4945 | 15.58 | 3.1308 | -0.6363 | 14.827 | 1.0326 | -1.85 | 1.6718 | -0.63917 | -3.957 | 1.5955 | -27.07 | 3.6789 | -2.0834 | -35.5511 | 2.4945 | 15.58 | 3.1308 | -0.6363 | 14.827 | 2.565 | 13.92 | 3.3121 | -0.74702 | 12.7546 | 0.013894 | 0.50714 | 0.16729 | 0.74239 | 14.2091 | 0.03466 | 0.014348 | 0.022168 | 0.03466 | 0.035639 | 0.21647 | -0.025705 | -0.37612 | 0.21647 | 0.19341 | 0.20601 | -0.05498 | -0.49396 | 0.20601 | 0.17722 | 0.013894 | 0.50714 | 0.16729 | 0.74239 | 14.2091 | 0.03466 | 0.014348 | 0.022168 | 0.03466 | 0.035639 | 0.21647 | -0.025705 | -0.37612 | 0.21647 | 0.19341 | 0.20601 | -0.05498 | -0.49396 | 0.20601 | 0.17722
37 | 0.27 | 0.27 | South/Central | SC | Columbia.Metro.AP.723100 | 3 | 1050192 | 37.2238 | 11.6171 | 53.5708 | 37.1356 | 16.4351 | 1011.4 | 2.3546 | 26.83 | 2.4083 | -0.053686 | 28.6876 | 0.89266 | 9.4 | 0.94921 | -0.056551 | 9.9036 | 1.4555 | -15.82 | 2.9563 | -1.5007 | -21.6905 | 2.3546 | 26.83 | 2.4083 | -0.053686 | 28.6876 | 2.4251 | 25.17 | 2.5895 | -0.16441 | 26.6152 | 0.013894 | 0.5172 | 0.16141 | 0.74433 | 14.0528 | 0.032715 | 0.012403 | 0.020224 | 0.032715 | 0.033695 | 0.37279 | 0.13061 | -0.21981 | 0.37279 | 0.34972 | 0.3986 | 0.1376 | -0.30138 | 0.3986 | 0.3698 | 0.013894 | 0.5172 | 0.16141 | 0.74433 | 14.0528 | 0.032715 | 0.012403 | 0.020224 | 0.032715 | 0.033695 | 0.37279 | 0.13061 | -0.21981 | 0.37279 | 0.34972 | 0.3986 | 0.1376 | -0.30138 | 0.3986 | 0.3698
38 | 0.27 | 0.23 | South/Central | SC | Columbia.Metro.AP.723100 | 3 | 1050192 | 37.848 | 11.2556 | 53.7026 | 37.7584 | 15.9442 | 1002.11 | 2.2227 | 36.12 | 1.7855 | 0.43722 | 40.1878 | 0.7608 | 18.69 | 0.32645 | 0.43435 | 21.4038 | 1.3237 | -6.53 | 2.3335 | -1.0098 | -10.1903 | 2.2227 | 36.12 | 1.7855 | 0.43722 | 40.1878 | 2.2932 | 34.46 | 1.9667 | 0.32649 | 38.1155 | 0.013894 | 0.52588 | 0.15639 | 0.74616 | 13.9237 | 0.030883 | 0.010571 | 0.018392 | 0.030883 | 0.031863 | 0.50186 | 0.25969 | -0.09073 | 0.50186 | 0.4788 | 0.55838 | 0.29739 | -0.14159 | 0.55838 | 0.52959 | 0.013894 | 0.52588 | 0.15639 | 0.74616 | 13.9237 | 0.030883 | 0.010571 | 0.018392 | 0.030883 | 0.031863 | 0.50186 | 0.25969 | -0.09073 | 0.50186 | 0.4788 | 0.55838 | 0.29739 | -0.14159 | 0.55838 | 0.52959
39 | 0.27 | 0.19 | South/Central | SC | Columbia.Metro.AP.723100 | 3 | 1050192 | 38.7531 | 10.7529 | 53.9344 | 38.6613 | 15.273 | 990.09 | 1.991 | 48.14 | 0.88254 | 1.1084 | 55.2537 | 0.52905 | 30.71 | -0.57651 | 1.1056 | 36.4697 | 1.0919 | 5.49 | 1.4306 | -0.33863 | 4.8756 | 1.991 | 48.14 | 0.88254 | 1.1084 | 55.2537 | 2.0615 | 46.48 | 1.0638 | 0.9977 | 53.1814 | 0.013894 | 0.53845 | 0.1494 | 0.74938 | 13.7567 | 0.027663 | 0.0073508 | 0.015172 | 0.027663 | 0.028643 | 0.66888 | 0.4267 | 0.07628 | 0.66888 | 0.64581 | 0.76772 | 0.50672 | 0.067744 | 0.76772 | 0.73892 | 0.013894 | 0.53845 | 0.1494 | 0.74938 | 13.7567 | 0.027663 | 0.0073508 | 0.015172 | 0.027663 | 0.028643 | 0.66888 | 0.4267 | 0.07628 | 0.66888 | 0.64581 | 0.76772 | 0.50672 | 0.067744 | 0.76772 | 0.73892
40 | 0.27 | 0.17 | South/Central | SC | Columbia.Metro.AP.723100 | 3 | 1050192 | 39.2361 | 10.5021 | 54.0773 | 39.1432 | 14.9341 | 984.31 | 1.848 | 53.92 | 0.40068 | 1.4473 | 62.5291 | 0.38611 | 36.49 | -1.0584 | 1.4445 | 43.7451 | 0.94899 | 11.27 | 0.94872 | 0.00027746 | 12.151 | 1.848 | 53.92 | 0.40068 | 1.4473 | 62.5291 | 1.9185 | 52.26 | 0.58191 | 1.3366 | 60.4568 | 0.013894 | 0.54516 | 0.14592 | 0.75137 | 13.6764 | 0.025677 | 0.0053647 | 0.013186 | 0.025677 | 0.026657 | 0.74918 | 0.50701 | 0.15659 | 0.74918 | 0.72612 | 0.8688 | 0.60781 | 0.16883 | 0.8688 | 0.84001 | 0.013894 | 0.54516 | 0.14592 | 0.75137 | 13.6764 | 0.025677 | 0.0053647 | 0.013186 | 0.025677 | 0.026657 | 0.74918 | 0.50701 | 0.15659 | 0.74918 | 0.72612 | 0.8688 | 0.60781 | 0.16883 | 0.8688 | 0.84001
41 | 0.26 | 0.47 | South/Central | SC | Columbia.Metro.AP.723100 | 3 | 1050192 | 34.2263 | 13.4345 | 53.0326 | 34.1452 | 18.8874 | 1059.22 | 2.8927 | -20.99 | 5.3987 | -2.506 | -30.3042 | 1.4308 | -38.42 | 3.9396 | -2.5088 | -49.0882 | 1.9937 | -63.64 | 5.9467 | -3.953 | -80.6823 | 2.8927 | -20.99 | 5.3987 | -2.506 | -30.3042 | 2.9632 | -22.65 | 5.5799 | -2.6167 | -32.3765 | 0.013894 | 0.47555 | 0.18666 | 0.73686 | 14.7172 | 0.040193 | 0.01988 | 0.027701 | 0.040193 | 0.041172 | -0.29164 | -0.53382 | -0.88424 | -0.29164 | -0.31471 | -0.42106 | -0.68205 | -1.121 | -0.42106 | -0.44985 | 0.013894 | 0.47555 | 0.18666 | 0.73686 | 14.7172 | 0.040193 | 0.01988 | 0.027701 | 0.040193 | 0.041172 | -0.29164 | -0.53382 | -0.88424 | -0.29164 | -0.31471 | -0.42106 | -0.68205 | -1.121 | -0.42106 | -0.44985
42 | 0.26 | 0.42 | South/Central | SC | Columbia.Metro.AP.723100 | 3 | 1050192 | 34.8809 | 12.9038 | 52.9662 | 34.7983 | 18.168 | 1042.55 | 2.9591 | -4.32 | 4.7456 | -1.7865 | -10.1271 | 1.4972 | -21.75 | 3.2866 | -1.7894 | -28.9111 | 2.0601 | -46.97 | 5.2936 | -3.2336 | -60.5052 | 2.9591 | -4.32 | 4.7456 | -1.7865 | -10.1271 | 3.0296 | -5.98 | 4.9268 | -1.8972 | -12.1994 | 0.013894 | 0.48465 | 0.17929 | 0.73593 | 14.4856 | 0.041115 | 0.020803 | 0.028624 | 0.041115 | 0.042095 | -0.060024 | -0.3022 | -0.65262 | -0.060024 | -0.083088 | -0.14071 | -0.4017 | -0.84068 | -0.14071 | -0.1695 | 0.013894 | 0.48465 | 0.17929 | 0.73593 | 14.4856 | 0.041115 | 0.020803 | 0.028624 | 0.041115 | 0.042095 | -0.060024 | -0.3022 | -0.65262 | -0.060024 | -0.083088 | -0.14071 | -0.4017 | -0.84068 | -0.14071 | -0.1695
43 | 0.26 | 0.37 | South/Central | SC | Columbia.Metro.AP.723100 | 3 | 1050192 | 35.3444 | 12.6118 | 53.0272 | 35.2607 | 17.7665 | 1034.38 | 2.8981 | 3.85 | 4.2832 | -1.3851 | -0.12371 | 1.4362 | -13.58 | 2.8242 | -1.3879 | -18.9077 | 1.9991 | -38.8 | 4.8312 | -2.8321 | -50.5018 | 2.8981 | 3.85 | 4.2832 | -1.3851 | -0.12371 | 2.9686 | 2.19 | 4.4644 | -1.4958 | -2.196 | 0.013894 | 0.49109 | 0.17523 | 0.73678 | 14.3721 | 0.040268 | 0.019955 | 0.027776 | 0.040268 | 0.041247 | 0.053493 | -0.18869 | -0.5391 | 0.053493 | 0.030429 | -0.0017188 | -0.26271 | -0.70169 | -0.0017188 | -0.030512 | 0.013894 | 0.49109 | 0.17523 | 0.73678 | 14.3721 | 0.040268 | 0.019955 | 0.027776 | 0.040268 | 0.041247 | 0.053493 | -0.18869 | -0.5391 | 0.053493 | 0.030429 | -0.0017188 | -0.26271 | -0.70169 | -0.0017188 | -0.030512
44 | 0.26 | 0.32 | South/Central | SC | Columbia.Metro.AP.723100 | 3 | 1050192 | 35.9976 | 12.2105 | 53.1292 | 35.9123 | 17.2169 | 1023.42 | 2.7962 | 14.81 | 3.6316 | -0.83543 | 13.3375 | 1.3343 | -2.62 | 2.1725 | -0.83829 | -5.4465 | 1.8971 | -27.84 | 4.1796 | -2.2825 | -37.0406 | 2.7962 | 14.81 | 3.6316 | -0.83543 | 13.3375 | 2.8667 | 13.15 | 3.8128 | -0.94615 | 11.2652 | 0.013894 | 0.50016 | 0.16966 | 0.7382 | 14.2198 | 0.038851 | 0.018539 | 0.02636 | 0.038851 | 0.039831 | 0.20578 | -0.036403 | -0.38682 | 0.20578 | 0.18271 | 0.18532 | -0.075675 | -0.51466 | 0.18532 | 0.15652 | 0.013894 | 0.50016 | 0.16966 | 0.7382 | 14.2198 | 0.038851 | 0.018539 | 0.02636 | 0.038851 | 0.039831 | 0.20578 | -0.036403 | -0.38682 | 0.20578 | 0.18271 | 0.18532 | -0.075675 | -0.51466 | 0.18532 | 0.15652
45 | 0.26 | 0.27 | South/Central | SC | Columbia.Metro.AP.723100 | 3 | 1050192 | 36.8228 | 11.6977 | 53.2608 | 36.7356 | 16.5252 | 1009.73 | 2.6645 | 28.5 | 2.8083 | -0.14379 | 30.2331 | 1.2026 | 11.07 | 1.3492 | -0.14665 | 11.4491 | 1.7655 | -14.15 | 3.3563 | -1.5908 | -20.145 | 2.6645 | 28.5 | 2.8083 | -0.14379 | 30.2331 | 2.735 | 26.84 | 2.9895 | -0.25451 | 28.1608 | 0.013894 | 0.51163 | 0.16253 | 0.74003 | 14.0296 | 0.037022 | 0.016709 | 0.02453 | 0.037022 | 0.038001 | 0.39599 | 0.15381 | -0.19661 | 0.39599 | 0.37293 | 0.42007 | 0.15908 | -0.2799 | 0.42007 | 0.39128 | 0.013894 | 0.51163 | 0.16253 | 0.74003 | 14.0296 | 0.037022 | 0.016709 | 0.02453 | 0.037022 | 0.038001 | 0.39599 | 0.15381 | -0.19661 | 0.39599 | 0.37293 | 0.42007 | 0.15908 | -0.2799 | 0.42007 | 0.39128
46 | 0.26 | 0.23 | South/Central | SC | Columbia.Metro.AP.723100 | 3 | 1050192 | 37.538 | 11.2656 | 53.3933 | 37.449 | 15.9443 | 998.47 | 2.532 | 39.76 | 2.0949 | 0.43718 | 44.1452 | 1.0701 | 22.33 | 0.63582 | 0.43432 | 25.3612 | 1.633 | -2.89 | 2.6429 | -1.0099 | -6.2329 | 2.532 | 39.76 | 2.0949 | 0.43718 | 44.1452 | 2.6026 | 38.1 | 2.2761 | 0.32646 | 42.0729 | 0.013894 | 0.52157 | 0.15653 | 0.74187 | 13.8731 | 0.035181 | 0.014869 | 0.02269 | 0.035181 | 0.036161 | 0.55244 | 0.31026 | -0.040155 | 0.55244 | 0.52938 | 0.61337 | 0.35238 | -0.086602 | 0.61337 | 0.58458 | 0.013894 | 0.52157 | 0.15653 | 0.74187 | 13.8731 | 0.035181 | 0.014869 | 0.02269 | 0.035181 | 0.036161 | 0.55244 | 0.31026 | -0.040155 | 0.55244 | 0.52938 | 0.61337 | 0.35238 | -0.086602 | 0.61337 | 0.58458
47 | 0.26 | 0.19 | South/Central | SC | Columbia.Metro.AP.723100 | 3 | 1050192 | 38.4331 | 10.7629 | 53.6146 | 38.3421 | 15.2725 | 986.27 | 2.3107 | 51.96 | 1.2018 | 1.1089 | 59.3586 | 0.84879 | 34.53 | -0.25727 | 1.1061 | 40.5746 | 1.4117 | 9.31 | 1.7498 | -0.33813 | 8.9805 | 2.3107 | 51.96 | 1.2018 | 1.1089 | 59.3586 | 2.3812 | 50.3 | 1.383 | 0.9982 | 57.2863 | 0.013894 | 0.534 | 0.14954 | 0.74494 | 13.7036 | 0.032106 | 0.011793 | 0.019614 | 0.032106 | 0.033085 | 0.72195 | 0.47977 | 0.12936 | 0.72195 | 0.69889 | 0.82475 | 0.56376 | 0.12478 | 0.82475 | 0.79596 | 0.013894 | 0.534 | 0.14954 | 0.74494 | 13.7036 | 0.032106 | 0.011793 | 0.019614 | 0.032106 | 0.033085 | 0.72195 | 0.47977 | 0.12936 | 0.72195 | 0.69889 | 0.82475 | 0.56376 | 0.12478 | 0.82475 | 0.79596
48 | 0.26 | 0.17 | South/Central | SC | Columbia.Metro.AP.723100 | 3 | 1050192 | 38.9155 | 10.5213 | 53.7752 | 38.8233 | 14.9519 | 981.1 | 2.1501 | 57.13 | 0.72056 | 1.4296 | 65.9184 | 0.68823 | 39.7 | -0.73849 | 1.4267 | 47.1344 | 1.2511 | 14.48 | 1.2686 | -0.01747 | 15.5403 | 2.1501 | 57.13 | 0.72056 | 1.4296 | 65.9184 | 2.2206 | 55.47 | 0.90178 | 1.3189 | 63.8461 | 0.013894 | 0.54071 | 0.14619 | 0.74717 | 13.6318 | 0.029875 | 0.0095626 | 0.017383 | 0.029875 | 0.030855 | 0.79379 | 0.55161 | 0.20119 | 0.79379 | 0.77072 | 0.91589 | 0.6549 | 0.21592 | 0.91589 | 0.8871 | 0.013894 | 0.54071 | 0.14619 | 0.74717 | 13.6318 | 0.029875 | 0.0095626 | 0.017383 | 0.029875 | 0.030855 | 0.79379 | 0.55161 | 0.20119 | 0.79379 | 0.77072 | 0.91589 | 0.6549 | 0.21592 | 0.91589 | 0.8871
49 | 0.25 | 0.47 | South/Central | SC | Columbia.Metro.AP.723100 | 3 | 1050192 | 33.9663 | 13.4154 | 52.7437 | 33.8858 | 18.8579 | 1055.13 | 3.1817 | -16.9 | 5.6581 | -2.4764 | -25.8139 | 1.7198 | -34.33 | 4.1991 | -2.4793 | -44.5979 | 2.2826 | -59.55 | 6.2061 | -3.9235 | -76.192 | 3.1817 | -16.9 | 5.6581 | -2.4764 | -25.8139 | 3.2522 | -18.56 | 5.8393 | -2.5872 | -27.8862 | 0.013894 | 0.47194 | 0.1864 | 0.73284 | 14.6604 | 0.044207 | 0.023895 | 0.031716 | 0.044207 | 0.045187 | -0.23481 | -0.47699 | -0.82741 | -0.23481 | -0.25788 | -0.35867 | -0.61966 | -1.0586 | -0.35867 | -0.38746 | 0.013894 | 0.47194 | 0.1864 | 0.73284 | 14.6604 | 0.044207 | 0.023895 | 0.031716 | 0.044207 | 0.045187 | -0.23481 | -0.47699 | -0.82741 | -0.23481 | -0.25788 | -0.35867 | -0.61966 | -1.0586 | -0.35867 | -0.38746
50 | 0.25 | 0.42 | South/Central | SC | Columbia.Metro.AP.723100 | 3 | 1050192 | 34.5912 | 12.9033 | 52.6659 | 34.5091 | 18.1568 | 1038.73 | 3.2594 | -0.5 | 5.0347 | -1.7753 | -5.9842 | 1.7975 | -17.93 | 3.5757 | -1.7782 | -24.7681 | 2.3604 | -43.15 | 5.5828 | -3.2224 | -56.3622 | 3.2594 | -0.5 | 5.0347 | -1.7753 | -5.9842 | 3.3299 | -2.16 | 5.216 | -1.8861 | -8.0565 | 0.013894 | 0.48062 | 0.17928 | 0.73176 | 14.4325 | 0.045288 | 0.024975 | 0.032796 | 0.045288 | 0.046267 | -0.0069472 | -0.24913 | -0.59954 | -0.0069472 | -0.030012 | -0.083146 | -0.34414 | -0.78312 | -0.083146 | -0.11194 | 0.013894 | 0.48062 | 0.17928 | 0.73176 | 14.4325 | 0.045288 | 0.024975 | 0.032796 | 0.045288 | 0.046267 | -0.0069472 | -0.24913 | -0.59954 | -0.0069472 | -0.030012 | -0.083146 | -0.34414 | -0.78312 | -0.083146 | -0.11194
51 | 0.25 | 0.37 | South/Central | SC | Columbia.Metro.AP.723100 | 3 | 1050192 | 34.9526 | 12.7215 | 52.765 | 34.8698 | 17.8952 | 1034.11 | 3.1604 | 4.12 | 4.6741 | -1.5137 | -0.22427 | 1.6984 | -13.31 | 3.215 | -1.5166 | -19.0083 | 2.2613 | -38.53 | 5.2221 | -2.9608 | -50.6024 | 3.1604 | 4.12 | 4.6741 | -1.5137 | -0.22427 | 3.2309 | 2.46 | 4.8553 | -1.6245 | -2.2966 | 0.013894 | 0.48564 | 0.17676 | 0.73314 | 14.3683 | 0.043911 | 0.023599 | 0.03142 | 0.043911 | 0.044891 | 0.057245 | -0.18493 | -0.53535 | 0.057245 | 0.03418 | -0.0031161 | -0.26411 | -0.70309 | -0.0031161 | -0.03191 | 0.013894 | 0.48564 | 0.17676 | 0.73314 | 14.3683 | 0.043911 | 0.023599 | 0.03142 | 0.043911 | 0.044891 | 0.057245 | -0.18493 | -0.53535 | 0.057245 | 0.03418 | -0.0031161 | -0.26411 | -0.70309 | -0.0031161 | -0.03191
52 | 0.25 | 0.32 | South/Central | SC | Columbia.Metro.AP.723100 | 3 | 1050192 | 35.4768 | 12.4004 | 52.8381 | 35.3928 | 17.4453 | 1025.01 | 3.0872 | 13.22 | 4.1511 | -1.0639 | 10.9251 | 1.6253 | -4.21 | 2.6921 | -1.0667 | -7.8589 | 2.1882 | -29.43 | 4.6992 | -2.5109 | -39.453 | 3.0872 | 13.22 | 4.1511 | -1.0639 | 10.9251 | 3.1577 | 11.56 | 4.3324 | -1.1746 | 8.8527 | 0.013894 | 0.49293 | 0.1723 | 0.73415 | 14.2419 | 0.042895 | 0.022583 | 0.030404 | 0.042895 | 0.043875 | 0.18368 | -0.058495 | -0.40891 | 0.18368 | 0.16062 | 0.1518 | -0.1092 | -0.54818 | 0.1518 | 0.123 | 0.013894 | 0.49293 | 0.1723 | 0.73415 | 14.2419 | 0.042895 | 0.022583 | 0.030404 | 0.042895 | 0.043875 | 0.18368 | -0.058495 | -0.40891 | 0.18368 | 0.16062 | 0.1518 | -0.1092 | -0.54818 | 0.1518 | 0.123
53 | 0.25 | 0.27 | South/Central | SC | Columbia.Metro.AP.723100 | 3 | 1050192 | 36.4027 | 11.7777 | 52.9307 | 36.3164 | 16.6143 | 1007.75 | 2.9946 | 30.48 | 3.2274 | -0.23285 | 32.0642 | 1.5327 | 13.05 | 1.7684 | -0.23571 | 13.2803 | 2.0956 | -12.17 | 3.7755 | -1.6799 | -18.3138 | 2.9946 | 30.48 | 3.2274 | -0.23285 | 32.0642 | 3.0651 | 28.82 | 3.4087 | -0.34357 | 29.9919 | 0.013894 | 0.50579 | 0.16364 | 0.73544 | 14.0021 | 0.041608 | 0.021296 | 0.029116 | 0.041608 | 0.042587 | 0.4235 | 0.18132 | -0.16909 | 0.4235 | 0.40044 | 0.44551 | 0.18452 | -0.25446 | 0.44551 | 0.41672 | 0.013894 | 0.50579 | 0.16364 | 0.73544 | 14.0021 | 0.041608 | 0.021296 | 0.029116 | 0.041608 | 0.042587 | 0.4235 | 0.18132 | -0.16909 | 0.4235 | 0.40044 | 0.44551 | 0.18452 | -0.25446 | 0.44551 | 0.41672
54 | 0.25 | 0.23 | South/Central | SC | Columbia.Metro.AP.723100 | 3 | 1050192 | 37.2175 | 11.2759 | 53.0823 | 37.1292 | 15.953 | 994.96 | 2.8431 | 43.27 | 2.4146 | 0.42844 | 47.8902 | 1.3812 | 25.84 | 0.95559 | 0.42557 | 29.1062 | 1.944 | 0.62 | 2.9627 | -1.0186 | -2.4879 | 2.8431 | 43.27 | 2.4146 | 0.42844 | 47.8902 | 2.9136 | 41.61 | 2.5959 | 0.31771 | 45.8179 | 0.013894 | 0.51711 | 0.15667 | 0.73754 | 13.8244 | 0.039503 | 0.01919 | 0.027011 | 0.039503 | 0.040482 | 0.60121 | 0.35903 | 0.0086145 | 0.60121 | 0.57815 | 0.6654 | 0.40441 | -0.034567 | 0.6654 | 0.63661 | 0.013894 | 0.51711 | 0.15667 | 0.73754 | 13.8244 | 0.039503 | 0.01919 | 0.027011 | 0.039503 | 0.040482 | 0.60121 | 0.35903 | 0.0086145 | 0.60121 | 0.57815 | 0.6654 | 0.40441 | -0.034567 | 0.6654 | 0.63661
55 | 0.25 | 0.19 | South/Central | SC | Columbia.Metro.AP.723100 | 3 | 1050192 | 38.1126 | 10.7735 | 53.3045 | 38.0223 | 15.2822 | 982.81 | 2.6208 | 55.42 | 1.5216 | 1.0992 | 63.0666 | 1.1589 | 37.99 | 0.062502 | 1.0964 | 44.2826 | 1.7218 | 12.77 | 2.0696 | -0.34781 | 12.6885 | 2.6208 | 55.42 | 1.5216 | 1.0992 | 63.0666 | 2.6913 | 53.76 | 1.7028 | 0.98852 | 60.9943 | 0.013894 | 0.52955 | 0.14969 | 0.74063 | 13.6555 | 0.036414 | 0.016102 | 0.023923 | 0.036414 | 0.037394 | 0.77003 | 0.52785 | 0.17743 | 0.77003 | 0.74696 | 0.87627 | 0.61528 | 0.1763 | 0.87627 | 0.84748 | 0.013894 | 0.52955 | 0.14969 | 0.74063 | 13.6555 | 0.036414 | 0.016102 | 0.023923 | 0.036414 | 0.037394 | 0.77003 | 0.52785 | 0.17743 | 0.77003 | 0.74696 | 0.87627 | 0.61528 | 0.1763 | 0.87627 | 0.84748
56 | 0.25 | 0.17 | South/Central | SC | Columbia.Metro.AP.723100 | 3 | 1050192 | 38.5947 | 10.5313 | 53.4546 | 38.5033 | 14.9514 | 977.28 | 2.4707 | 60.95 | 1.0406 | 1.4301 | 70.0339 | 1.0088 | 43.52 | -0.41842 | 1.4272 | 51.2499 | 1.5717 | 18.3 | 1.5887 | -0.016971 | 19.6558 | 2.4707 | 60.95 | 1.0406 | 1.4301 | 70.0339 | 2.5412 | 59.29 | 1.2219 | 1.3194 | 67.9616 | 0.013894 | 0.53625 | 0.14633 | 0.74272 | 13.5787 | 0.034329 | 0.014017 | 0.021838 | 0.034329 | 0.035309 | 0.84686 | 0.60468 | 0.25427 | 0.84686 | 0.8238 | 0.97308 | 0.71209 | 0.27311 | 0.97308 | 0.94428 | 0.013894 | 0.53625 | 0.14633 | 0.74272 | 13.5787 | 0.034329 | 0.014017 | 0.021838 | 0.034329 | 0.035309 | 0.84686 | 0.60468 | 0.25427 | 0.84686 | 0.8238 | 0.97308 | 0.71209 | 0.27311 | 0.97308 | 0.94428
57 | 0.24 | 0.47 | South/Central | SC | Columbia.Metro.AP.723100 | 3 | 1050192 | 33.6658 | 13.4351 | 52.4528 | 33.5859 | 18.8669 | 1051.9 | 3.4725 | -13.67 | 5.9579 | -2.4854 | -22.333 | 2.0106 | -31.1 | 4.4989 | -2.4883 | -41.117 | 2.5735 | -56.32 | 6.506 | -3.9325 | -72.7111 | 3.4725 | -13.67 | 5.9579 | -2.4854 | -22.333 | 3.543 | -15.33 | 6.1392 | -2.5961 | -24.4053 | 0.013894 | 0.46776 | 0.18667 | 0.7288 | 14.6155 | 0.048249 | 0.027936 | 0.035757 | 0.048249 | 0.049228 | -0.18994 | -0.43212 | -0.78253 | -0.18994 | -0.213 | -0.3103 | -0.5713 | -1.0103 | -0.3103 | -0.3391 | 0.013894 | 0.46776 | 0.18667 | 0.7288 | 14.6155 | 0.048249 | 0.027936 | 0.035757 | 0.048249 | 0.049228 | -0.18994 | -0.43212 | -0.78253 | -0.18994 | -0.213 | -0.3103 | -0.5713 | -1.0103 | -0.3103 | -0.3391
58 | 0.24 | 0.42 | South/Central | SC | Columbia.Metro.AP.723100 | 3 | 1050192 | 34.2898 | 12.9231 | 52.3749 | 34.2085 | 18.1664 | 1035.48 | 3.5504 | 2.75 | 5.3354 | -1.785 | -2.519 | 2.0885 | -14.68 | 3.8764 | -1.7878 | -21.303 | 2.6514 | -39.9 | 5.8834 | -3.232 | -52.8971 | 3.5504 | 2.75 | 5.3354 | -1.785 | -2.519 | 3.6209 | 1.09 | 5.5166 | -1.8957 | -4.5913 | 0.013894 | 0.47644 | 0.17956 | 0.72772 | 14.3874 | 0.049331 | 0.029019 | 0.03684 | 0.049331 | 0.050311 | 0.03821 | -0.20397 | -0.55439 | 0.03821 | 0.015145 | -0.035 | -0.29599 | -0.73497 | -0.035 | -0.063794 | 0.013894 | 0.47644 | 0.17956 | 0.72772 | 14.3874 | 0.049331 | 0.029019 | 0.03684 | 0.049331 | 0.050311 | 0.03821 | -0.20397 | -0.55439 | 0.03821 | 0.015145 | -0.035 | -0.29599 | -0.73497 | -0.035 | -0.063794
59 | 0.24 | 0.37 | South/Central | SC | Columbia.Metro.AP.723100 | 3 | 1050192 | 34.6422 | 12.7321 | 52.4559 | 34.5601 | 17.8958 | 1030.45 | 3.4695 | 7.78 | 4.9838 | -1.5143 | 3.7151 | 2.0076 | -9.65 | 3.5247 | -1.5172 | -15.0689 | 2.5704 | -34.87 | 5.5318 | -2.9614 | -46.663 | 3.4695 | 7.78 | 4.9838 | -1.5143 | 3.7151 | 3.54 | 6.12 | 5.165 | -1.6251 | 1.6428 | 0.013894 | 0.48133 | 0.17691 | 0.72884 | 14.3175 | 0.048206 | 0.027894 | 0.035715 | 0.048206 | 0.049186 | 0.1081 | -0.13408 | -0.4845 | 0.1081 | 0.085034 | 0.051619 | -0.20937 | -0.64835 | 0.051619 | 0.022825 | 0.013894 | 0.48133 | 0.17691 | 0.72884 | 14.3175 | 0.048206 | 0.027894 | 0.035715 | 0.048206 | 0.049186 | 0.1081 | -0.13408 | -0.4845 | 0.1081 | 0.085034 | 0.051619 | -0.20937 | -0.64835 | 0.051619 | 0.022825
60 | 0.24 | 0.32 | South/Central | SC | Columbia.Metro.AP.723100 | 3 | 1050192 | 35.1662 | 12.4108 | 52.5373 | 35.0828 | 17.4545 | 1021.63 | 3.388 | 16.6 | 4.461 | -1.073 | 14.5279 | 1.9261 | -0.83 | 3.002 | -1.0759 | -4.2561 | 2.489 | -26.05 | 5.0091 | -2.5201 | -35.8502 | 3.388 | 16.6 | 4.461 | -1.073 | 14.5279 | 3.4585 | 14.94 | 4.6423 | -1.1838 | 12.4555 | 0.013894 | 0.48861 | 0.17244 | 0.72997 | 14.1949 | 0.047074 | 0.026762 | 0.034583 | 0.047074 | 0.048054 | 0.23065 | -0.011532 | -0.36195 | 0.23065 | 0.20758 | 0.20186 | -0.059136 | -0.49812 | 0.20186 | 0.17306 | 0.013894 | 0.48861 | 0.17244 | 0.72997 | 14.1949 | 0.047074 | 0.026762 | 0.034583 | 0.047074 | 0.048054 | 0.23065 | -0.011532 | -0.36195 | 0.23065 | 0.20758 | 0.20186 | -0.059136 | -0.49812 | 0.20186 | 0.17306
61 | 0.24 | 0.27 | South/Central | SC | Columbia.Metro.AP.723100 | 3 | 1050192 | 36.0921 | 11.7883 | 52.6301 | 36.0065 | 16.6235 | 1004.38 | 3.2952 | 33.85 | 3.5373 | -0.24209 | 35.6632 | 1.8333 | 16.42 | 2.0783 | -0.24496 | 16.8792 | 2.3962 | -8.8 | 4.0854 | -1.6892 | -14.7149 | 3.2952 | 33.85 | 3.5373 | -0.24209 | 35.6632 | 3.3657 | 32.19 | 3.7186 | -0.35281 | 33.5909 | 0.013894 | 0.50148 | 0.16379 | 0.73126 | 13.9552 | 0.045785 | 0.025473 | 0.033294 | 0.045785 | 0.046765 | 0.47032 | 0.22815 | -0.12227 | 0.47032 | 0.44726 | 0.49552 | 0.23453 | -0.20445 | 0.49552 | 0.46672 | 0.013894 | 0.50148 | 0.16379 | 0.73126 | 13.9552 | 0.045785 | 0.025473 | 0.033294 | 0.045785 | 0.046765 | 0.47032 | 0.22815 | -0.12227 | 0.47032 | 0.44726 | 0.49552 | 0.23453 | -0.20445 | 0.49552 | 0.46672
62 | 0.24 | 0.23 | South/Central | SC | Columbia.Metro.AP.723100 | 3 | 1050192 | 36.9068 | 11.2854 | 52.7714 | 36.8193 | 15.9521 | 991.23 | 3.1539 | 47 | 2.7245 | 0.4294 | 51.8939 | 1.692 | 29.57 | 1.2655 | 0.42653 | 33.1099 | 2.2549 | 4.35 | 3.2726 | -1.0177 | 1.5158 | 3.1539 | 47 | 2.7245 | 0.4294 | 51.8939 | 3.2244 | 45.34 | 2.9058 | 0.31867 | 49.8216 | 0.013894 | 0.5128 | 0.1568 | 0.73323 | 13.7725 | 0.043822 | 0.02351 | 0.031331 | 0.043822 | 0.044802 | 0.65304 | 0.41086 | 0.060441 | 0.65304 | 0.62997 | 0.72103 | 0.46004 | 0.021061 | 0.72103 | 0.69224 | 0.013894 | 0.5128 | 0.1568 | 0.73323 | 13.7725 | 0.043822 | 0.02351 | 0.031331 | 0.043822 | 0.044802 | 0.65304 | 0.41086 | 0.060441 | 0.65304 | 0.62997 | 0.72103 | 0.46004 | 0.021061 | 0.72103 | 0.69224
63 | 0.24 | 0.19 | South/Central | SC | Columbia.Metro.AP.723100 | 3 | 1050192 | 37.802 | 10.7832 | 52.9936 | 37.7124 | 15.2811 | 979.09 | 2.9318 | 59.14 | 1.8315 | 1.1003 | 67.074 | 1.4698 | 41.71 | 0.3724 | 1.0974 | 48.29 | 2.0327 | 16.49 | 2.3795 | -0.34676 | 16.6959 | 2.9318 | 59.14 | 1.8315 | 1.1003 | 67.074 | 3.0023 | 57.48 | 2.0127 | 0.98958 | 65.0017 | 0.013894 | 0.52524 | 0.14983 | 0.73631 | 13.6038 | 0.040735 | 0.020423 | 0.028243 | 0.040735 | 0.041714 | 0.82171 | 0.57953 | 0.22912 | 0.82171 | 0.79865 | 0.93195 | 0.67096 | 0.23198 | 0.93195 | 0.90316 | 0.013894 | 0.52524 | 0.14983 | 0.73631 | 13.6038 | 0.040735 | 0.020423 | 0.028243 | 0.040735 | 0.041714 | 0.82171 | 0.57953 | 0.22912 | 0.82171 | 0.79865 | 0.93195 | 0.67096 | 0.23198 | 0.93195 | 0.90316
64 | 0.24 | 0.17 | South/Central | SC | Columbia.Metro.AP.723100 | 3 | 1050192 | 38.2745 | 10.5313 | 53.125 | 38.1838 | 14.9413 | 973.16 | 2.8003 | 65.07 | 1.3601 | 1.4402 | 74.5222 | 1.3384 | 47.64 | -0.098947 | 1.4373 | 55.7382 | 1.9013 | 22.42 | 1.9081 | -0.0068793 | 24.1441 | 2.8003 | 65.07 | 1.3601 | 1.4402 | 74.5222 | 2.8708 | 63.41 | 1.5413 | 1.3295 | 72.4499 | 0.013894 | 0.5318 | 0.14633 | 0.73814 | 13.5215 | 0.038908 | 0.018596 | 0.026417 | 0.038908 | 0.039888 | 0.90411 | 0.66193 | 0.31151 | 0.90411 | 0.88104 | 1.0354 | 0.77445 | 0.33547 | 1.0354 | 1.0066 | 0.013894 | 0.5318 | 0.14633 | 0.73814 | 13.5215 | 0.038908 | 0.018596 | 0.026417 | 0.038908 | 0.039888 | 0.90411 | 0.66193 | 0.31151 | 0.90411 | 0.88104 | 1.0354 | 0.77445 | 0.33547 | 1.0354 | 1.0066
65 | 0.22 | 0.47 | South/Central | SC | Columbia.Metro.AP.723100 | 3 | 1050192 | 33.0549 | 13.4656 | 51.8631 | 32.9765 | 18.8866 | 1045.29 | 4.0622 | -7.06 | 6.5673 | -2.5052 | -15.3181 | 2.6003 | -24.49 | 5.1083 | -2.508 | -34.102 | 3.1632 | -49.71 | 7.1154 | -3.9522 | -65.6961 | 4.0622 | -7.06 | 6.5673 | -2.5052 | -15.3181 | 4.1327 | -8.72 | 6.7486 | -2.6159 | -17.3904 | 0.013894 | 0.45928 | 0.1871 | 0.72061 | 14.5237 | 0.056442 | 0.036129 | 0.04395 | 0.056442 | 0.057421 | -0.098094 | -0.34027 | -0.69069 | -0.098094 | -0.12116 | -0.21283 | -0.47383 | -0.91281 | -0.21283 | -0.24163 | 0.013894 | 0.45928 | 0.1871 | 0.72061 | 14.5237 | 0.056442 | 0.036129 | 0.04395 | 0.056442 | 0.057421 | -0.098094 | -0.34027 | -0.69069 | -0.098094 | -0.12116 | -0.21283 | -0.47383 | -0.91281 | -0.21283 | -0.24163
66 | 0.22 | 0.42 | South/Central | SC | Columbia.Metro.AP.723100 | 3 | 1050192 | 33.679 | 12.9445 | 51.7847 | 33.5991 | 18.1856 | 1028.87 | 4.1406 | 9.36 | 5.9448 | -1.8042 | 4.5172 | 2.6787 | -8.07 | 4.4858 | -1.807 | -14.2668 | 3.2416 | -33.29 | 6.4928 | -3.2512 | -45.8609 | 4.1406 | 9.36 | 5.9448 | -1.8042 | 4.5172 | 4.2111 | 7.7 | 6.126 | -1.9149 | 2.4449 | 0.013894 | 0.46795 | 0.17986 | 0.71952 | 14.2955 | 0.057532 | 0.037219 | 0.04504 | 0.057532 | 0.058511 | 0.13005 | -0.11213 | -0.46254 | 0.13005 | 0.10699 | 0.062764 | -0.19823 | -0.63721 | 0.062764 | 0.03397 | 0.013894 | 0.46795 | 0.17986 | 0.71952 | 14.2955 | 0.057532 | 0.037219 | 0.04504 | 0.057532 | 0.058511 | 0.13005 | -0.11213 | -0.46254 | 0.13005 | 0.10699 | 0.062764 | -0.19823 | -0.63721 | 0.062764 | 0.03397
67 | 0.22 | 0.37 | South/Central | SC | Columbia.Metro.AP.723100 | 3 | 1050192 | 34.0309 | 12.7627 | 51.8742 | 33.9501 | 17.924 | 1024.14 | 4.0512 | 14.09 | 5.5937 | -1.5426 | 10.3997 | 2.5892 | -3.34 | 4.1347 | -1.5454 | -8.3843 | 3.1521 | -28.56 | 6.1418 | -2.9896 | -39.9784 | 4.0512 | 14.09 | 5.5937 | -1.5426 | 10.3997 | 4.1217 | 12.43 | 5.775 | -1.6533 | 8.3274 | 0.013894 | 0.47284 | 0.17733 | 0.72076 | 14.2298 | 0.056288 | 0.035976 | 0.043797 | 0.056288 | 0.057268 | 0.19577 | -0.046407 | -0.39682 | 0.19577 | 0.17271 | 0.1445 | -0.11649 | -0.55547 | 0.1445 | 0.1157 | 0.013894 | 0.47284 | 0.17733 | 0.72076 | 14.2298 | 0.056288 | 0.035976 | 0.043797 | 0.056288 | 0.057268 | 0.19577 | -0.046407 | -0.39682 | 0.19577 | 0.17271 | 0.1445 | -0.11649 | -0.55547 | 0.1445 | 0.1157
68 | 0.22 | 0.32 | South/Central | SC | Columbia.Metro.AP.723100 | 3 | 1050192 | 34.5448 | 12.4314 | 51.9263 | 34.4628 | 17.4635 | 1014.58 | 3.999 | 23.65 | 5.081 | -1.082 | 22.1043 | 2.5371 | 6.22 | 3.622 | -1.0849 | 3.3203 | 3.1 | -19 | 5.6291 | -2.5291 | -28.2738 | 3.999 | 23.65 | 5.081 | -1.082 | 22.1043 | 4.0695 | 21.99 | 5.2623 | -1.1928 | 20.032 | 0.013894 | 0.47998 | 0.17273 | 0.72148 | 14.097 | 0.055564 | 0.035251 | 0.043072 | 0.055564 | 0.056543 | 0.3286 | 0.086423 | -0.26399 | 0.3286 | 0.30554 | 0.30713 | 0.046134 | -0.39285 | 0.30713 | 0.27833 | 0.013894 | 0.47998 | 0.17273 | 0.72148 | 14.097 | 0.055564 | 0.035251 | 0.043072 | 0.055564 | 0.056543 | 0.3286 | 0.086423 | -0.26399 | 0.3286 | 0.30554 | 0.30713 | 0.046134 | -0.39285 | 0.30713 | 0.27833
69 | 0.22 | 0.27 | South/Central | SC | Columbia.Metro.AP.723100 | 3 | 1050192 | 35.461 | 11.7994 | 51.9907 | 35.3769 | 16.6138 | 996.56 | 3.9346 | 41.67 | 4.167 | -0.2324 | 44.1052 | 2.4727 | 24.24 | 2.708 | -0.23526 | 25.3212 | 3.0356 | -0.98 | 4.715 | -1.6795 | -6.2729 | 3.9346 | 41.67 | 4.167 | -0.2324 | 44.1052 | 4.0051 | 40.01 | 4.3482 | -0.34312 | 42.0328 | 0.013894 | 0.49271 | 0.16395 | 0.72238 | 13.8466 | 0.054669 | 0.034357 | 0.042178 | 0.054669 | 0.055649 | 0.57898 | 0.3368 | -0.013616 | 0.57898 | 0.55591 | 0.61281 | 0.35182 | -0.087159 | 0.61281 | 0.58402 | 0.013894 | 0.49271 | 0.16395 | 0.72238 | 13.8466 | 0.054669 | 0.034357 | 0.042178 | 0.054669 | 0.055649 | 0.57898 | 0.3368 | -0.013616 | 0.57898 | 0.55591 | 0.61281 | 0.35182 | -0.087159 | 0.61281 | 0.58402
70 | 0.22 | 0.23 | South/Central | SC | Columbia.Metro.AP.723100 | 3 | 1050192 | 36.2756 | 11.3052 | 52.1497 | 36.1896 | 15.9602 | 984.03 | 3.7756 | 54.2 | 3.3543 | 0.42128 | 59.6306 | 2.3137 | 36.77 | 1.8953 | 0.41841 | 40.8466 | 2.8766 | 11.55 | 3.9023 | -1.0258 | 9.2525 | 3.7756 | 54.2 | 3.3543 | 0.42128 | 59.6306 | 3.8461 | 52.54 | 3.5355 | 0.31055 | 57.5583 | 0.013894 | 0.50403 | 0.15708 | 0.72459 | 13.6725 | 0.05246 | 0.032147 | 0.039968 | 0.05246 | 0.053439 | 0.75308 | 0.5109 | 0.16048 | 0.75308 | 0.73001 | 0.82853 | 0.56754 | 0.12856 | 0.82853 | 0.79974 | 0.013894 | 0.50403 | 0.15708 | 0.72459 | 13.6725 | 0.05246 | 0.032147 | 0.039968 | 0.05246 | 0.053439 | 0.75308 | 0.5109 | 0.16048 | 0.75308 | 0.73001 | 0.82853 | 0.56754 | 0.12856 | 0.82853 | 0.79974
71 | 0.22 | 0.19 | South/Central | SC | Columbia.Metro.AP.723100 | 3 | 1050192 | 37.1614 | 10.7932 | 52.353 | 37.0733 | 15.2797 | 971.44 | 3.5723 | 66.79 | 2.4706 | 1.1018 | 75.3099 | 2.1104 | 49.36 | 1.0115 | 1.0989 | 56.5259 | 2.6733 | 24.14 | 3.0186 | -0.3453 | 24.9318 | 3.5723 | 66.79 | 2.4706 | 1.1018 | 75.3099 | 3.6428 | 65.13 | 2.6518 | 0.99103 | 73.2376 | 0.013894 | 0.51634 | 0.14996 | 0.72741 | 13.4976 | 0.049635 | 0.029323 | 0.037144 | 0.049635 | 0.050615 | 0.92801 | 0.68583 | 0.33541 | 0.92801 | 0.90494 | 1.0464 | 0.78539 | 0.34641 | 1.0464 | 1.0176 | 0.013894 | 0.51634 | 0.14996 | 0.72741 | 13.4976 | 0.049635 | 0.029323 | 0.037144 | 0.049635 | 0.050615 | 0.92801 | 0.68583 | 0.33541 | 0.92801 | 0.90494 | 1.0464 | 0.78539 | 0.34641 | 1.0464 | 1.0176
72 | 0.22 | 0.17 | South/Central | SC | Columbia.Metro.AP.723100 | 3 | 1050192 | 37.643 | 10.542 | 52.4934 | 37.5538 | 14.9396 | 965.63 | 3.4319 | 72.6 | 1.9901 | 1.4419 | 82.6501 | 1.97 | 55.17 | 0.53103 | 1.439 | 63.8662 | 2.5329 | 29.95 | 2.5381 | -0.0051994 | 32.2721 | 3.4319 | 72.6 | 1.9901 | 1.4419 | 82.6501 | 3.5024 | 70.94 | 2.1713 | 1.3311 | 80.5778 | 0.013894 | 0.52303 | 0.14647 | 0.72936 | 13.4168 | 0.047685 | 0.027372 | 0.035193 | 0.047685 | 0.048664 | 1.0087 | 0.76655 | 0.41614 | 1.0087 | 0.98567 | 1.1484 | 0.88738 | 0.4484 | 1.1484 | 1.1196 | 0.013894 | 0.52303 | 0.14647 | 0.72936 | 13.4168 | 0.047685 | 0.027372 | 0.035193 | 0.047685 | 0.048664 | 1.0087 | 0.76655 | 0.41614 | 1.0087 | 0.98567 | 1.1484 | 0.88738 | 0.4484 | 1.1484 | 1.1196
73 | 0.2 | 0.47 | South/Central | SC | Columbia.Metro.AP.723100 | 3 | 1050192 | 32.4344 | 13.4962 | 51.2632 | 32.3574 | 18.9058 | 1038.56 | 4.6621 | -0.33 | 7.1865 | -2.5244 | -8.1566 | 3.2002 | -17.76 | 5.7275 | -2.5272 | -26.9406 | 3.7631 | -42.98 | 7.7345 | -3.9714 | -58.5347 | 4.6621 | -0.33 | 7.1865 | -2.5244 | -8.1566 | 4.7327 | -1.99 | 7.3677 | -2.6351 | -10.229 | 0.013894 | 0.45066 | 0.18752 | 0.71227 | 14.4301 | 0.064778 | 0.044465 | 0.052286 | 0.064778 | 0.065757 | -0.0045851 | -0.24676 | -0.59718 | -0.0045851 | -0.02765 | -0.11333 | -0.37432 | -0.8133 | -0.11333 | -0.14213 | 0.013894 | 0.45066 | 0.18752 | 0.71227 | 14.4301 | 0.064778 | 0.044465 | 0.052286 | 0.064778 | 0.065757 | -0.0045851 | -0.24676 | -0.59718 | -0.0045851 | -0.02765 | -0.11333 | -0.37432 | -0.8133 | -0.11333 | -0.14213
74 | 0.2 | 0.42 | South/Central | SC | Columbia.Metro.AP.723100 | 3 | 1050192 | 33.0577 | 12.9841 | 51.1931 | 32.9793 | 18.2139 | 1022.47 | 4.7322 | 15.76 | 6.5646 | -1.8324 | 11.3283 | 3.2703 | -1.67 | 5.1056 | -1.8353 | -7.4557 | 3.8332 | -26.89 | 7.1126 | -3.2795 | -39.0498 | 4.7322 | 15.76 | 6.5646 | -1.8324 | 11.3283 | 4.8027 | 14.1 | 6.7458 | -1.9431 | 9.256 | 0.013894 | 0.45932 | 0.18041 | 0.7113 | 14.2066 | 0.065751 | 0.045439 | 0.05326 | 0.065751 | 0.066731 | 0.21898 | -0.023204 | -0.37362 | 0.21898 | 0.19591 | 0.1574 | -0.10359 | -0.54257 | 0.1574 | 0.12861 | 0.013894 | 0.45932 | 0.18041 | 0.7113 | 14.2066 | 0.065751 | 0.045439 | 0.05326 | 0.065751 | 0.066731 | 0.21898 | -0.023204 | -0.37362 | 0.21898 | 0.19591 | 0.1574 | -0.10359 | -0.54257 | 0.1574 | 0.12861
75 | 0.2 | 0.37 | South/Central | SC | Columbia.Metro.AP.723100 | 3 | 1050192 | 33.4001 | 12.7933 | 51.2549 | 33.3208 | 17.9341 | 1016.99 | 4.6704 | 21.24 | 6.2231 | -1.5526 | 18.0536 | 3.2085 | 3.81 | 4.764 | -1.5555 | -0.73037 | 3.7714 | -21.41 | 6.7711 | -2.9997 | -32.3245 | 4.6704 | 21.24 | 6.2231 | -1.5526 | 18.0536 | 4.7409 | 19.58 | 6.4043 | -1.6634 | 15.9813 | 0.013894 | 0.46407 | 0.17776 | 0.71215 | 14.1304 | 0.064893 | 0.04458 | 0.052401 | 0.064893 | 0.065872 | 0.29512 | 0.052938 | -0.29748 | 0.29512 | 0.27205 | 0.25084 | -0.010148 | -0.44913 | 0.25084 | 0.22205 | 0.013894 | 0.46407 | 0.17776 | 0.71215 | 14.1304 | 0.064893 | 0.04458 | 0.052401 | 0.064893 | 0.065872 | 0.29512 | 0.052938 | -0.29748 | 0.29512 | 0.27205 | 0.25084 | -0.010148 | -0.44913 | 0.25084 | 0.22205
76 | 0.2 | 0.32 | South/Central | SC | Columbia.Metro.AP.723100 | 3 | 1050192 | 33.9042 | 12.4618 | 51.2969 | 33.8237 | 17.4732 | 1007.29 | 4.6284 | 30.94 | 5.7201 | -1.0918 | 29.8973 | 3.1665 | 13.51 | 4.2611 | -1.0946 | 11.1133 | 3.7294 | -11.71 | 6.2682 | -2.5388 | -20.4808 | 4.6284 | 30.94 | 5.7201 | -1.0918 | 29.8973 | 4.6989 | 29.28 | 5.9014 | -1.2025 | 27.825 | 0.013894 | 0.47108 | 0.17315 | 0.71274 | 13.9957 | 0.064309 | 0.043996 | 0.051817 | 0.064309 | 0.065288 | 0.42989 | 0.18771 | -0.1627 | 0.42989 | 0.40683 | 0.4154 | 0.15441 | -0.28457 | 0.4154 | 0.38661 | 0.013894 | 0.47108 | 0.17315 | 0.71274 | 13.9957 | 0.064309 | 0.043996 | 0.051817 | 0.064309 | 0.065288 | 0.42989 | 0.18771 | -0.1627 | 0.42989 | 0.40683 | 0.4154 | 0.15441 | -0.28457 | 0.4154 | 0.38661
77 | 0.2 | 0.27 | South/Central | SC | Columbia.Metro.AP.723100 | 3 | 1050192 | 34.8292 | 11.8292 | 51.3788 | 34.7466 | 16.6322 | 989.7 | 4.5466 | 48.53 | 4.7973 | -0.25071 | 51.4439 | 3.0847 | 31.1 | 3.3382 | -0.25358 | 32.6599 | 3.6475 | 5.88 | 5.3453 | -1.6978 | 1.0658 | 4.5466 | 48.53 | 4.7973 | -0.25071 | 51.4439 | 4.6171 | 46.87 | 4.9785 | -0.36144 | 49.3716 | 0.013894 | 0.48393 | 0.16436 | 0.71388 | 13.7513 | 0.063172 | 0.042859 | 0.05068 | 0.063172 | 0.064151 | 0.67429 | 0.43212 | 0.081699 | 0.67429 | 0.65123 | 0.71478 | 0.45379 | 0.014808 | 0.71478 | 0.68599 | 0.013894 | 0.48393 | 0.16436 | 0.71388 | 13.7513 | 0.063172 | 0.042859 | 0.05068 | 0.063172 | 0.064151 | 0.67429 | 0.43212 | 0.081699 | 0.67429 | 0.65123 | 0.71478 | 0.45379 | 0.014808 | 0.71478 | 0.68599
78 | 0.2 | 0.23 | South/Central | SC | Columbia.Metro.AP.723100 | 3 | 1050192 | 35.6343 | 11.3166 | 51.5006 | 35.5497 | 15.9508 | 976.11 | 4.4248 | 62.12 | 3.9942 | 0.4306 | 68.1881 | 2.9628 | 44.69 | 2.5351 | 0.42774 | 49.4041 | 3.5257 | 19.47 | 4.5422 | -1.0165 | 17.81 | 4.4248 | 62.12 | 3.9942 | 0.4306 | 68.1881 | 4.4953 | 60.46 | 4.1754 | 0.31988 | 66.1158 | 0.013894 | 0.49512 | 0.15724 | 0.71557 | 13.5624 | 0.061479 | 0.041167 | 0.048988 | 0.061479 | 0.062459 | 0.86312 | 0.62094 | 0.27052 | 0.86312 | 0.84005 | 0.94743 | 0.68644 | 0.24746 | 0.94743 | 0.91864 | 0.013894 | 0.49512 | 0.15724 | 0.71557 | 13.5624 | 0.061479 | 0.041167 | 0.048988 | 0.061479 | 0.062459 | 0.86312 | 0.62094 | 0.27052 | 0.86312 | 0.84005 | 0.94743 | 0.68644 | 0.24746 | 0.94743 | 0.91864
79 | 0.2 | 0.19 | South/Central | SC | Columbia.Metro.AP.723100 | 3 | 1050192 | 36.5197 | 10.813 | 51.7117 | 36.433 | 15.2787 | 963.78 | 4.2136 | 74.45 | 3.1108 | 1.1028 | 83.5436 | 2.7517 | 57.02 | 1.6518 | 1.0999 | 64.7596 | 3.3146 | 31.8 | 3.6589 | -0.34428 | 33.1655 | 4.2136 | 74.45 | 3.1108 | 1.1028 | 83.5436 | 4.2841 | 72.79 | 3.2921 | 0.99205 | 81.4713 | 0.013894 | 0.50742 | 0.15024 | 0.7185 | 13.3911 | 0.058546 | 0.038233 | 0.046054 | 0.058546 | 0.059525 | 1.0344 | 0.79226 | 0.44184 | 1.0344 | 1.0114 | 1.1608 | 0.89979 | 0.46081 | 1.1608 | 1.132 | 0.013894 | 0.50742 | 0.15024 | 0.7185 | 13.3911 | 0.058546 | 0.038233 | 0.046054 | 0.058546 | 0.059525 | 1.0344 | 0.79226 | 0.44184 | 1.0344 | 1.0114 | 1.1608 | 0.89979 | 0.46081 | 1.1608 | 1.132
80 | 0.2 | 0.17 | South/Central | SC | Columbia.Metro.AP.723100 | 3 | 1050192 | 37.0018 | 10.5523 | 51.8525 | 36.9141 | 14.9384 | 957.98 | 4.0729 | 80.25 | 2.6298 | 1.443 | 90.883 | 2.6109 | 62.82 | 1.1708 | 1.4402 | 72.099 | 3.1738 | 37.6 | 3.1779 | -0.0040258 | 40.5049 | 4.0729 | 80.25 | 2.6298 | 1.443 | 90.883 | 4.1434 | 78.59 | 2.811 | 1.3323 | 88.8107 | 0.013894 | 0.51412 | 0.14662 | 0.72046 | 13.3105 | 0.05659 | 0.036277 | 0.044098 | 0.05659 | 0.057569 | 1.115 | 0.87284 | 0.52243 | 1.115 | 1.092 | 1.2628 | 1.0018 | 0.56279 | 1.2628 | 1.234 | 0.013894 | 0.51412 | 0.14662 | 0.72046 | 13.3105 | 0.05659 | 0.036277 | 0.044098 | 0.05659 | 0.057569 | 1.115 | 0.87284 | 0.52243 | 1.115 | 1.092 | 1.2628 | 1.0018 | 0.56279 | 1.2628 | 1.234
81 | 0.35 | 0.2 | South/Central | SC | Columbia.Metro.AP.723100 | 3 | 1050192 | 40.9356 | 10.8326 | 56.2965 | 40.8388 | 15.4577 | 1022.18 | -0.37113 | 16.05 | -1.2949 | 0.92376 | 20.0668 | -1.833 | -1.38 | -2.7539 | 0.92089 | 1.2828 | -1.2702 | -26.6 | -0.74685 | -0.5233 | -30.3113 | -0.37113 | 16.05 | -1.2949 | 0.92376 | 20.0668 | -0.30063 | 14.39 | -1.1137 | 0.81303 | 17.9945 | 0.013894 | 0.56877 | 0.15051 | 0.7822 | 14.2026 | -0.0051566 | -0.025469 | -0.017648 | -0.0051566 | -0.004177 | 0.223 | -0.019174 | -0.36959 | 0.223 | 0.19994 | 0.27882 | 0.017824 | -0.42116 | 0.27882 | 0.25002 | 0.013894 | 0.56877 | 0.15051 | 0.7822 | 14.2026 | -0.0051566 | -0.025469 | -0.017648 | -0.0051566 | -0.004177 | 0.223 | -0.019174 | -0.36959 | 0.223 | 0.19994 | 0.27882 | 0.017824 | -0.42116 | 0.27882 | 0.25002
82 | 0.35 | 0.25 | South/Central | SC | Columbia.Metro.AP.723100 | 3 | 1050192 | 39.8193 | 11.446 | 55.9958 | 39.7251 | 16.2707 | 1036.57 | -0.070501 | 1.66 | -0.18122 | 0.11072 | 2.0723 | -1.5324 | -15.77 | -1.6403 | 0.10786 | -16.7117 | -0.96953 | -40.99 | 0.36681 | -1.3363 | -48.3058 | -0.070501 | 1.66 | -0.18122 | 0.11072 | 2.0723 | 0 | 0 | 0 | 0 | 0 | 0.013894 | 0.55326 | 0.15904 | 0.77803 | 14.4025 | -0.00097957 | -0.021292 | -0.013471 | -0.00097957 | 0 | 0.023065 | -0.21911 | -0.56953 | 0.023065 | 0 | 0.028794 | -0.2322 | -0.67118 | 0.028794 | 0 | 0.013894 | 0.55326 | 0.15904 | 0.77803 | 14.4025 | -0.00097957 | -0.021292 | -0.013471 | -0.00097957 | 0 | 0.023065 | -0.21911 | -0.56953 | 0.023065 | 0 | 0.028794 | -0.2322 | -0.67118 | 0.028794 | 0
83 | 0.35 | 0.3 | South/Central | SC | Columbia.Metro.AP.723100 | 3 | 1050192 | 39.6376 | 11.4871 | 55.9253 | 39.5439 | 16.3814 | 1038.23 | 0 | 0 | 0 | 0 | 0 | -1.4619 | -17.43 | -1.459 | -0.002865 | -18.784 | -0.89903 | -42.65 | 0.54803 | -1.4471 | -50.3781 | 0 | 0 | 0 | 0 | 0 | 0.070501 | -1.66 | 0.18122 | -0.11072 | -2.0723 | 0.013894 | 0.55074 | 0.15961 | 0.77705 | 14.4256 | 0 | -0.020312 | -0.012491 | 0 | 0.00097957 | 0 | -0.24218 | -0.5926 | 0 | -0.023065 | 0 | -0.26099 | -0.69997 | 0 | -0.028794 | 0.013894 | 0.55074 | 0.15961 | 0.77705 | 14.4256 | 0 | -0.020312 | -0.012491 | 0 | 0.00097957 | 0 | -0.24218 | -0.5926 | 0 | -0.023065 | 0 | -0.26099 | -0.69997 | 0 | -0.028794
84 | 0.35 | 0.35 | South/Central | SC | Columbia.Metro.AP.723100 | 3 | 1050192 | 38.6522 | 12.0589 | 55.7021 | 38.5608 | 17.1414 | 1052.34 | 0.22321 | -14.11 | 0.98312 | -0.75991 | -17.5581 | -1.2387 | -31.54 | -0.47593 | -0.76278 | -36.3421 | -0.67582 | -56.76 | 1.5311 | -2.207 | -67.9362 | 0.22321 | -14.11 | 0.98312 | -0.75991 | -17.5581 | 0.29371 | -15.77 | 1.1643 | -0.87063 | -19.6304 | 0.013894 | 0.53705 | 0.16755 | 0.77395 | 14.6216 | 0.0031013 | -0.017211 | -0.0093901 | 0.0031013 | 0.0040809 | -0.19605 | -0.43823 | -0.78864 | -0.19605 | -0.21911 | -0.24396 | -0.50495 | -0.94393 | -0.24396 | -0.27275 | 0.013894 | 0.53705 | 0.16755 | 0.77395 | 14.6216 | 0.0031013 | -0.017211 | -0.0093901 | 0.0031013 | 0.0040809 | -0.19605 | -0.43823 | -0.78864 | -0.19605 | -0.21911 | -0.24396 | -0.50495 | -0.94393 | -0.24396 | -0.27275
85 | 0.35 | 0.4 | South/Central | SC | Columbia.Metro.AP.723100 | 3 | 1050192 | 37.7666 | 12.6216 | 55.5599 | 37.6772 | 17.8826 | 1067.04 | 0.36546 | -28.81 | 1.8666 | -1.5012 | -35.6509 | -1.0965 | -46.24 | 0.40758 | -1.504 | -54.4349 | -0.53357 | -71.46 | 2.4147 | -2.9482 | -86.029 | 0.36546 | -28.81 | 1.8666 | -1.5012 | -35.6509 | 0.43596 | -30.47 | 2.0479 | -1.6119 | -37.7233 | 0.013894 | 0.52474 | 0.17537 | 0.77197 | 14.8259 | 0.0050779 | -0.015235 | -0.0074136 | 0.0050779 | 0.0060575 | -0.4003 | -0.64248 | -0.99289 | -0.4003 | -0.42336 | -0.49535 | -0.75634 | -1.1953 | -0.49535 | -0.52414 | 0.013894 | 0.52474 | 0.17537 | 0.77197 | 14.8259 | 0.0050779 | -0.015235 | -0.0074136 | 0.0050779 | 0.0060575 | -0.4003 | -0.64248 | -0.99289 | -0.4003 | -0.42336 | -0.49535 | -0.75634 | -1.1953 | -0.49535 | -0.52414
86 | 0.33 | 0.2 | South/Central | SC | Columbia.Metro.AP.723100 | 3 | 1050192 | 40.3542 | 10.8431 | 55.7064 | 40.2587 | 15.4477 | 1014.95 | 0.21894 | 23.28 | -0.71486 | 0.9338 | 27.8872 | -1.243 | 5.85 | -2.1739 | 0.93093 | 9.1032 | -0.68009 | -19.37 | -0.16683 | -0.51326 | -22.4909 | 0.21894 | 23.28 | -0.71486 | 0.9338 | 27.8872 | 0.28944 | 21.62 | -0.53363 | 0.82308 | 25.8149 | 0.013894 | 0.5607 | 0.15066 | 0.77401 | 14.1021 | 0.003042 | -0.01727 | -0.0094494 | 0.003042 | 0.0040216 | 0.32346 | 0.081282 | -0.26913 | 0.32346 | 0.3004 | 0.38748 | 0.12648 | -0.3125 | 0.38748 | 0.35868 | 0.013894 | 0.5607 | 0.15066 | 0.77401 | 14.1021 | 0.003042 | -0.01727 | -0.0094494 | 0.003042 | 0.0040216 | 0.32346 | 0.081282 | -0.26913 | 0.32346 | 0.3004 | 0.38748 | 0.12648 | -0.3125 | 0.38748 | 0.35868
87 | 0.33 | 0.25 | South/Central | SC | Columbia.Metro.AP.723100 | 3 | 1050192 | 39.2381 | 11.4566 | 55.4145 | 39.1453 | 16.2692 | 1029.62 | 0.51086 | 8.61 | 0.3986 | 0.11226 | 9.5529 | -0.95105 | -8.82 | -1.0604 | 0.10939 | -9.2311 | -0.38817 | -34.04 | 0.94663 | -1.3348 | -40.8252 | 0.51086 | 8.61 | 0.3986 | 0.11226 | 9.5529 | 0.58136 | 6.95 | 0.57983 | 0.0015367 | 7.4805 | 0.013894 | 0.54519 | 0.15918 | 0.76995 | 14.3059 | 0.0070981 | -0.013214 | -0.0053934 | 0.0070981 | 0.0080777 | 0.11963 | -0.12255 | -0.47296 | 0.11963 | 0.096566 | 0.13273 | -0.12826 | -0.56724 | 0.13273 | 0.10394 | 0.013894 | 0.54519 | 0.15918 | 0.76995 | 14.3059 | 0.0070981 | -0.013214 | -0.0053934 | 0.0070981 | 0.0080777 | 0.11963 | -0.12255 | -0.47296 | 0.11963 | 0.096566 | 0.13273 | -0.12826 | -0.56724 | 0.13273 | 0.10394
88 | 0.33 | 0.3 | South/Central | SC | Columbia.Metro.AP.723100 | 3 | 1050192 | 39.0661 | 11.4978 | 55.3537 | 38.9737 | 16.38 | 1031.41 | 0.57162 | 6.82 | 0.57015 | 0.0014648 | 7.3539 | -0.8903 | -10.61 | -0.8889 | -0.0014002 | -11.4301 | -0.32741 | -35.83 | 1.1182 | -1.4456 | -43.0242 | 0.57162 | 6.82 | 0.57015 | 0.0014648 | 7.3539 | 0.64212 | 5.16 | 0.75138 | -0.10926 | 5.2816 | 0.013894 | 0.5428 | 0.15975 | 0.76911 | 14.3308 | 0.0079423 | -0.01237 | -0.0045492 | 0.0079423 | 0.0089219 | 0.09476 | -0.14742 | -0.49784 | 0.09476 | 0.071695 | 0.10218 | -0.15881 | -0.59779 | 0.10218 | 0.073385 | 0.013894 | 0.5428 | 0.15975 | 0.76911 | 14.3308 | 0.0079423 | -0.01237 | -0.0045492 | 0.0079423 | 0.0089219 | 0.09476 | -0.14742 | -0.49784 | 0.09476 | 0.071695 | 0.10218 | -0.15881 | -0.59779 | 0.10218 | 0.073385
89 | 0.33 | 0.35 | South/Central | SC | Columbia.Metro.AP.723100 | 3 | 1050192 | 38.0808 | 12.0698 | 55.1309 | 37.9907 | 17.1402 | 1045.54 | 0.79447 | -7.31 | 1.5532 | -0.7587 | -10.2155 | -0.66744 | -24.74 | 0.094122 | -0.76157 | -28.9995 | -0.10456 | -49.96 | 2.1012 | -2.2058 | -60.5936 | 0.79447 | -7.31 | 1.5532 | -0.7587 | -10.2155 | 0.86497 | -8.97 | 1.7344 | -0.86942 | -12.2878 | 0.013894 | 0.52911 | 0.1677 | 0.76601 | 14.5271 | 0.011039 | -0.0092737 | -0.0014528 | 0.011039 | 0.012018 | -0.10157 | -0.34375 | -0.69416 | -0.10157 | -0.12463 | -0.14194 | -0.40293 | -0.84191 | -0.14194 | -0.17073 | 0.013894 | 0.52911 | 0.1677 | 0.76601 | 14.5271 | 0.011039 | -0.0092737 | -0.0014528 | 0.011039 | 0.012018 | -0.10157 | -0.34375 | -0.69416 | -0.10157 | -0.12463 | -0.14194 | -0.40293 | -0.84191 | -0.14194 | -0.17073
90 | 0.33 | 0.4 | South/Central | SC | Columbia.Metro.AP.723100 | 3 | 1050192 | 37.1865 | 12.6419 | 54.9901 | 37.0985 | 17.8916 | 1060.47 | 0.9352 | -22.24 | 2.4454 | -1.5102 | -28.6029 | -0.52672 | -39.67 | 0.98634 | -1.5131 | -47.3869 | 0.036168 | -64.89 | 2.9934 | -2.9573 | -78.981 | 0.9352 | -22.24 | 2.4454 | -1.5102 | -28.6029 | 1.0057 | -23.9 | 2.6266 | -1.6209 | -30.6752 | 0.013894 | 0.51668 | 0.17565 | 0.76405 | 14.7346 | 0.012994 | -0.0073184 | 0.00050253 | 0.012994 | 0.013974 | -0.30901 | -0.55119 | -0.90161 | -0.30901 | -0.33208 | -0.39742 | -0.65841 | -1.0974 | -0.39742 | -0.42621 | 0.013894 | 0.51668 | 0.17565 | 0.76405 | 14.7346 | 0.012994 | -0.0073184 | 0.00050253 | 0.012994 | 0.013974 | -0.30901 | -0.55119 | -0.90161 | -0.30901 | -0.33208 | -0.39742 | -0.65841 | -1.0974 | -0.39742 | -0.42621
91 | 0.3 | 0.2 | South/Central | SC | Columbia.Metro.AP.723100 | 3 | 1050192 | 39.4533 | 10.8535 | 54.7957 | 39.3599 | 15.4358 | 1003.87 | 1.1297 | 34.36 | 0.18401 | 0.94565 | 39.8595 | -0.33226 | 16.93 | -1.275 | 0.94279 | 21.0755 | 0.23063 | -8.29 | 0.73204 | -0.50141 | -10.5186 | 1.1297 | 34.36 | 0.18401 | 0.94565 | 39.8595 | 1.2002 | 32.7 | 0.36523 | 0.83493 | 37.7871 | 0.013894 | 0.54818 | 0.1508 | 0.76135 | 13.9481 | 0.015696 | -0.0046165 | 0.0032045 | 0.015696 | 0.016675 | 0.47741 | 0.23523 | -0.11518 | 0.47741 | 0.45435 | 0.55382 | 0.29283 | -0.14615 | 0.55382 | 0.52503 | 0.013894 | 0.54818 | 0.1508 | 0.76135 | 13.9481 | 0.015696 | -0.0046165 | 0.0032045 | 0.015696 | 0.016675 | 0.47741 | 0.23523 | -0.11518 | 0.47741 | 0.45435 | 0.55382 | 0.29283 | -0.14615 | 0.55382 | 0.52503
92 | 0.3 | 0.25 | South/Central | SC | Columbia.Metro.AP.723100 | 3 | 1050192 | 38.3469 | 11.4769 | 54.5235 | 38.2561 | 16.2674 | 1019.02 | 1.4018 | 19.21 | 1.2878 | 0.11404 | 21.0019 | -0.060078 | 1.78 | -0.17125 | 0.11118 | 2.2179 | 0.50281 | -23.44 | 1.8358 | -1.333 | -29.3762 | 1.4018 | 19.21 | 1.2878 | 0.11404 | 21.0019 | 1.4723 | 17.55 | 1.469 | 0.0033184 | 18.9296 | 0.013894 | 0.53281 | 0.15946 | 0.75757 | 14.1586 | 0.019478 | -0.00083475 | 0.0069862 | 0.019478 | 0.020457 | 0.26691 | 0.024732 | -0.32568 | 0.26691 | 0.24385 | 0.29181 | 0.030816 | -0.40816 | 0.29181 | 0.26301 | 0.013894 | 0.53281 | 0.15946 | 0.75757 | 14.1586 | 0.019478 | -0.00083475 | 0.0069862 | 0.019478 | 0.020457 | 0.26691 | 0.024732 | -0.32568 | 0.26691 | 0.24385 | 0.29181 | 0.030816 | -0.40816 | 0.29181 | 0.26301
93 | 0.3 | 0.3 | South/Central | SC | Columbia.Metro.AP.723100 | 3 | 1050192 | 38.1752 | 11.5183 | 54.4634 | 38.0848 | 16.3786 | 1020.8 | 1.4619 | 17.43 | 1.459 | 0.002865 | 18.784 | 0 | 0 | 0 | 0 | 0 | 0.56289 | -25.22 | 2.0071 | -1.4442 | -31.5941 | 1.4619 | 17.43 | 1.459 | 0.002865 | 18.784 | 1.5324 | 15.77 | 1.6403 | -0.10786 | 16.7117 | 0.013894 | 0.53042 | 0.16004 | 0.75674 | 14.1834 | 0.020312 | 0 | 0.0078209 | 0.020312 | 0.021292 | 0.24218 | 0 | -0.35042 | 0.24218 | 0.21911 | 0.26099 | 0 | -0.43898 | 0.26099 | 0.2322 | 0.013894 | 0.53042 | 0.16004 | 0.75674 | 14.1834 | 0.020312 | 0 | 0.0078209 | 0.020312 | 0.021292 | 0.24218 | 0 | -0.35042 | 0.24218 | 0.21911 | 0.26099 | 0 | -0.43898 | 0.26099 | 0.2322
94 | 0.3 | 0.35 | South/Central | SC | Columbia.Metro.AP.723100 | 3 | 1050192 | 37.1996 | 12.1002 | 54.2608 | 37.1115 | 17.1493 | 1035.42 | 1.6645 | 2.81 | 2.4324 | -0.76789 | 0.67083 | 0.20259 | -14.62 | 0.97335 | -0.77075 | -18.1132 | 0.76548 | -39.84 | 2.9804 | -2.2149 | -49.7073 | 1.6645 | 2.81 | 2.4324 | -0.76789 | 0.67083 | 1.735 | 1.15 | 2.6136 | -0.87861 | -1.4015 | 0.013894 | 0.51686 | 0.16812 | 0.75392 | 14.3865 | 0.023127 | 0.0028149 | 0.010636 | 0.023127 | 0.024107 | 0.039043 | -0.20314 | -0.55355 | 0.039043 | 0.015979 | 0.0093208 | -0.25167 | -0.69065 | 0.0093208 | -0.019473 | 0.013894 | 0.51686 | 0.16812 | 0.75392 | 14.3865 | 0.023127 | 0.0028149 | 0.010636 | 0.023127 | 0.024107 | 0.039043 | -0.20314 | -0.55355 | 0.039043 | 0.015979 | 0.0093208 | -0.25167 | -0.69065 | 0.0093208 | -0.019473
95 | 0.3 | 0.4 | South/Central | SC | Columbia.Metro.AP.723100 | 3 | 1050192 | 36.3145 | 12.6817 | 54.1477 | 36.2285 | 17.9192 | 1051.09 | 1.7777 | -12.86 | 3.3154 | -1.5377 | -18.5614 | 0.31576 | -30.29 | 1.8563 | -1.5406 | -37.3454 | 0.87864 | -55.51 | 3.8634 | -2.9848 | -68.9395 | 1.7777 | -12.86 | 3.3154 | -1.5377 | -18.5614 | 1.8482 | -14.52 | 3.4966 | -1.6484 | -20.6338 | 0.013894 | 0.50457 | 0.1762 | 0.75235 | 14.6042 | 0.0247 | 0.0043873 | 0.012208 | 0.0247 | 0.025679 | -0.17868 | -0.42086 | -0.77128 | -0.17868 | -0.20175 | -0.2579 | -0.51889 | -0.95787 | -0.2579 | -0.28669 | 0.013894 | 0.50457 | 0.1762 | 0.75235 | 14.6042 | 0.0247 | 0.0043873 | 0.012208 | 0.0247 | 0.025679 | -0.17868 | -0.42086 | -0.77128 | -0.17868 | -0.20175 | -0.2579 | -0.51889 | -0.95787 | -0.2579 | -0.28669
96 | 0.28 | 0.2 | South/Central | SC | Columbia.Metro.AP.723100 | 3 | 1050192 | 38.8326 | 10.8728 | 54.1838 | 38.7407 | 15.4431 | 996.79 | 1.7416 | 41.44 | 0.80318 | 0.9384 | 47.4948 | 0.27966 | 24.01 | -0.65587 | 0.93553 | 28.7108 | 0.84255 | -1.21 | 1.3512 | -0.50866 | -2.8833 | 1.7416 | 41.44 | 0.80318 | 0.9384 | 47.4948 | 1.8121 | 39.78 | 0.9844 | 0.82767 | 45.4224 | 0.013894 | 0.53956 | 0.15107 | 0.75285 | 13.8498 | 0.024198 | 0.0038857 | 0.011707 | 0.024198 | 0.025178 | 0.57578 | 0.3336 | -0.016812 | 0.57578 | 0.55272 | 0.65991 | 0.39892 | -0.040062 | 0.65991 | 0.63112 | 0.013894 | 0.53956 | 0.15107 | 0.75285 | 13.8498 | 0.024198 | 0.0038857 | 0.011707 | 0.024198 | 0.025178 | 0.57578 | 0.3336 | -0.016812 | 0.57578 | 0.55272 | 0.65991 | 0.39892 | -0.040062 | 0.65991 | 0.63112
97 | 0.28 | 0.25 | South/Central | SC | Columbia.Metro.AP.723100 | 3 | 1050192 | 37.7363 | 11.4967 | 53.9227 | 37.6469 | 16.2758 | 1012.07 | 2.0027 | 26.16 | 1.897 | 0.10567 | 28.4652 | 0.54075 | 8.73 | 0.43795 | 0.1028 | 9.6812 | 1.1036 | -16.49 | 2.445 | -1.3414 | -21.9129 | 2.0027 | 26.16 | 1.897 | 0.10567 | 28.4652 | 2.0732 | 24.5 | 2.0782 | -0.0050574 | 26.3929 | 0.013894 | 0.52432 | 0.15974 | 0.74922 | 14.0621 | 0.027826 | 0.0075134 | 0.015334 | 0.027826 | 0.028805 | 0.36348 | 0.1213 | -0.22912 | 0.36348 | 0.34041 | 0.39551 | 0.13451 | -0.30447 | 0.39551 | 0.36671 | 0.013894 | 0.52432 | 0.15974 | 0.74922 | 14.0621 | 0.027826 | 0.0075134 | 0.015334 | 0.027826 | 0.028805 | 0.36348 | 0.1213 | -0.22912 | 0.36348 | 0.34041 | 0.39551 | 0.13451 | -0.30447 | 0.39551 | 0.36671
98 | 0.28 | 0.3 | South/Central | SC | Columbia.Metro.AP.723100 | 3 | 1050192 | 37.3533 | 11.6779 | 53.8215 | 37.2648 | 16.5567 | 1017.1 | 2.1038 | 21.13 | 2.2791 | -0.1752 | 22.2147 | 0.64193 | 3.7 | 0.82 | -0.17807 | 3.4307 | 1.2048 | -21.52 | 2.8271 | -1.6223 | -28.1634 | 2.1038 | 21.13 | 2.2791 | -0.1752 | 22.2147 | 2.1743 | 19.47 | 2.4603 | -0.28593 | 20.1424 | 0.013894 | 0.519 | 0.16226 | 0.74782 | 14.132 | 0.029232 | 0.0089193 | 0.01674 | 0.029232 | 0.030211 | 0.29359 | 0.051409 | -0.29901 | 0.29359 | 0.27052 | 0.30866 | 0.047667 | -0.39131 | 0.30866 | 0.27987 | 0.013894 | 0.519 | 0.16226 | 0.74782 | 14.132 | 0.029232 | 0.0089193 | 0.01674 | 0.029232 | 0.030211 | 0.29359 | 0.051409 | -0.29901 | 0.29359 | 0.27052 | 0.30866 | 0.047667 | -0.39131 | 0.30866 | 0.27987
99 | 0.28 | 0.35 | South/Central | SC | Columbia.Metro.AP.723100 | 3 | 1050192 | 36.4076 | 12.2613 | 53.6593 | 36.3214 | 17.3379 | 1032.42 | 2.2661 | 5.81 | 3.2225 | -0.95642 | 3.304 | 0.80416 | -11.62 | 1.7634 | -0.95928 | -15.48 | 1.367 | -36.84 | 3.7705 | -2.4035 | -47.0741 | 2.2661 | 5.81 | 3.2225 | -0.95642 | 3.304 | 2.3366 | 4.15 | 3.4037 | -1.0671 | 1.2317 | 0.013894 | 0.50586 | 0.17036 | 0.74556 | 14.3448 | 0.031486 | 0.011173 | 0.018994 | 0.031486 | 0.032465 | 0.080726 | -0.16145 | -0.51187 | 0.080726 | 0.057662 | 0.045907 | -0.21508 | -0.65407 | 0.045907 | 0.017114 | 0.013894 | 0.50586 | 0.17036 | 0.74556 | 14.3448 | 0.031486 | 0.011173 | 0.018994 | 0.031486 | 0.032465 | 0.080726 | -0.16145 | -0.51187 | 0.080726 | 0.057662 | 0.045907 | -0.21508 | -0.65407 | 0.045907 | 0.017114
100 | 0.28 | 0.4 | South/Central | SC | Columbia.Metro.AP.723100 | 3 | 1050192 | 35.7131 | 12.7117 | 53.5657 | 35.6285 | 17.9371 | 1044.56 | 2.3597 | -6.33 | 3.9153 | -1.5557 | -11.5968 | 0.89775 | -23.76 | 2.4563 | -1.5585 | -30.3808 | 1.4606 | -48.98 | 4.4634 | -3.0027 | -61.9749 | 2.3597 | -6.33 | 3.9153 | -1.5557 | -11.5968 | 2.4302 | -7.99 | 4.0966 | -1.6664 | -13.6691 | 0.013894 | 0.49621 | 0.17662 | 0.74426 | 14.5135 | 0.032786 | 0.012474 | 0.020295 | 0.032786 | 0.033766 | -0.087951 | -0.33013 | -0.68055 | -0.087951 | -0.11102 | -0.16113 | -0.42212 | -0.8611 | -0.16113 | -0.18992 | 0.013894 | 0.49621 | 0.17662 | 0.74426 | 14.5135 | 0.032786 | 0.012474 | 0.020295 | 0.032786 | 0.033766 | -0.087951 | -0.33013 | -0.68055 | -0.087951 | -0.11102 | -0.16113 | -0.42212 | -0.8611 | -0.16113 | -0.18992
101 | 0.27 | 0.2 | South/Central | SC | Columbia.Metro.AP.723100 | 3 | 1050192 | 38.522 | 10.8833 | 53.8744 | 38.4308 | 15.4436 | 993.14 | 2.0509 | 45.09 | 1.1131 | 0.9378 | 51.4368 | 0.58897 | 27.66 | -0.34597 | 0.93494 | 32.6528 | 1.1519 | 2.44 | 1.6611 | -0.50926 | 1.0587 | 2.0509 | 45.09 | 1.1131 | 0.9378 | 51.4368 | 2.1214 | 43.43 | 1.2943 | 0.82708 | 49.3645 | 0.013894 | 0.53524 | 0.15122 | 0.74855 | 13.7991 | 0.028496 | 0.0081833 | 0.016004 | 0.028496 | 0.029475 | 0.6265 | 0.38432 | 0.033902 | 0.6265 | 0.60343 | 0.71468 | 0.45369 | 0.01471 | 0.71468 | 0.68589 | 0.013894 | 0.53524 | 0.15122 | 0.74855 | 13.7991 | 0.028496 | 0.0081833 | 0.016004 | 0.028496 | 0.029475 | 0.6265 | 0.38432 | 0.033902 | 0.6265 | 0.60343 | 0.71468 | 0.45369 | 0.01471 | 0.71468 | 0.68589
102 | 0.27 | 0.25 | South/Central | SC | Columbia.Metro.AP.723100 | 3 | 1050192 | 37.4257 | 11.5067 | 53.6123 | 37.3371 | 16.2752 | 1008.36 | 2.3131 | 29.87 | 2.2068 | 0.10626 | 32.4532 | 0.85115 | 12.44 | 0.74775 | 0.1034 | 13.6692 | 1.414 | -12.78 | 2.7548 | -1.3408 | -17.9249 | 2.3131 | 29.87 | 2.2068 | 0.10626 | 32.4532 | 2.3836 | 28.21 | 2.388 | -0.004459 | 30.3809 | 0.013894 | 0.52001 | 0.15988 | 0.74491 | 14.0105 | 0.032139 | 0.011826 | 0.019647 | 0.032139 | 0.033118 | 0.41503 | 0.17285 | -0.17757 | 0.41503 | 0.39196 | 0.45092 | 0.18993 | -0.24905 | 0.45092 | 0.42212 | 0.013894 | 0.52001 | 0.15988 | 0.74491 | 14.0105 | 0.032139 | 0.011826 | 0.019647 | 0.032139 | 0.033118 | 0.41503 | 0.17285 | -0.17757 | 0.41503 | 0.39196 | 0.45092 | 0.18993 | -0.24905 | 0.45092 | 0.42212
103 | 0.27 | 0.3 | South/Central | SC | Columbia.Metro.AP.723100 | 3 | 1050192 | 36.9015 | 11.7885 | 53.5003 | 36.8141 | 16.6862 | 1016.16 | 2.425 | 22.07 | 2.7298 | -0.30478 | 22.8432 | 0.96307 | 4.64 | 1.2707 | -0.30764 | 4.0592 | 1.526 | -20.58 | 3.2778 | -1.7518 | -27.5349 | 2.425 | 22.07 | 2.7298 | -0.30478 | 22.8432 | 2.4955 | 20.41 | 2.911 | -0.4155 | 20.7709 | 0.013894 | 0.51272 | 0.16379 | 0.74335 | 14.1189 | 0.033694 | 0.013381 | 0.021202 | 0.033694 | 0.034673 | 0.30665 | 0.06447 | -0.28595 | 0.30665 | 0.28358 | 0.31739 | 0.0564 | -0.38258 | 0.31739 | 0.2886 | 0.013894 | 0.51272 | 0.16379 | 0.74335 | 14.1189 | 0.033694 | 0.013381 | 0.021202 | 0.033694 | 0.034673 | 0.30665 | 0.06447 | -0.28595 | 0.30665 | 0.28358 | 0.31739 | 0.0564 | -0.38258 | 0.31739 | 0.2886
104 | 0.27 | 0.35 | South/Central | SC | Columbia.Metro.AP.723100 | 3 | 1050192 | 35.9359 | 12.4216 | 53.3783 | 35.8507 | 17.5276 | 1033.26 | 2.547 | 4.97 | 3.6931 | -1.1462 | 1.8013 | 1.0851 | -12.46 | 2.2341 | -1.149 | -16.9827 | 1.648 | -37.68 | 4.2412 | -2.5932 | -48.5768 | 2.547 | 4.97 | 3.6931 | -1.1462 | 1.8013 | 2.6175 | 3.31 | 3.8744 | -1.2569 | -0.271 | 0.013894 | 0.49931 | 0.17259 | 0.74166 | 14.3565 | 0.035389 | 0.015076 | 0.022897 | 0.035389 | 0.036368 | 0.069055 | -0.17312 | -0.52354 | 0.069055 | 0.04599 | 0.025028 | -0.23596 | -0.67494 | 0.025028 | -0.0037654 | 0.013894 | 0.49931 | 0.17259 | 0.74166 | 14.3565 | 0.035389 | 0.015076 | 0.022897 | 0.035389 | 0.036368 | 0.069055 | -0.17312 | -0.52354 | 0.069055 | 0.04599 | 0.025028 | -0.23596 | -0.67494 | 0.025028 | -0.0037654
105 | 0.27 | 0.4 | South/Central | SC | Columbia.Metro.AP.723100 | 3 | 1050192 | 35.4032 | 12.7223 | 53.257 | 35.3193 | 17.9377 | 1040.89 | 2.6684 | -2.66 | 4.2246 | -1.5562 | -7.662 | 1.2065 | -20.09 | 2.7656 | -1.5591 | -26.446 | 1.7693 | -45.31 | 4.7726 | -3.0033 | -58.0401 | 2.6684 | -2.66 | 4.2246 | -1.5562 | -7.662 | 2.7389 | -4.32 | 4.4058 | -1.667 | -9.7343 | 0.013894 | 0.4919 | 0.17677 | 0.73997 | 14.4625 | 0.037075 | 0.016763 | 0.024584 | 0.037075 | 0.038055 | -0.036959 | -0.27914 | -0.62955 | -0.036959 | -0.060024 | -0.10646 | -0.36745 | -0.80643 | -0.10646 | -0.13525 | 0.013894 | 0.4919 | 0.17677 | 0.73997 | 14.4625 | 0.037075 | 0.016763 | 0.024584 | 0.037075 | 0.038055 | -0.036959 | -0.27914 | -0.62955 | -0.036959 | -0.060024 | -0.10646 | -0.36745 | -0.80643 | -0.10646 | -0.13525
106 | 0.26 | 0.2 | South/Central | SC | Columbia.Metro.AP.723100 | 3 | 1050192 | 38.2015 | 10.8933 | 53.5632 | 38.111 | 15.4522 | 989.63 | 2.3621 | 48.6 | 1.4329 | 0.92929 | 55.1911 | 0.90023 | 31.17 | -0.026196 | 0.92643 | 36.4071 | 1.4631 | 5.95 | 1.9809 | -0.51777 | 4.813 | 2.3621 | 48.6 | 1.4329 | 0.92929 | 55.1911 | 2.4326 | 46.94 | 1.6141 | 0.81857 | 53.1188 | 0.013894 | 0.53079 | 0.15136 | 0.74423 | 13.7503 | 0.032821 | 0.012508 | 0.020329 | 0.032821 | 0.0338 | 0.67527 | 0.43309 | 0.082672 | 0.67527 | 0.6522 | 0.76685 | 0.50585 | 0.066874 | 0.76685 | 0.73805 | 0.013894 | 0.53079 | 0.15136 | 0.74423 | 13.7503 | 0.032821 | 0.012508 | 0.020329 | 0.032821 | 0.0338 | 0.67527 | 0.43309 | 0.082672 | 0.67527 | 0.6522 | 0.76685 | 0.50585 | 0.066874 | 0.76685 | 0.73805
107 | 0.26 | 0.25 | South/Central | SC | Columbia.Metro.AP.723100 | 3 | 1050192 | 37.1249 | 11.5165 | 53.3112 | 37.0369 | 16.2743 | 1004.76 | 2.6141 | 33.47 | 2.5069 | 0.10716 | 36.3294 | 1.1522 | 16.04 | 1.0479 | 0.1043 | 17.5454 | 1.7151 | -9.18 | 3.055 | -1.3399 | -14.0487 | 2.6141 | 33.47 | 2.5069 | 0.10716 | 36.3294 | 2.6846 | 31.81 | 2.6882 | -0.0035609 | 34.2571 | 0.013894 | 0.51583 | 0.16001 | 0.74073 | 13.9605 | 0.036321 | 0.016009 | 0.02383 | 0.036321 | 0.037301 | 0.46504 | 0.22287 | -0.12755 | 0.46504 | 0.44198 | 0.50477 | 0.24378 | -0.1952 | 0.50477 | 0.47598 | 0.013894 | 0.51583 | 0.16001 | 0.74073 | 13.9605 | 0.036321 | 0.016009 | 0.02383 | 0.036321 | 0.037301 | 0.46504 | 0.22287 | -0.12755 | 0.46504 | 0.44198 | 0.50477 | 0.24378 | -0.1952 | 0.50477 | 0.47598
108 | 0.26 | 0.3 | South/Central | SC | Columbia.Metro.AP.723100 | 3 | 1050192 | 36.3705 | 11.9688 | 53.1796 | 36.2843 | 16.8953 | 1016.94 | 2.7457 | 21.29 | 3.2596 | -0.51387 | 21.3305 | 1.2838 | 3.86 | 1.8006 | -0.51673 | 2.5465 | 1.8467 | -21.36 | 3.8076 | -1.9609 | -29.0476 | 2.7457 | 21.29 | 3.2596 | -0.51387 | 21.3305 | 2.8162 | 19.63 | 3.4408 | -0.62459 | 19.2582 | 0.013894 | 0.50534 | 0.1663 | 0.7389 | 14.1297 | 0.03815 | 0.017838 | 0.025659 | 0.03815 | 0.03913 | 0.29581 | 0.053632 | -0.29678 | 0.29581 | 0.27275 | 0.29637 | 0.035382 | -0.4036 | 0.29637 | 0.26758 | 0.013894 | 0.50534 | 0.1663 | 0.7389 | 14.1297 | 0.03815 | 0.017838 | 0.025659 | 0.03815 | 0.03913 | 0.29581 | 0.053632 | -0.29678 | 0.29581 | 0.27275 | 0.29637 | 0.035382 | -0.4036 | 0.29637 | 0.26758
109 | 0.26 | 0.35 | South/Central | SC | Columbia.Metro.AP.723100 | 3 | 1050192 | 35.4548 | 12.6006 | 53.1062 | 35.3707 | 17.7354 | 1034.62 | 2.8192 | 3.61 | 4.1731 | -1.354 | -0.29851 | 1.3572 | -13.82 | 2.7141 | -1.3568 | -19.0825 | 1.9201 | -39.04 | 4.7212 | -2.801 | -50.6766 | 2.8192 | 3.61 | 4.1731 | -1.354 | -0.29851 | 2.8897 | 1.95 | 4.3544 | -1.4647 | -2.3708 | 0.013894 | 0.49262 | 0.17508 | 0.73788 | 14.3754 | 0.03917 | 0.018858 | 0.026679 | 0.03917 | 0.04015 | 0.050159 | -0.19202 | -0.54244 | 0.050159 | 0.027094 | -0.0041476 | -0.26514 | -0.70412 | -0.0041476 | -0.032941 | 0.013894 | 0.49262 | 0.17508 | 0.73788 | 14.3754 | 0.03917 | 0.018858 | 0.026679 | 0.03917 | 0.04015 | 0.050159 | -0.19202 | -0.54244 | 0.050159 | 0.027094 | -0.0041476 | -0.26514 | -0.70412 | -0.0041476 | -0.032941
110 | 0.26 | 0.4 | South/Central | SC | Columbia.Metro.AP.723100 | 3 | 1050192 | 35.1025 | 12.7423 | 52.9665 | 35.0193 | 17.9472 | 1037.67 | 2.9588 | 0.56 | 4.5245 | -1.5657 | -4.2007 | 1.4969 | -16.87 | 3.0655 | -1.5686 | -22.9847 | 2.0598 | -42.09 | 5.0726 | -3.0128 | -54.5788 | 2.9588 | 0.56 | 4.5245 | -1.5657 | -4.2007 | 3.0293 | -1.1 | 4.7058 | -1.6765 | -6.273 | 0.013894 | 0.48773 | 0.17705 | 0.73594 | 14.4178 | 0.041111 | 0.020798 | 0.028619 | 0.041111 | 0.04209 | 0.0077809 | -0.2344 | -0.58481 | 0.0077809 | -0.015284 | -0.058366 | -0.31936 | -0.75834 | -0.058366 | -0.08716 | 0.013894 | 0.48773 | 0.17705 | 0.73594 | 14.4178 | 0.041111 | 0.020798 | 0.028619 | 0.041111 | 0.04209 | 0.0077809 | -0.2344 | -0.58481 | 0.0077809 | -0.015284 | -0.058366 | -0.31936 | -0.75834 | -0.058366 | -0.08716
111 | 0.25 | 0.2 | South/Central | SC | Columbia.Metro.AP.723100 | 3 | 1050192 | 37.8814 | 10.9033 | 53.2431 | 37.7917 | 15.4514 | 985.81 | 2.6822 | 52.42 | 1.7522 | 0.93005 | 59.3074 | 1.2203 | 34.99 | 0.29314 | 0.92718 | 40.5234 | 1.7832 | 9.77 | 2.3002 | -0.51701 | 8.9293 | 2.6822 | 52.42 | 1.7522 | 0.93005 | 59.3074 | 2.7527 | 50.76 | 1.9334 | 0.81932 | 57.235 | 0.013894 | 0.52634 | 0.15149 | 0.73978 | 13.6972 | 0.037268 | 0.016956 | 0.024777 | 0.037268 | 0.038248 | 0.72834 | 0.48616 | 0.13575 | 0.72834 | 0.70528 | 0.82404 | 0.56305 | 0.12407 | 0.82404 | 0.79525 | 0.013894 | 0.52634 | 0.15149 | 0.73978 | 13.6972 | 0.037268 | 0.016956 | 0.024777 | 0.037268 | 0.038248 | 0.72834 | 0.48616 | 0.13575 | 0.72834 | 0.70528 | 0.82404 | 0.56305 | 0.12407 | 0.82404 | 0.79525
112 | 0.25 | 0.25 | South/Central | SC | Columbia.Metro.AP.723100 | 3 | 1050192 | 36.8049 | 11.5266 | 53.0013 | 36.7177 | 16.2836 | 1001.27 | 2.9241 | 36.96 | 2.8262 | 0.097888 | 40.0467 | 1.4621 | 19.53 | 1.3671 | 0.095023 | 21.2627 | 2.025 | -5.69 | 3.3742 | -1.3492 | -10.3314 | 2.9241 | 36.96 | 2.8262 | 0.097888 | 40.0467 | 2.9946 | 35.3 | 3.0074 | -0.012835 | 37.9743 | 0.013894 | 0.51138 | 0.16016 | 0.73642 | 13.912 | 0.040628 | 0.020316 | 0.028137 | 0.040628 | 0.041608 | 0.51354 | 0.27136 | -0.079059 | 0.51354 | 0.49047 | 0.55642 | 0.29543 | -0.14355 | 0.55642 | 0.52763 | 0.013894 | 0.51138 | 0.16016 | 0.73642 | 13.912 | 0.040628 | 0.020316 | 0.028137 | 0.040628 | 0.041608 | 0.51354 | 0.27136 | -0.079059 | 0.51354 | 0.49047 | 0.55642 | 0.29543 | -0.14355 | 0.55642 | 0.52763
113 | 0.25 | 0.3 | South/Central | SC | Columbia.Metro.AP.723100 | 3 | 1050192 | 35.8385 | 12.1492 | 52.8681 | 35.7536 | 17.1145 | 1018.04 | 3.0572 | 20.19 | 3.7903 | -0.73303 | 19.4291 | 1.5953 | 2.76 | 2.3312 | -0.7359 | 0.64513 | 2.1582 | -22.46 | 4.3383 | -2.1801 | -30.949 | 3.0572 | 20.19 | 3.7903 | -0.73303 | 19.4291 | 3.1277 | 18.53 | 3.9715 | -0.84375 | 17.3568 | 0.013894 | 0.49795 | 0.16881 | 0.73457 | 14.145 | 0.042479 | 0.022166 | 0.029987 | 0.042479 | 0.043458 | 0.28053 | 0.038348 | -0.31207 | 0.28053 | 0.25746 | 0.26996 | 0.0089637 | -0.43002 | 0.26996 | 0.24116 | 0.013894 | 0.49795 | 0.16881 | 0.73457 | 14.145 | 0.042479 | 0.022166 | 0.029987 | 0.042479 | 0.043458 | 0.28053 | 0.038348 | -0.31207 | 0.28053 | 0.25746 | 0.26996 | 0.0089637 | -0.43002 | 0.26996 | 0.24116
114 | 0.25 | 0.35 | South/Central | SC | Columbia.Metro.AP.723100 | 3 | 1050192 | 34.9426 | 12.811 | 52.8544 | 34.8598 | 17.9946 | 1037.34 | 3.0709 | 0.89 | 4.6841 | -1.6132 | -4.04 | 1.609 | -16.54 | 3.225 | -1.616 | -22.824 | 2.1719 | -41.76 | 5.2321 | -3.0602 | -54.4181 | 3.0709 | 0.89 | 4.6841 | -1.6132 | -4.04 | 3.1414 | -0.77 | 4.8653 | -1.7239 | -6.1123 | 0.013894 | 0.48551 | 0.178 | 0.73438 | 14.4132 | 0.042668 | 0.022356 | 0.030177 | 0.042668 | 0.043648 | 0.012366 | -0.22981 | -0.58023 | 0.012366 | -0.010699 | -0.056133 | -0.31713 | -0.75611 | -0.056133 | -0.084927 | 0.013894 | 0.48551 | 0.178 | 0.73438 | 14.4132 | 0.042668 | 0.022356 | 0.030177 | 0.042668 | 0.043648 | 0.012366 | -0.22981 | -0.58023 | 0.012366 | -0.010699 | -0.056133 | -0.31713 | -0.75611 | -0.056133 | -0.084927
115 | 0.25 | 0.4 | South/Central | SC | Columbia.Metro.AP.723100 | 3 | 1050192 | 34.7917 | 12.7529 | 52.666 | 34.7092 | 17.9567 | 1034.31 | 3.2594 | 3.92 | 4.8346 | -1.5753 | -0.61065 | 1.7975 | -13.51 | 3.3756 | -1.5781 | -19.3946 | 2.3603 | -38.73 | 5.3827 | -3.0223 | -50.9887 | 3.2594 | 3.92 | 4.8346 | -1.5753 | -0.61065 | 3.3299 | 2.26 | 5.0159 | -1.686 | -2.683 | 0.013894 | 0.48341 | 0.17719 | 0.73176 | 14.3711 | 0.045287 | 0.024975 | 0.032795 | 0.045287 | 0.046266 | 0.054466 | -0.18771 | -0.53813 | 0.054466 | 0.031401 | -0.0084847 | -0.26948 | -0.70846 | -0.0084847 | -0.037278 | 0.013894 | 0.48341 | 0.17719 | 0.73176 | 14.3711 | 0.045287 | 0.024975 | 0.032795 | 0.045287 | 0.046266 | 0.054466 | -0.18771 | -0.53813 | 0.054466 | 0.031401 | -0.0084847 | -0.26948 | -0.70846 | -0.0084847 | -0.037278
116 | 0.24 | 0.2 | South/Central | SC | Columbia.Metro.AP.723100 | 3 | 1050192 | 37.5703 | 10.9131 | 52.9326 | 37.4813 | 15.4514 | 982.12 | 2.9927 | 56.11 | 2.0626 | 0.93008 | 63.2813 | 1.5308 | 38.68 | 0.60358 | 0.92722 | 44.4974 | 2.0937 | 13.46 | 2.6107 | -0.51698 | 12.9033 | 2.9927 | 56.11 | 2.0626 | 0.93008 | 63.2813 | 3.0632 | 54.45 | 2.2439 | 0.81936 | 61.209 | 0.013894 | 0.52202 | 0.15163 | 0.73547 | 13.6459 | 0.041582 | 0.021269 | 0.02909 | 0.041582 | 0.042561 | 0.77961 | 0.53743 | 0.18702 | 0.77961 | 0.75655 | 0.87925 | 0.61826 | 0.17928 | 0.87925 | 0.85046 | 0.013894 | 0.52202 | 0.15163 | 0.73547 | 13.6459 | 0.041582 | 0.021269 | 0.02909 | 0.041582 | 0.042561 | 0.77961 | 0.53743 | 0.18702 | 0.77961 | 0.75655 | 0.87925 | 0.61826 | 0.17928 | 0.87925 | 0.85046
117 | 0.24 | 0.25 | South/Central | SC | Columbia.Metro.AP.723100 | 3 | 1050192 | 36.4938 | 11.537 | 52.6906 | 36.4073 | 16.2834 | 997.58 | 3.2347 | 40.65 | 3.1366 | 0.098082 | 44.0268 | 1.7728 | 23.22 | 1.6776 | 0.095217 | 25.2428 | 2.3357 | -2 | 3.6846 | -1.349 | -6.3513 | 3.2347 | 40.65 | 3.1366 | 0.098082 | 44.0268 | 3.3052 | 38.99 | 3.3178 | -0.012641 | 41.9544 | 0.013894 | 0.50706 | 0.1603 | 0.7321 | 13.8608 | 0.044944 | 0.024632 | 0.032453 | 0.044944 | 0.045924 | 0.56481 | 0.32263 | -0.027789 | 0.56481 | 0.54174 | 0.61172 | 0.35073 | -0.088248 | 0.61172 | 0.58293 | 0.013894 | 0.50706 | 0.1603 | 0.7321 | 13.8608 | 0.044944 | 0.024632 | 0.032453 | 0.044944 | 0.045924 | 0.56481 | 0.32263 | -0.027789 | 0.56481 | 0.54174 | 0.61172 | 0.35073 | -0.088248 | 0.61172 | 0.58293
118 | 0.24 | 0.3 | South/Central | SC | Columbia.Metro.AP.723100 | 3 | 1050192 | 35.5279 | 12.1598 | 52.558 | 35.4437 | 17.1143 | 1014.37 | 3.3673 | 23.86 | 4.1002 | -0.73287 | 23.4012 | 1.9054 | 6.43 | 2.6411 | -0.73573 | 4.6172 | 2.4683 | -18.79 | 4.6482 | -2.1799 | -26.9769 | 3.3673 | 23.86 | 4.1002 | -0.73287 | 23.4012 | 3.4378 | 22.2 | 4.2814 | -0.84359 | 21.3289 | 0.013894 | 0.49364 | 0.16895 | 0.73026 | 14.094 | 0.046787 | 0.026474 | 0.034295 | 0.046787 | 0.047766 | 0.33152 | 0.089341 | -0.26108 | 0.33152 | 0.30846 | 0.32515 | 0.064153 | -0.37483 | 0.32515 | 0.29635 | 0.013894 | 0.49364 | 0.16895 | 0.73026 | 14.094 | 0.046787 | 0.026474 | 0.034295 | 0.046787 | 0.047766 | 0.33152 | 0.089341 | -0.26108 | 0.33152 | 0.30846 | 0.32515 | 0.064153 | -0.37483 | 0.32515 | 0.29635
119 | 0.24 | 0.35 | South/Central | SC | Columbia.Metro.AP.723100 | 3 | 1050192 | 34.6327 | 12.8216 | 52.5549 | 34.5505 | 18.0043 | 1033.99 | 3.3704 | 4.24 | 4.9933 | -1.6229 | -0.46854 | 1.9085 | -13.19 | 3.5343 | -1.6258 | -19.2525 | 2.4714 | -38.41 | 5.5414 | -3.07 | -50.8466 | 3.3704 | 4.24 | 4.9933 | -1.6229 | -0.46854 | 3.4409 | 2.58 | 5.1746 | -1.7336 | -2.5409 | 0.013894 | 0.4812 | 0.17815 | 0.73022 | 14.3666 | 0.04683 | 0.026518 | 0.034339 | 0.04683 | 0.04781 | 0.058912 | -0.18327 | -0.53368 | 0.058912 | 0.035847 | -0.00651 | -0.2675 | -0.70648 | -0.00651 | -0.035304 | 0.013894 | 0.4812 | 0.17815 | 0.73022 | 14.3666 | 0.04683 | 0.026518 | 0.034339 | 0.04683 | 0.04781 | 0.058912 | -0.18327 | -0.53368 | 0.058912 | 0.035847 | -0.00651 | -0.2675 | -0.70648 | -0.00651 | -0.035304
120 | 0.24 | 0.4 | South/Central | SC | Columbia.Metro.AP.723100 | 3 | 1050192 | 34.4911 | 12.7727 | 52.3752 | 34.4093 | 17.9659 | 1031.05 | 3.5501 | 7.18 | 5.1346 | -1.5845 | 2.8624 | 2.0882 | -10.25 | 3.6755 | -1.5873 | -15.9216 | 2.6511 | -35.47 | 5.6826 | -3.0315 | -47.5157 | 3.5501 | 7.18 | 5.1346 | -1.5845 | 2.8624 | 3.6206 | 5.52 | 5.3158 | -1.6952 | 0.7901 | 0.013894 | 0.47923 | 0.17747 | 0.72772 | 14.3258 | 0.049326 | 0.029014 | 0.036835 | 0.049326 | 0.050306 | 0.099762 | -0.14242 | -0.49283 | 0.099762 | 0.076697 | 0.039772 | -0.22122 | -0.6602 | 0.039772 | 0.010978 | 0.013894 | 0.47923 | 0.17747 | 0.72772 | 14.3258 | 0.049326 | 0.029014 | 0.036835 | 0.049326 | 0.050306 | 0.099762 | -0.14242 | -0.49283 | 0.099762 | 0.076697 | 0.039772 | -0.22122 | -0.6602 | 0.039772 | 0.010978
121 | 0.22 | 0.2 | South/Central | SC | Columbia.Metro.AP.723100 | 3 | 1050192 | 36.9395 | 10.9236 | 52.3015 | 36.8519 | 15.4496 | 974.56 | 3.6239 | 63.67 | 2.692 | 0.93189 | 71.4062 | 2.1619 | 46.24 | 1.2329 | 0.92903 | 52.6222 | 2.7248 | 21.02 | 3.24 | -0.51517 | 21.0281 | 3.6239 | 63.67 | 2.692 | 0.93189 | 71.4062 | 3.6944 | 62.01 | 2.8732 | 0.82117 | 69.3339 | 0.013894 | 0.51325 | 0.15178 | 0.7267 | 13.5409 | 0.050351 | 0.030039 | 0.03786 | 0.050351 | 0.051331 | 0.88466 | 0.64248 | 0.29206 | 0.88466 | 0.86159 | 0.99215 | 0.73115 | 0.29217 | 0.99215 | 0.96335 | 0.013894 | 0.51325 | 0.15178 | 0.7267 | 13.5409 | 0.050351 | 0.030039 | 0.03786 | 0.050351 | 0.051331 | 0.88466 | 0.64248 | 0.29206 | 0.88466 | 0.86159 | 0.99215 | 0.73115 | 0.29217 | 0.99215 | 0.96335
122 | 0.22 | 0.25 | South/Central | SC | Columbia.Metro.AP.723100 | 3 | 1050192 | 35.8632 | 11.5571 | 52.07 | 35.7781 | 16.2919 | 990.41 | 3.8553 | 47.82 | 3.7657 | 0.089537 | 51.7385 | 2.3934 | 30.39 | 2.3067 | 0.086672 | 32.9545 | 2.9563 | 5.17 | 4.3138 | -1.3575 | 1.3604 | 3.8553 | 47.82 | 3.7657 | 0.089537 | 51.7385 | 3.9258 | 46.16 | 3.947 | -0.021186 | 49.6662 | 0.013894 | 0.4983 | 0.16058 | 0.72348 | 13.7611 | 0.053567 | 0.033254 | 0.041075 | 0.053567 | 0.054546 | 0.66443 | 0.42225 | 0.071834 | 0.66443 | 0.64136 | 0.71887 | 0.45788 | 0.018903 | 0.71887 | 0.69008 | 0.013894 | 0.4983 | 0.16058 | 0.72348 | 13.7611 | 0.053567 | 0.033254 | 0.041075 | 0.053567 | 0.054546 | 0.66443 | 0.42225 | 0.071834 | 0.66443 | 0.64136 | 0.71887 | 0.45788 | 0.018903 | 0.71887 | 0.69008
123 | 0.22 | 0.3 | South/Central | SC | Columbia.Metro.AP.723100 | 3 | 1050192 | 34.8973 | 12.1895 | 51.9472 | 34.8146 | 17.1326 | 1007.51 | 3.9781 | 30.72 | 4.7293 | -0.75118 | 30.7254 | 2.5162 | 13.29 | 3.2703 | -0.75405 | 11.9414 | 3.0791 | -11.93 | 5.2774 | -2.1982 | -19.6527 | 3.9781 | 30.72 | 4.7293 | -0.75118 | 30.7254 | 4.0486 | 29.06 | 4.9105 | -0.86191 | 28.6531 | 0.013894 | 0.48488 | 0.16937 | 0.72177 | 13.9987 | 0.055274 | 0.034961 | 0.042782 | 0.055274 | 0.056253 | 0.42684 | 0.18466 | -0.16576 | 0.42684 | 0.40377 | 0.42691 | 0.16592 | -0.27306 | 0.42691 | 0.39812 | 0.013894 | 0.48488 | 0.16937 | 0.72177 | 13.9987 | 0.055274 | 0.034961 | 0.042782 | 0.055274 | 0.056253 | 0.42684 | 0.18466 | -0.16576 | 0.42684 | 0.40377 | 0.42691 | 0.16592 | -0.27306 | 0.42691 | 0.39812
124 | 0.22 | 0.35 | South/Central | SC | Columbia.Metro.AP.723100 | 3 | 1050192 | 34.0114 | 12.8519 | 51.954 | 33.9307 | 18.0232 | 1027.25 | 3.9713 | 10.98 | 5.6131 | -1.6418 | 6.7129 | 2.5094 | -6.45 | 4.1541 | -1.6447 | -12.0711 | 3.0723 | -31.67 | 6.1612 | -3.0889 | -43.6652 | 3.9713 | 10.98 | 5.6131 | -1.6418 | 6.7129 | 4.0418 | 9.32 | 5.7944 | -1.7525 | 4.6406 | 0.013894 | 0.47257 | 0.17857 | 0.72187 | 14.273 | 0.055179 | 0.034867 | 0.042688 | 0.055179 | 0.056159 | 0.15256 | -0.089619 | -0.44003 | 0.15256 | 0.1295 | 0.093271 | -0.16772 | -0.6067 | 0.093271 | 0.064478 | 0.013894 | 0.47257 | 0.17857 | 0.72187 | 14.273 | 0.055179 | 0.034867 | 0.042688 | 0.055179 | 0.056159 | 0.15256 | -0.089619 | -0.44003 | 0.15256 | 0.1295 | 0.093271 | -0.16772 | -0.6067 | 0.093271 | 0.064478
125 | 0.22 | 0.4 | South/Central | SC | Columbia.Metro.AP.723100 | 3 | 1050192 | 33.8706 | 12.794 | 51.7661 | 33.7902 | 17.9759 | 1024.02 | 4.1592 | 14.21 | 5.7537 | -1.5945 | 10.3887 | 2.6973 | -3.22 | 4.2946 | -1.5973 | -8.3952 | 3.2602 | -28.44 | 6.3017 | -3.0415 | -39.9893 | 4.1592 | 14.21 | 5.7537 | -1.5945 | 10.3887 | 4.2297 | 12.55 | 5.9349 | -1.7052 | 8.3164 | 0.013894 | 0.47061 | 0.17777 | 0.71926 | 14.2281 | 0.05779 | 0.037477 | 0.045298 | 0.05779 | 0.058769 | 0.19744 | -0.04474 | -0.39516 | 0.19744 | 0.17437 | 0.14435 | -0.11665 | -0.55563 | 0.14435 | 0.11555 | 0.013894 | 0.47061 | 0.17777 | 0.71926 | 14.2281 | 0.05779 | 0.037477 | 0.045298 | 0.05779 | 0.058769 | 0.19744 | -0.04474 | -0.39516 | 0.19744 | 0.17437 | 0.14435 | -0.11665 | -0.55563 | 0.14435 | 0.11555
126 | 0.2 | 0.2 | South/Central | SC | Columbia.Metro.AP.723100 | 3 | 1050192 | 36.2886 | 10.9343 | 51.6512 | 36.2025 | 15.4487 | 966.83 | 4.2741 | 71.4 | 3.3414 | 0.93274 | 79.7499 | 2.8122 | 53.97 | 1.8823 | 0.92987 | 60.9659 | 3.3751 | 28.75 | 3.8894 | -0.51432 | 29.3718 | 4.2741 | 71.4 | 3.3414 | 0.93274 | 79.7499 | 4.3446 | 69.74 | 3.5226 | 0.82202 | 77.6776 | 0.013894 | 0.50421 | 0.15192 | 0.71766 | 13.4335 | 0.059386 | 0.039074 | 0.046895 | 0.059386 | 0.060366 | 0.99206 | 0.74988 | 0.39946 | 0.99206 | 0.96899 | 1.1081 | 0.84708 | 0.4081 | 1.1081 | 1.0793 | 0.013894 | 0.50421 | 0.15192 | 0.71766 | 13.4335 | 0.059386 | 0.039074 | 0.046895 | 0.059386 | 0.060366 | 0.99206 | 0.74988 | 0.39946 | 0.99206 | 0.96899 | 1.1081 | 0.84708 | 0.4081 | 1.1081 | 1.0793
127 | 0.2 | 0.25 | South/Central | SC | Columbia.Metro.AP.723100 | 3 | 1050192 | 35.2218 | 11.5683 | 51.4296 | 35.1382 | 16.2914 | 982.78 | 4.4957 | 55.45 | 4.4057 | 0.090024 | 59.9467 | 3.0338 | 38.02 | 2.9466 | 0.087159 | 41.1628 | 3.5967 | 12.8 | 4.9537 | -1.357 | 9.5687 | 4.4957 | 55.45 | 4.4057 | 0.090024 | 59.9467 | 4.5662 | 53.79 | 4.5869 | -0.020699 | 57.8744 | 0.013894 | 0.48938 | 0.16073 | 0.71458 | 13.6551 | 0.062465 | 0.042153 | 0.049974 | 0.062465 | 0.063445 | 0.77044 | 0.52826 | 0.17785 | 0.77044 | 0.74738 | 0.83292 | 0.57193 | 0.13295 | 0.83292 | 0.80413 | 0.013894 | 0.48938 | 0.16073 | 0.71458 | 13.6551 | 0.062465 | 0.042153 | 0.049974 | 0.062465 | 0.063445 | 0.77044 | 0.52826 | 0.17785 | 0.77044 | 0.74738 | 0.83292 | 0.57193 | 0.13295 | 0.83292 | 0.80413
128 | 0.2 | 0.3 | South/Central | SC | Columbia.Metro.AP.723100 | 3 | 1050192 | 34.2659 | 12.2107 | 51.3269 | 34.1846 | 17.1423 | 1000.34 | 4.5984 | 37.89 | 5.3593 | -0.7609 | 38.4015 | 3.1365 | 20.46 | 3.9002 | -0.76376 | 19.6175 | 3.6994 | -4.76 | 5.9073 | -2.208 | -11.9766 | 4.5984 | 37.89 | 5.3593 | -0.7609 | 38.4015 | 4.6689 | 36.23 | 5.5405 | -0.87162 | 36.3292 | 0.013894 | 0.4761 | 0.16966 | 0.71316 | 13.8991 | 0.063892 | 0.04358 | 0.0514 | 0.063892 | 0.064871 | 0.52646 | 0.28428 | -0.066137 | 0.52646 | 0.50339 | 0.53357 | 0.27257 | -0.16641 | 0.53357 | 0.50477 | 0.013894 | 0.4761 | 0.16966 | 0.71316 | 13.8991 | 0.063892 | 0.04358 | 0.0514 | 0.063892 | 0.064871 | 0.52646 | 0.28428 | -0.066137 | 0.52646 | 0.50339 | 0.53357 | 0.27257 | -0.16641 | 0.53357 | 0.50477
129 | 0.2 | 0.35 | South/Central | SC | Columbia.Metro.AP.723100 | 3 | 1050192 | 33.3806 | 12.8824 | 51.3345 | 33.3014 | 18.0331 | 1020.11 | 4.5909 | 18.12 | 6.2425 | -1.6516 | 14.3768 | 3.129 | 0.69 | 4.7834 | -1.6545 | -4.4072 | 3.6918 | -24.53 | 6.7905 | -3.0987 | -36.0013 | 4.5909 | 18.12 | 6.2425 | -1.6516 | 14.3768 | 4.6614 | 16.46 | 6.4237 | -1.7623 | 12.3045 | 0.013894 | 0.4638 | 0.17899 | 0.71326 | 14.1738 | 0.063787 | 0.043475 | 0.051296 | 0.063787 | 0.064767 | 0.25177 | 0.0095871 | -0.34083 | 0.25177 | 0.2287 | 0.19976 | -0.061235 | -0.50022 | 0.19976 | 0.17096 | 0.013894 | 0.4638 | 0.17899 | 0.71326 | 14.1738 | 0.063787 | 0.043475 | 0.051296 | 0.063787 | 0.064767 | 0.25177 | 0.0095871 | -0.34083 | 0.25177 | 0.2287 | 0.19976 | -0.061235 | -0.50022 | 0.19976 | 0.17096
130 | 0.2 | 0.4 | South/Central | SC | Columbia.Metro.AP.723100 | 3 | 1050192 | 33.2497 | 12.8245 | 51.1662 | 33.1708 | 17.9954 | 1017.33 | 4.7591 | 20.9 | 6.3731 | -1.614 | 17.5406 | 3.2972 | 3.47 | 4.9141 | -1.6169 | -1.2434 | 3.8601 | -21.75 | 6.9212 | -3.0611 | -32.8375 | 4.7591 | 20.9 | 6.3731 | -1.614 | 17.5406 | 4.8296 | 19.24 | 6.5543 | -1.7247 | 15.4683 | 0.013894 | 0.46198 | 0.17819 | 0.71092 | 14.1352 | 0.066125 | 0.045813 | 0.053634 | 0.066125 | 0.067105 | 0.29039 | 0.048213 | -0.3022 | 0.29039 | 0.26733 | 0.24372 | -0.017276 | -0.45626 | 0.24372 | 0.21492 | 0.013894 | 0.46198 | 0.17819 | 0.71092 | 14.1352 | 0.066125 | 0.045813 | 0.053634 | 0.066125 | 0.067105 | 0.29039 | 0.048213 | -0.3022 | 0.29039 | 0.26733 | 0.24372 | -0.017276 | -0.45626 | 0.24372 | 0.21492
133 | 0.32 | 0.2 | South/Central | SC | Columbia.Metro.AP.723100 | 3 | 1050192 | 40.0544 | 10.8432 | 55.3968 | 39.9596 | 15.4372 | 1011.04 | 0.52853 | 27.19 | -0.41576 | 0.94429 | 32.1307 | -0.93338 | 9.76 | -1.8748 | 0.94143 | 13.3467 | -0.3705 | -15.46 | 0.13227 | -0.50277 | -18.2474 | 0.52853 | 27.19 | -0.41576 | 0.94429 | 32.1307 | 0.59903 | 25.53 | -0.23453 | 0.83357 | 30.0584 | 0.013894 | 0.55653 | 0.15066 | 0.7697 | 14.0478 | 0.0073436 | -0.012969 | -0.0051478 | 0.0073436 | 0.0083232 | 0.37779 | 0.13561 | -0.21481 | 0.37779 | 0.35472 | 0.44644 | 0.18544 | -0.25354 | 0.44644 | 0.41764 | 0.013894 | 0.55653 | 0.15066 | 0.7697 | 14.0478 | 0.0073436 | -0.012969 | -0.0051478 | 0.0073436 | 0.0083232 | 0.37779 | 0.13561 | -0.21481 | 0.37779 | 0.35472 | 0.44644 | 0.18544 | -0.25354 | 0.44644 | 0.41764
134 | 0.32 | 0.23 | South/Central | SC | Columbia.Metro.AP.723100 | 3 | 1050192 | 39.3703 | 11.2155 | 55.2155 | 39.2772 | 15.9384 | 1019.97 | 0.7098 | 18.26 | 0.26673 | 0.44307 | 20.9856 | -0.75211 | 0.83 | -1.1923 | 0.44021 | 2.2016 | -0.18923 | -24.39 | 0.81476 | -1.004 | -29.3925 | 0.7098 | 18.26 | 0.26673 | 0.44307 | 20.9856 | 0.7803 | 16.6 | 0.44795 | 0.33235 | 18.9133 | 0.013894 | 0.54703 | 0.15583 | 0.76719 | 14.1718 | 0.0098623 | -0.01045 | -0.0026292 | 0.0098623 | 0.010842 | 0.25371 | 0.011532 | -0.33888 | 0.25371 | 0.23065 | 0.29158 | 0.03059 | -0.40839 | 0.29158 | 0.26279 | 0.013894 | 0.54703 | 0.15583 | 0.76719 | 14.1718 | 0.0098623 | -0.01045 | -0.0026292 | 0.0098623 | 0.010842 | 0.25371 | 0.011532 | -0.33888 | 0.25371 | 0.23065 | 0.29158 | 0.03059 | -0.40839 | 0.29158 | 0.26279
135 | 0.32 | 0.25 | South/Central | SC | Columbia.Metro.AP.723100 | 3 | 1050192 | 38.9472 | 11.4664 | 55.124 | 38.8551 | 16.2689 | 1026.16 | 0.80131 | 12.07 | 0.68876 | 0.11255 | 13.2774 | -0.6606 | -5.36 | -0.77029 | 0.10969 | -5.5066 | -0.097716 | -30.58 | 1.2368 | -1.3345 | -37.1007 | 0.80131 | 12.07 | 0.68876 | 0.11255 | 13.2774 | 0.87181 | 10.41 | 0.86999 | 0.0018271 | 11.205 | 0.013894 | 0.54115 | 0.15932 | 0.76591 | 14.2579 | 0.011134 | -0.0091787 | -0.0013577 | 0.011134 | 0.012113 | 0.16771 | -0.074474 | -0.42489 | 0.16771 | 0.14464 | 0.18448 | -0.076511 | -0.51549 | 0.18448 | 0.15569 | 0.013894 | 0.54115 | 0.15932 | 0.76591 | 14.2579 | 0.011134 | -0.0091787 | -0.0013577 | 0.011134 | 0.012113 | 0.16771 | -0.074474 | -0.42489 | 0.16771 | 0.14464 | 0.18448 | -0.076511 | -0.51549 | 0.18448 | 0.15569
136 | 0.32 | 0.3 | South/Central | SC | Columbia.Metro.AP.723100 | 3 | 1050192 | 38.7664 | 11.5076 | 55.0545 | 38.6746 | 16.3799 | 1027.85 | 0.87083 | 10.38 | 0.86925 | 0.0015733 | 11.1856 | -0.59109 | -7.05 | -0.5898 | -0.0012917 | -7.5984 | -0.028201 | -32.27 | 1.4173 | -1.4455 | -39.1925 | 0.87083 | 10.38 | 0.86925 | 0.0015733 | 11.1856 | 0.94133 | 8.72 | 1.0505 | -0.10915 | 9.1133 | 0.013894 | 0.53863 | 0.15989 | 0.76495 | 14.2813 | 0.0121 | -0.0082128 | -0.00039184 | 0.0121 | 0.013079 | 0.14422 | -0.097955 | -0.44837 | 0.14422 | 0.12116 | 0.15542 | -0.10558 | -0.54456 | 0.15542 | 0.12662 | 0.013894 | 0.53863 | 0.15989 | 0.76495 | 14.2813 | 0.0121 | -0.0082128 | -0.00039184 | 0.0121 | 0.013079 | 0.14422 | -0.097955 | -0.44837 | 0.14422 | 0.12116 | 0.15542 | -0.10558 | -0.54456 | 0.15542 | 0.12662
137 | 0.32 | 0.35 | South/Central | SC | Columbia.Metro.AP.723100 | 3 | 1050192 | 37.7902 | 12.0802 | 54.8414 | 37.7007 | 17.1407 | 1042.14 | 1.0839 | -3.91 | 1.8431 | -0.75923 | -6.526 | -0.37801 | -21.34 | 0.38408 | -0.76209 | -25.31 | 0.18488 | -46.56 | 2.3912 | -2.2063 | -56.9041 | 1.0839 | -3.91 | 1.8431 | -0.75923 | -6.526 | 1.1544 | -5.57 | 2.0244 | -0.86995 | -8.5983 | 0.013894 | 0.52507 | 0.16785 | 0.76199 | 14.4799 | 0.01506 | -0.0052522 | 0.0025688 | 0.01506 | 0.01604 | -0.054327 | -0.29651 | -0.64692 | -0.054327 | -0.077392 | -0.090675 | -0.35167 | -0.79065 | -0.090675 | -0.11947 | 0.013894 | 0.52507 | 0.16785 | 0.76199 | 14.4799 | 0.01506 | -0.0052522 | 0.0025688 | 0.01506 | 0.01604 | -0.054327 | -0.29651 | -0.64692 | -0.054327 | -0.077392 | -0.090675 | -0.35167 | -0.79065 | -0.090675 | -0.11947
138 | 0.32 | 0.4 | South/Central | SC | Columbia.Metro.AP.723100 | 3 | 1050192 | 36.896 | 12.652 | 54.7095 | 36.8086 | 17.9008 | 1057.34 | 1.2159 | -19.11 | 2.7353 | -1.5194 | -25.2588 | -0.24606 | -36.54 | 1.2762 | -1.5223 | -44.0428 | 0.31683 | -61.76 | 3.2833 | -2.9665 | -75.6369 | 1.2159 | -19.11 | 2.7353 | -1.5194 | -25.2588 | 1.2864 | -20.77 | 2.9165 | -1.6301 | -27.3312 | 0.013894 | 0.51265 | 0.17579 | 0.76015 | 14.6911 | 0.016894 | -0.0034188 | 0.0044021 | 0.016894 | 0.017873 | -0.26552 | -0.5077 | -0.85812 | -0.26552 | -0.28859 | -0.35096 | -0.61195 | -1.0509 | -0.35096 | -0.37975 | 0.013894 | 0.51265 | 0.17579 | 0.76015 | 14.6911 | 0.016894 | -0.0034188 | 0.0044021 | 0.016894 | 0.017873 | -0.26552 | -0.5077 | -0.85812 | -0.26552 | -0.28859 | -0.35096 | -0.61195 | -1.0509 | -0.35096 | -0.37975
140 | 0.2 | 0.45 | South/Central | SC | Columbia.Metro.AP.723100 | 3 | 1050192 | 32.7461 | 13.2359 | 51.2242 | 32.6684 | 18.5558 | 1030.39 | 4.7012 | 7.84 | 6.8755 | -2.1743 | 1.7456 | 3.2393 | -9.59 | 5.4165 | -2.1772 | -17.0383 | 3.8021 | -34.81 | 7.4235 | -3.6214 | -48.6324 | 4.7012 | 7.84 | 6.8755 | -2.1743 | 1.7456 | 4.7717 | 6.18 | 7.0567 | -2.2851 | -0.32668 | 0.013894 | 0.45499 | 0.18391 | 0.71173 | 14.3166 | 0.06532 | 0.045007 | 0.052828 | 0.06532 | 0.066299 | 0.10893 | -0.13325 | -0.48366 | 0.10893 | 0.085867 | 0.024255 | -0.23674 | -0.67572 | 0.024255 | -0.004539 | 0.013894 | 0.45499 | 0.18391 | 0.71173 | 14.3166 | 0.06532 | 0.045007 | 0.052828 | 0.06532 | 0.066299 | 0.10893 | -0.13325 | -0.48366 | 0.10893 | 0.085867 | 0.024255 | -0.23674 | -0.67572 | 0.024255 | -0.004539
141 | 0.22 | 0.45 | South/Central | SC | Columbia.Metro.AP.723100 | 3 | 1050192 | 33.3674 | 13.2053 | 51.8249 | 33.2883 | 18.5366 | 1037.13 | 4.1005 | 1.1 | 6.2556 | -2.1551 | -5.425 | 2.6386 | -16.33 | 4.7966 | -2.158 | -24.209 | 3.2014 | -41.55 | 6.8036 | -3.6022 | -55.8031 | 4.1005 | 1.1 | 6.2556 | -2.1551 | -5.425 | 4.171 | -0.56 | 6.4368 | -2.2659 | -7.4973 | 0.013894 | 0.46362 | 0.18348 | 0.72007 | 14.4103 | 0.056974 | 0.036661 | 0.044482 | 0.056974 | 0.057953 | 0.015284 | -0.2269 | -0.57731 | 0.015284 | -0.0077809 | -0.075377 | -0.33637 | -0.77535 | -0.075377 | -0.10417 | 0.013894 | 0.46362 | 0.18348 | 0.72007 | 14.4103 | 0.056974 | 0.036661 | 0.044482 | 0.056974 | 0.057953 | 0.015284 | -0.2269 | -0.57731 | 0.015284 | -0.0077809 | -0.075377 | -0.33637 | -0.77535 | -0.075377 | -0.10417
142 | 0.24 | 0.45 | South/Central | SC | Columbia.Metro.AP.723100 | 3 | 1050192 | 33.9783 | 13.1748 | 52.4151 | 33.8977 | 18.5175 | 1043.71 | 3.5102 | -5.48 | 5.6462 | -2.136 | -12.4642 | 2.0483 | -22.91 | 4.1872 | -2.1389 | -31.2482 | 2.6112 | -48.13 | 6.1942 | -3.5831 | -62.8423 | 3.5102 | -5.48 | 5.6462 | -2.136 | -12.4642 | 3.5807 | -7.14 | 5.8274 | -2.2467 | -14.5365 | 0.013894 | 0.47211 | 0.18306 | 0.72828 | 14.5017 | 0.048772 | 0.02846 | 0.036281 | 0.048772 | 0.049752 | -0.076141 | -0.31832 | -0.66874 | -0.076141 | -0.099206 | -0.17318 | -0.43417 | -0.87315 | -0.17318 | -0.20198 | 0.013894 | 0.47211 | 0.18306 | 0.72828 | 14.5017 | 0.048772 | 0.02846 | 0.036281 | 0.048772 | 0.049752 | -0.076141 | -0.31832 | -0.66874 | -0.076141 | -0.099206 | -0.17318 | -0.43417 | -0.87315 | -0.17318 | -0.20198
143 | 0.25 | 0.45 | South/Central | SC | Columbia.Metro.AP.723100 | 3 | 1050192 | 34.288 | 13.1642 | 52.7237 | 34.2067 | 18.517 | 1047.38 | 3.2016 | -9.15 | 5.3371 | -2.1355 | -16.4004 | 1.7397 | -26.58 | 3.8781 | -2.1384 | -35.1844 | 2.3026 | -51.8 | 5.8852 | -3.5826 | -66.7785 | 3.2016 | -9.15 | 5.3371 | -2.1355 | -16.4004 | 3.2721 | -10.81 | 5.5184 | -2.2463 | -18.4727 | 0.013894 | 0.47641 | 0.18291 | 0.73256 | 14.5527 | 0.044484 | 0.024172 | 0.031993 | 0.044484 | 0.045464 | -0.12713 | -0.36931 | -0.71973 | -0.12713 | -0.1502 | -0.22787 | -0.48887 | -0.92785 | -0.22787 | -0.25667 | 0.013894 | 0.47641 | 0.18291 | 0.73256 | 14.5527 | 0.044484 | 0.024172 | 0.031993 | 0.044484 | 0.045464 | -0.12713 | -0.36931 | -0.71973 | -0.12713 | -0.1502 | -0.22787 | -0.48887 | -0.92785 | -0.22787 | -0.25667
144 | 0.26 | 0.45 | South/Central | SC | Columbia.Metro.AP.723100 | 3 | 1050192 | 34.5387 | 13.1841 | 53.0043 | 34.4568 | 18.5474 | 1051.38 | 2.9211 | -13.15 | 5.0871 | -2.166 | -20.8082 | 1.4592 | -30.58 | 3.628 | -2.1688 | -39.5922 | 2.022 | -55.8 | 5.6351 | -3.613 | -71.1863 | 2.9211 | -13.15 | 5.0871 | -2.166 | -20.8082 | 2.9916 | -14.81 | 5.2683 | -2.2767 | -22.8805 | 0.013894 | 0.47989 | 0.18319 | 0.73646 | 14.6083 | 0.040587 | 0.020274 | 0.028095 | 0.040587 | 0.041566 | -0.18271 | -0.42489 | -0.77531 | -0.18271 | -0.20578 | -0.28912 | -0.55011 | -0.98909 | -0.28912 | -0.31791 | 0.013894 | 0.47989 | 0.18319 | 0.73646 | 14.6083 | 0.040587 | 0.020274 | 0.028095 | 0.040587 | 0.041566 | -0.18271 | -0.42489 | -0.77531 | -0.18271 | -0.20578 | -0.28912 | -0.55011 | -0.98909 | -0.28912 | -0.31791
145 | 0.27 | 0.45 | South/Central | SC | Columbia.Metro.AP.723100 | 3 | 1050192 | 34.7892 | 13.1944 | 53.2757 | 34.7068 | 18.5688 | 1055.08 | 2.6497 | -16.85 | 4.8371 | -2.1874 | -24.8564 | 1.1878 | -34.28 | 3.378 | -2.1903 | -43.6404 | 1.7506 | -59.5 | 5.3851 | -3.6345 | -75.2345 | 2.6497 | -16.85 | 4.8371 | -2.1874 | -24.8564 | 2.7202 | -18.51 | 5.0183 | -2.2981 | -26.9287 | 0.013894 | 0.48337 | 0.18333 | 0.74023 | 14.6597 | 0.036816 | 0.016503 | 0.024324 | 0.036816 | 0.037795 | -0.23412 | -0.4763 | -0.82672 | -0.23412 | -0.25718 | -0.34536 | -0.60636 | -1.0453 | -0.34536 | -0.37416 | 0.013894 | 0.48337 | 0.18333 | 0.74023 | 14.6597 | 0.036816 | 0.016503 | 0.024324 | 0.036816 | 0.037795 | -0.23412 | -0.4763 | -0.82672 | -0.23412 | -0.25718 | -0.34536 | -0.60636 | -1.0453 | -0.34536 | -0.37416
146 | 0.28 | 0.45 | South/Central | SC | Columbia.Metro.AP.723100 | 3 | 1050192 | 35.0299 | 13.215 | 53.547 | 34.9469 | 18.6001 | 1058.99 | 2.3783 | -20.76 | 4.597 | -2.2186 | -29.1678 | 0.91641 | -38.19 | 3.1379 | -2.2215 | -47.9518 | 1.4793 | -63.41 | 5.145 | -3.6657 | -79.5459 | 2.3783 | -20.76 | 4.597 | -2.2186 | -29.1678 | 2.4488 | -22.42 | 4.7782 | -2.3294 | -31.2401 | 0.013894 | 0.48672 | 0.18361 | 0.744 | 14.714 | 0.033045 | 0.012733 | 0.020554 | 0.033045 | 0.034025 | -0.28845 | -0.53063 | -0.88104 | -0.28845 | -0.31151 | -0.40527 | -0.66626 | -1.1052 | -0.40527 | -0.43406 | 0.013894 | 0.48672 | 0.18361 | 0.744 | 14.714 | 0.033045 | 0.012733 | 0.020554 | 0.033045 | 0.034025 | -0.28845 | -0.53063 | -0.88104 | -0.28845 | -0.31151 | -0.40527 | -0.66626 | -1.1052 | -0.40527 | -0.43406
147 | 0.3 | 0.45 | South/Central | SC | Columbia.Metro.AP.723100 | 3 | 1050192 | 35.4694 | 13.3044 | 54.1257 | 35.3854 | 18.7403 | 1068.96 | 1.7996 | -30.73 | 4.1585 | -2.3589 | -40.3406 | 0.33769 | -48.16 | 2.6994 | -2.3617 | -59.1246 | 0.90058 | -73.38 | 4.7065 | -3.8059 | -90.7187 | 1.7996 | -30.73 | 4.1585 | -2.3589 | -40.3406 | 1.8701 | -32.39 | 4.3397 | -2.4696 | -42.413 | 0.013894 | 0.49283 | 0.18486 | 0.75204 | 14.8525 | 0.025004 | 0.0046921 | 0.012513 | 0.025004 | 0.025984 | -0.42697 | -0.66915 | -1.0196 | -0.42697 | -0.45004 | -0.56051 | -0.8215 | -1.2605 | -0.56051 | -0.5893 | 0.013894 | 0.49283 | 0.18486 | 0.75204 | 14.8525 | 0.025004 | 0.0046921 | 0.012513 | 0.025004 | 0.025984 | -0.42697 | -0.66915 | -1.0196 | -0.42697 | -0.45004 | -0.56051 | -0.8215 | -1.2605 | -0.56051 | -0.5893
148 | 0.2 | 0.5 | South/Central | SC | Columbia.Metro.AP.723100 | 3 | 1050192 | 31.9915 | 13.8866 | 51.3405 | 31.9155 | 19.425 | 1050.93 | 4.5848 | -12.7 | 7.6284 | -3.0435 | -23.0922 | 3.1229 | -30.13 | 6.1693 | -3.0464 | -41.8761 | 3.6858 | -55.35 | 8.1764 | -4.4906 | -73.4702 | 4.5848 | -12.7 | 7.6284 | -3.0435 | -23.0922 | 4.6553 | -14.36 | 7.8096 | -3.1542 | -25.1645 | 0.013894 | 0.4445 | 0.19295 | 0.71334 | 14.602 | 0.063704 | 0.043391 | 0.051212 | 0.063704 | 0.064683 | -0.17646 | -0.41864 | -0.76905 | -0.17646 | -0.19952 | -0.32085 | -0.58184 | -1.0208 | -0.32085 | -0.34964 | 0.013894 | 0.4445 | 0.19295 | 0.71334 | 14.602 | 0.063704 | 0.043391 | 0.051212 | 0.063704 | 0.064683 | -0.17646 | -0.41864 | -0.76905 | -0.17646 | -0.19952 | -0.32085 | -0.58184 | -1.0208 | -0.32085 | -0.34964
149 | 0.22 | 0.5 | South/Central | SC | Columbia.Metro.AP.723100 | 3 | 1050192 | 32.6028 | 13.8463 | 51.9217 | 32.5255 | 19.3963 | 1057.22 | 4.0036 | -18.99 | 7.0184 | -3.0148 | -29.7595 | 2.5417 | -36.42 | 5.5594 | -3.0177 | -48.5435 | 3.1046 | -61.64 | 7.5665 | -4.4619 | -80.1376 | 4.0036 | -18.99 | 7.0184 | -3.0148 | -29.7595 | 4.0741 | -20.65 | 7.1996 | -3.1256 | -31.8318 | 0.013894 | 0.453 | 0.19239 | 0.72142 | 14.6894 | 0.055627 | 0.035315 | 0.043136 | 0.055627 | 0.056607 | -0.26385 | -0.50603 | -0.85645 | -0.26385 | -0.28692 | -0.41349 | -0.67448 | -1.1135 | -0.41349 | -0.44228 | 0.013894 | 0.453 | 0.19239 | 0.72142 | 14.6894 | 0.055627 | 0.035315 | 0.043136 | 0.055627 | 0.056607 | -0.26385 | -0.50603 | -0.85645 | -0.26385 | -0.28692 | -0.41349 | -0.67448 | -1.1135 | -0.41349 | -0.44228
150 | 0.24 | 0.5 | South/Central | SC | Columbia.Metro.AP.723100 | 3 | 1050192 | 33.2136 | 13.8065 | 52.5027 | 33.1349 | 19.3679 | 1063.51 | 3.4226 | -25.28 | 6.409 | -2.9864 | -36.4311 | 1.9607 | -42.71 | 4.95 | -2.9893 | -55.2151 | 2.5236 | -67.93 | 6.9571 | -4.4335 | -86.8092 | 3.4226 | -25.28 | 6.409 | -2.9864 | -36.4311 | 3.4931 | -26.94 | 6.5902 | -3.0971 | -38.5034 | 0.013894 | 0.46148 | 0.19183 | 0.72949 | 14.7768 | 0.047555 | 0.027242 | 0.035063 | 0.047555 | 0.048534 | -0.35125 | -0.59343 | -0.94385 | -0.35125 | -0.37431 | -0.50619 | -0.76718 | -1.2062 | -0.50619 | -0.53498 | 0.013894 | 0.46148 | 0.19183 | 0.72949 | 14.7768 | 0.047555 | 0.027242 | 0.035063 | 0.047555 | 0.048534 | -0.35125 | -0.59343 | -0.94385 | -0.35125 | -0.37431 | -0.50619 | -0.76718 | -1.2062 | -0.50619 | -0.53498
151 | 0.25 | 0.5 | South/Central | SC | Columbia.Metro.AP.723100 | 3 | 1050192 | 33.5137 | 13.796 | 52.8015 | 33.4343 | 19.3672 | 1067.06 | 3.1239 | -28.83 | 6.1096 | -2.9858 | -40.2357 | 1.662 | -46.26 | 4.6506 | -2.9886 | -59.0197 | 2.2248 | -71.48 | 6.6577 | -4.4328 | -90.6138 | 3.1239 | -28.83 | 6.1096 | -2.9858 | -40.2357 | 3.1944 | -30.49 | 6.2908 | -3.0965 | -42.308 | 0.013894 | 0.46565 | 0.19169 | 0.73364 | 14.8261 | 0.043404 | 0.023092 | 0.030913 | 0.043404 | 0.044384 | -0.40057 | -0.64275 | -0.99317 | -0.40057 | -0.42364 | -0.55905 | -0.82004 | -1.259 | -0.55905 | -0.58784 | 0.013894 | 0.46565 | 0.19169 | 0.73364 | 14.8261 | 0.043404 | 0.023092 | 0.030913 | 0.043404 | 0.044384 | -0.40057 | -0.64275 | -0.99317 | -0.40057 | -0.42364 | -0.55905 | -0.82004 | -1.259 | -0.55905 | -0.58784
152 | 0.26 | 0.5 | South/Central | SC | Columbia.Metro.AP.723100 | 3 | 1050192 | 33.7743 | 13.806 | 53.0729 | 33.6942 | 19.3786 | 1070.55 | 2.8525 | -32.32 | 5.8497 | -2.9972 | -44.016 | 1.3906 | -49.75 | 4.3906 | -3.0001 | -62.8 | 1.9534 | -74.97 | 6.3977 | -4.4443 | -94.3941 | 2.8525 | -32.32 | 5.8497 | -2.9972 | -44.016 | 2.923 | -33.98 | 6.0309 | -3.1079 | -46.0883 | 0.013894 | 0.46927 | 0.19183 | 0.73741 | 14.8746 | 0.039633 | 0.019321 | 0.027142 | 0.039633 | 0.040613 | -0.44907 | -0.69125 | -1.0417 | -0.44907 | -0.47213 | -0.61157 | -0.87257 | -1.3115 | -0.61157 | -0.64037 | 0.013894 | 0.46927 | 0.19183 | 0.73741 | 14.8746 | 0.039633 | 0.019321 | 0.027142 | 0.039633 | 0.040613 | -0.44907 | -0.69125 | -1.0417 | -0.44907 | -0.47213 | -0.61157 | -0.87257 | -1.3115 | -0.61157 | -0.64037
153 | 0.27 | 0.5 | South/Central | SC | Columbia.Metro.AP.723100 | 3 | 1050192 | 34.0342 | 13.8155 | 53.3614 | 33.9535 | 19.4079 | 1074.62 | 2.5639 | -36.39 | 5.5903 | -3.0264 | -48.4928 | 1.102 | -53.82 | 4.1313 | -3.0293 | -67.2768 | 1.6649 | -79.04 | 6.1384 | -4.4735 | -98.8709 | 2.5639 | -36.39 | 5.5903 | -3.0264 | -48.4928 | 2.6344 | -38.05 | 5.7716 | -3.1371 | -50.5651 | 0.013894 | 0.47288 | 0.19196 | 0.74142 | 14.9312 | 0.035624 | 0.015312 | 0.023133 | 0.035624 | 0.036604 | -0.50562 | -0.7478 | -1.0982 | -0.50562 | -0.52868 | -0.67378 | -0.93477 | -1.3737 | -0.67378 | -0.70257 | 0.013894 | 0.47288 | 0.19196 | 0.74142 | 14.9312 | 0.035624 | 0.015312 | 0.023133 | 0.035624 | 0.036604 | -0.50562 | -0.7478 | -1.0982 | -0.50562 | -0.52868 | -0.67378 | -0.93477 | -1.3737 | -0.67378 | -0.70257
154 | 0.28 | 0.5 | South/Central | SC | Columbia.Metro.AP.723100 | 3 | 1050192 | 34.2547 | 13.8655 | 53.6428 | 34.1736 | 19.4692 | 1079.33 | 2.2825 | -41.1 | 5.3703 | -3.0877 | -53.741 | 0.82063 | -58.53 | 3.9112 | -3.0906 | -72.525 | 1.3835 | -83.75 | 5.9183 | -4.5348 | -104.1191 | 2.2825 | -41.1 | 5.3703 | -3.0877 | -53.741 | 2.353 | -42.76 | 5.5515 | -3.1985 | -55.8133 | 0.013894 | 0.47595 | 0.19265 | 0.74533 | 14.9966 | 0.031715 | 0.011402 | 0.019223 | 0.031715 | 0.032694 | -0.57106 | -0.81324 | -1.1637 | -0.57106 | -0.59412 | -0.7467 | -1.0077 | -1.4467 | -0.7467 | -0.77549 | 0.013894 | 0.47595 | 0.19265 | 0.74533 | 14.9966 | 0.031715 | 0.011402 | 0.019223 | 0.031715 | 0.032694 | -0.57106 | -0.81324 | -1.1637 | -0.57106 | -0.59412 | -0.7467 | -1.0077 | -1.4467 | -0.7467 | -0.77549
155 | 0.3 | 0.5 | South/Central | SC | Columbia.Metro.AP.723100 | 3 | 1050192 | 34.6749 | 13.976 | 54.2135 | 34.5928 | 19.6207 | 1089.46 | 1.7119 | -51.23 | 4.9511 | -3.2392 | -65.1136 | 0.24995 | -68.66 | 3.4921 | -3.2421 | -83.8976 | 0.81284 | -93.88 | 5.4991 | -4.6863 | -115.4917 | 1.7119 | -51.23 | 4.9511 | -3.2392 | -65.1136 | 1.7824 | -52.89 | 5.1323 | -3.35 | -67.1859 | 0.013894 | 0.48179 | 0.19419 | 0.75326 | 15.1374 | 0.023785 | 0.0034729 | 0.011294 | 0.023785 | 0.024765 | -0.71181 | -0.95399 | -1.3044 | -0.71181 | -0.73487 | -0.90471 | -1.1657 | -1.6047 | -0.90471 | -0.93351 | 0.013894 | 0.48179 | 0.19419 | 0.75326 | 15.1374 | 0.023785 | 0.0034729 | 0.011294 | 0.023785 | 0.024765 | -0.71181 | -0.95399 | -1.3044 | -0.71181 | -0.73487 | -0.90471 | -1.1657 | -1.6047 | -0.90471 | -0.93351
156 | 0.37 | 0.17 | South/Central | SC | Columbia.Metro.AP.723100 | 3 | 1050192 | 42.2498 | 10.4603 | 57.1187 | 42.15 | 14.9687 | 1021.14 | -1.1934 | 17.09 | -2.6061 | 1.4127 | 22.681 | -2.6553 | -0.34 | -4.0652 | 1.4099 | 3.897 | -2.0924 | -25.56 | -2.0581 | -0.034326 | -27.6971 | -1.1934 | 17.09 | -2.6061 | 1.4127 | 22.681 | -1.1229 | 15.43 | -2.4249 | 1.302 | 20.6087 | 0.013894 | 0.58704 | 0.14534 | 0.79363 | 14.1881 | -0.016581 | -0.036894 | -0.029073 | -0.016581 | -0.015602 | 0.23745 | -0.0047241 | -0.35514 | 0.23745 | 0.21439 | 0.31514 | 0.054146 | -0.38483 | 0.31514 | 0.28634 | 0.013894 | 0.58704 | 0.14534 | 0.79363 | 14.1881 | -0.016581 | -0.036894 | -0.029073 | -0.016581 | -0.015602 | 0.23745 | -0.0047241 | -0.35514 | 0.23745 | 0.21439 | 0.31514 | 0.054146 | -0.38483 | 0.31514 | 0.28634
157 | 0.37 | 0.19 | South/Central | SC | Columbia.Metro.AP.723100 | 3 | 1050192 | 41.757 | 10.7021 | 56.9575 | 41.6584 | 15.2991 | 1026.5 | -1.0321 | 11.73 | -2.1145 | 1.0824 | 15.8691 | -2.494 | -5.7 | -3.5735 | 1.0795 | -2.9149 | -1.9312 | -30.92 | -1.5665 | -0.3647 | -34.509 | -1.0321 | 11.73 | -2.1145 | 1.0824 | 15.8691 | -0.96163 | 10.07 | -1.9333 | 0.97163 | 13.7968 | 0.013894 | 0.58019 | 0.1487 | 0.79139 | 14.2626 | -0.014341 | -0.034653 | -0.026832 | -0.014341 | -0.013361 | 0.16298 | -0.079198 | -0.42961 | 0.16298 | 0.13992 | 0.22049 | -0.0405 | -0.47948 | 0.22049 | 0.1917 | 0.013894 | 0.58019 | 0.1487 | 0.79139 | 14.2626 | -0.014341 | -0.034653 | -0.026832 | -0.014341 | -0.013361 | 0.16298 | -0.079198 | -0.42961 | 0.16298 | 0.13992 | 0.22049 | -0.0405 | -0.47948 | 0.22049 | 0.1917
158 | 0.37 | 0.2 | South/Central | SC | Columbia.Metro.AP.723100 | 3 | 1050192 | 41.516 | 10.8319 | 56.8865 | 41.4179 | 15.4686 | 1029.42 | -0.96115 | 8.81 | -1.874 | 0.91283 | 12.2232 | -2.4231 | -8.62 | -3.333 | 0.90996 | -6.5608 | -1.8602 | -33.84 | -1.3259 | -0.53423 | -38.1549 | -0.96115 | 8.81 | -1.874 | 0.91283 | 12.2232 | -0.89065 | 7.15 | -1.6928 | 0.80211 | 10.1509 | 0.013894 | 0.57684 | 0.1505 | 0.7904 | 14.3032 | -0.013355 | -0.033667 | -0.025846 | -0.013355 | -0.012375 | 0.12241 | -0.11977 | -0.47019 | 0.12241 | 0.099345 | 0.16983 | -0.091158 | -0.53014 | 0.16983 | 0.14104 | 0.013894 | 0.57684 | 0.1505 | 0.7904 | 14.3032 | -0.013355 | -0.033667 | -0.025846 | -0.013355 | -0.012375 | 0.12241 | -0.11977 | -0.47019 | 0.12241 | 0.099345 | 0.16983 | -0.091158 | -0.53014 | 0.16983 | 0.14104
159 | 0.37 | 0.23 | South/Central | SC | Columbia.Metro.AP.723100 | 3 | 1050192 | 40.8321 | 11.1943 | 56.6955 | 40.7356 | 15.9599 | 1037.97 | -0.77013 | 0.26 | -1.1917 | 0.42156 | 1.4701 | -2.232 | -17.17 | -2.6507 | 0.4187 | -17.3139 | -1.6692 | -42.39 | -0.64366 | -1.0255 | -48.908 | -0.77013 | 0.26 | -1.1917 | 0.42156 | 1.4701 | -0.69963 | -1.4 | -1.0105 | 0.31084 | -0.60225 | 0.013894 | 0.56734 | 0.15554 | 0.78775 | 14.4219 | -0.0107 | -0.031013 | -0.023192 | -0.0107 | -0.0097209 | 0.0036125 | -0.23857 | -0.58898 | 0.0036125 | -0.019452 | 0.020426 | -0.24057 | -0.67955 | 0.020426 | -0.0083678 | 0.013894 | 0.56734 | 0.15554 | 0.78775 | 14.4219 | -0.0107 | -0.031013 | -0.023192 | -0.0107 | -0.0097209 | 0.0036125 | -0.23857 | -0.58898 | 0.0036125 | -0.019452 | 0.020426 | -0.24057 | -0.67955 | 0.020426 | -0.0083678
160 | 0.37 | 0.25 | South/Central | SC | Columbia.Metro.AP.723100 | 3 | 1050192 | 40.3997 | 11.4361 | 56.5855 | 40.3042 | 16.2813 | 1043.79 | -0.66017 | -5.56 | -0.76032 | 0.10015 | -5.7572 | -2.1221 | -22.99 | -2.2194 | 0.097286 | -24.5412 | -1.5592 | -48.21 | -0.21229 | -1.3469 | -56.1353 | -0.66017 | -5.56 | -0.76032 | 0.10015 | -5.7572 | -0.58966 | -7.22 | -0.57909 | -0.010572 | -7.8295 | 0.013894 | 0.56133 | 0.1589 | 0.78622 | 14.5028 | -0.0091726 | -0.029485 | -0.021664 | -0.0091726 | -0.008193 | -0.077253 | -0.31943 | -0.66985 | -0.077253 | -0.10032 | -0.079992 | -0.34098 | -0.77996 | -0.079992 | -0.10879 | 0.013894 | 0.56133 | 0.1589 | 0.78622 | 14.5028 | -0.0091726 | -0.029485 | -0.021664 | -0.0091726 | -0.008193 | -0.077253 | -0.31943 | -0.66985 | -0.077253 | -0.10032 | -0.079992 | -0.34098 | -0.77996 | -0.079992 | -0.10879
161 | 0.4 | 0.17 | South/Central | SC | Columbia.Metro.AP.723100 | 3 | 1050192 | 43.1013 | 10.4596 | 57.9987 | 42.9995 | 14.9991 | 1032.23 | -2.0734 | 6 | -3.4557 | 1.3823 | 10.6034 | -3.5353 | -11.43 | -4.9147 | 1.3794 | -8.1806 | -2.9724 | -36.65 | -2.9076 | -0.064748 | -39.7747 | -2.0734 | 6 | -3.4557 | 1.3823 | 10.6034 | -2.0028 | 4.34 | -3.2744 | 1.2716 | 8.5311 | 0.013894 | 0.59887 | 0.14533 | 0.80586 | 14.3422 | -0.028808 | -0.04912 | -0.041299 | -0.028808 | -0.027828 | 0.083366 | -0.15881 | -0.50923 | 0.083366 | 0.060302 | 0.14733 | -0.11366 | -0.55264 | 0.14733 | 0.11853 | 0.013894 | 0.59887 | 0.14533 | 0.80586 | 14.3422 | -0.028808 | -0.04912 | -0.041299 | -0.028808 | -0.027828 | 0.083366 | -0.15881 | -0.50923 | 0.083366 | 0.060302 | 0.14733 | -0.11366 | -0.55264 | 0.14733 | 0.11853
162 | 0.4 | 0.19 | South/Central | SC | Columbia.Metro.AP.723100 | 3 | 1050192 | 42.6086 | 10.7013 | 57.8285 | 42.508 | 15.3205 | 1037.3 | -1.9032 | 0.93 | -2.9641 | 1.061 | 4.1486 | -3.3651 | -16.5 | -4.4232 | 1.0581 | -14.6353 | -2.8022 | -41.72 | -2.4161 | -0.38609 | -46.2294 | -1.9032 | 0.93 | -2.9641 | 1.061 | 4.1486 | -1.8327 | -0.73 | -2.7829 | 0.95025 | 2.0763 | 0.013894 | 0.59202 | 0.14869 | 0.80349 | 14.4126 | -0.026443 | -0.046756 | -0.038935 | -0.026443 | -0.025464 | 0.012922 | -0.22926 | -0.57967 | 0.012922 | -0.010143 | 0.057643 | -0.20335 | -0.64233 | 0.057643 | 0.028849 | 0.013894 | 0.59202 | 0.14869 | 0.80349 | 14.4126 | -0.026443 | -0.046756 | -0.038935 | -0.026443 | -0.025464 | 0.012922 | -0.22926 | -0.57967 | 0.012922 | -0.010143 | 0.057643 | -0.20335 | -0.64233 | 0.057643 | 0.028849
163 | 0.4 | 0.2 | South/Central | SC | Columbia.Metro.AP.723100 | 3 | 1050192 | 42.3678 | 10.822 | 57.7489 | 42.2677 | 15.4812 | 1039.89 | -1.8236 | -1.66 | -2.7238 | 0.90025 | 0.84937 | -3.2855 | -19.09 | -4.1829 | 0.89738 | -17.9346 | -2.7226 | -44.31 | -2.1758 | -0.54681 | -49.5287 | -1.8236 | -1.66 | -2.7238 | 0.90025 | 0.84937 | -1.7531 | -3.32 | -2.5426 | 0.78952 | -1.2229 | 0.013894 | 0.58867 | 0.15037 | 0.80239 | 14.4486 | -0.025337 | -0.04565 | -0.037829 | -0.025337 | -0.024358 | -0.023065 | -0.26524 | -0.61566 | -0.023065 | -0.046129 | 0.011802 | -0.24919 | -0.68817 | 0.011802 | -0.016992 | 0.013894 | 0.58867 | 0.15037 | 0.80239 | 14.4486 | -0.025337 | -0.04565 | -0.037829 | -0.025337 | -0.024358 | -0.023065 | -0.26524 | -0.61566 | -0.023065 | -0.046129 | 0.011802 | -0.24919 | -0.68817 | 0.011802 | -0.016992
164 | 0.4 | 0.23 | South/Central | SC | Columbia.Metro.AP.723100 | 3 | 1050192 | 41.6837 | 11.1837 | 57.5564 | 41.5852 | 15.9712 | 1048.43 | -1.6311 | -10.2 | -2.0413 | 0.41025 | -9.8509 | -3.093 | -27.63 | -3.5004 | 0.40738 | -28.6349 | -2.5301 | -52.85 | -1.4933 | -1.0368 | -60.229 | -1.6311 | -10.2 | -2.0413 | 0.41025 | -9.8509 | -1.5606 | -11.86 | -1.8601 | 0.29953 | -11.9232 | 0.013894 | 0.57917 | 0.15539 | 0.79971 | 14.5673 | -0.022663 | -0.042975 | -0.035154 | -0.022663 | -0.021683 | -0.14172 | -0.3839 | -0.73432 | -0.14172 | -0.16479 | -0.13687 | -0.39786 | -0.83684 | -0.13687 | -0.16567 | 0.013894 | 0.57917 | 0.15539 | 0.79971 | 14.5673 | -0.022663 | -0.042975 | -0.035154 | -0.022663 | -0.021683 | -0.14172 | -0.3839 | -0.73432 | -0.14172 | -0.16479 | -0.13687 | -0.39786 | -0.83684 | -0.13687 | -0.16567
165 | 0.4 | 0.25 | South/Central | SC | Columbia.Metro.AP.723100 | 3 | 1050192 | 41.2509 | 11.4249 | 57.4455 | 41.1534 | 16.2921 | 1054.22 | -1.5201 | -15.99 | -1.6095 | 0.089398 | -17.0504 | -2.982 | -33.42 | -3.0686 | 0.086533 | -35.8344 | -2.4192 | -58.64 | -1.0615 | -1.3577 | -67.4285 | -1.5201 | -15.99 | -1.6095 | 0.089398 | -17.0504 | -1.4496 | -17.65 | -1.4283 | -0.021325 | -19.1227 | 0.013894 | 0.57316 | 0.15874 | 0.79817 | 14.6477 | -0.021121 | -0.041434 | -0.033613 | -0.021121 | -0.020142 | -0.22217 | -0.46435 | -0.81477 | -0.22217 | -0.24524 | -0.2369 | -0.4979 | -0.93688 | -0.2369 | -0.2657 | 0.013894 | 0.57316 | 0.15874 | 0.79817 | 14.6477 | -0.021121 | -0.041434 | -0.033613 | -0.021121 | -0.020142 | -0.22217 | -0.46435 | -0.81477 | -0.22217 | -0.24524 | -0.2369 | -0.4979 | -0.93688 | -0.2369 | -0.2657
166 | 0.21 | 0.17 | South/Central | SC | Columbia.Metro.AP.723100 | 3 | 1050192 | 37.3224 | 10.5517 | 52.1733 | 37.2339 | 14.9394 | 961.81 | 3.752 | 76.42 | 2.3099 | 1.4421 | 86.751 | 2.2901 | 58.99 | 0.8509 | 1.4392 | 67.967 | 2.853 | 33.77 | 2.858 | -0.0050063 | 36.3729 | 3.752 | 76.42 | 2.3099 | 1.4421 | 86.751 | 3.8225 | 74.76 | 2.4912 | 1.3313 | 84.6786 | 0.013894 | 0.51857 | 0.14661 | 0.72492 | 13.3638 | 0.052132 | 0.031819 | 0.03964 | 0.052132 | 0.053111 | 1.0618 | 0.81963 | 0.46921 | 1.0618 | 1.0387 | 1.2054 | 0.94436 | 0.50538 | 1.2054 | 1.1766 | 0.013894 | 0.51857 | 0.14661 | 0.72492 | 13.3638 | 0.052132 | 0.031819 | 0.03964 | 0.052132 | 0.053111 | 1.0618 | 0.81963 | 0.46921 | 1.0618 | 1.0387 | 1.2054 | 0.94436 | 0.50538 | 1.2054 | 1.1766
167 | 0.21 | 0.19 | South/Central | SC | Columbia.Metro.AP.723100 | 3 | 1050192 | 36.8408 | 10.8032 | 52.0329 | 36.7534 | 15.2795 | 967.63 | 3.8924 | 70.6 | 2.7904 | 1.1019 | 79.4107 | 2.4305 | 53.17 | 1.3314 | 1.0991 | 60.6268 | 2.9934 | 27.95 | 3.3385 | -0.34511 | 29.0327 | 3.8924 | 70.6 | 2.7904 | 1.1019 | 79.4107 | 3.9629 | 68.94 | 2.9717 | 0.99123 | 77.3384 | 0.013894 | 0.51188 | 0.1501 | 0.72297 | 13.4446 | 0.054082 | 0.03377 | 0.041591 | 0.054082 | 0.055062 | 0.98094 | 0.73876 | 0.38835 | 0.98094 | 0.95788 | 1.1034 | 0.84237 | 0.40339 | 1.1034 | 1.0746 | 0.013894 | 0.51188 | 0.1501 | 0.72297 | 13.4446 | 0.054082 | 0.03377 | 0.041591 | 0.054082 | 0.055062 | 0.98094 | 0.73876 | 0.38835 | 0.98094 | 0.95788 | 1.1034 | 0.84237 | 0.40339 | 1.1034 | 1.0746
168 | 0.21 | 0.2 | South/Central | SC | Columbia.Metro.AP.723100 | 3 | 1050192 | 36.6189 | 10.9336 | 51.9814 | 36.532 | 15.4494 | 970.75 | 3.9439 | 67.48 | 3.0118 | 0.93206 | 75.506 | 2.482 | 50.05 | 1.5528 | 0.92919 | 56.722 | 3.0449 | 24.83 | 3.5599 | -0.515 | 25.1279 | 3.9439 | 67.48 | 3.0118 | 0.93206 | 75.506 | 4.0144 | 65.82 | 3.1931 | 0.82133 | 73.4336 | 0.013894 | 0.5088 | 0.15192 | 0.72225 | 13.488 | 0.054798 | 0.034486 | 0.042307 | 0.054798 | 0.055778 | 0.93759 | 0.69541 | 0.345 | 0.93759 | 0.91453 | 1.0491 | 0.78812 | 0.34914 | 1.0491 | 1.0203 | 0.013894 | 0.5088 | 0.15192 | 0.72225 | 13.488 | 0.054798 | 0.034486 | 0.042307 | 0.054798 | 0.055778 | 0.93759 | 0.69541 | 0.345 | 0.93759 | 0.91453 | 1.0491 | 0.78812 | 0.34914 | 1.0491 | 1.0203
169 | 0.21 | 0.23 | South/Central | SC | Columbia.Metro.AP.723100 | 3 | 1050192 | 35.9549 | 11.3157 | 51.8296 | 35.8696 | 15.96 | 980.21 | 4.0958 | 58.02 | 3.6743 | 0.42147 | 63.7328 | 2.6338 | 40.59 | 2.2152 | 0.41861 | 44.9488 | 3.1967 | 15.37 | 4.2223 | -1.0256 | 13.3547 | 4.0958 | 58.02 | 3.6743 | 0.42147 | 63.7328 | 4.1663 | 56.36 | 3.8555 | 0.31075 | 61.6604 | 0.013894 | 0.49957 | 0.15722 | 0.72014 | 13.6194 | 0.056908 | 0.036596 | 0.044417 | 0.056908 | 0.057888 | 0.80615 | 0.56397 | 0.21356 | 0.80615 | 0.78309 | 0.88553 | 0.62454 | 0.18555 | 0.88553 | 0.85673 | 0.013894 | 0.49957 | 0.15722 | 0.72014 | 13.6194 | 0.056908 | 0.036596 | 0.044417 | 0.056908 | 0.057888 | 0.80615 | 0.56397 | 0.21356 | 0.80615 | 0.78309 | 0.88553 | 0.62454 | 0.18555 | 0.88553 | 0.85673
170 | 0.21 | 0.25 | South/Central | SC | Columbia.Metro.AP.723100 | 3 | 1050192 | 35.5426 | 11.5675 | 51.7504 | 35.4583 | 16.2922 | 986.61 | 4.1749 | 51.62 | 4.0856 | 0.089297 | 55.8222 | 2.713 | 34.19 | 2.6266 | 0.086432 | 37.0382 | 3.2759 | 8.97 | 4.6337 | -1.3578 | 5.4441 | 4.1749 | 51.62 | 4.0856 | 0.089297 | 55.8222 | 4.2454 | 49.96 | 4.2668 | -0.021426 | 53.7499 | 0.013894 | 0.49384 | 0.16072 | 0.71904 | 13.7083 | 0.058008 | 0.037695 | 0.045516 | 0.058008 | 0.058987 | 0.71723 | 0.47505 | 0.12463 | 0.71723 | 0.69416 | 0.77561 | 0.51462 | 0.075642 | 0.77561 | 0.74682 | 0.013894 | 0.49384 | 0.16072 | 0.71904 | 13.7083 | 0.058008 | 0.037695 | 0.045516 | 0.058008 | 0.058987 | 0.71723 | 0.47505 | 0.12463 | 0.71723 | 0.69416 | 0.77561 | 0.51462 | 0.075642 | 0.77561 | 0.74682
171 | 0.21 | 0.27 | South/Central | SC | Columbia.Metro.AP.723100 | 3 | 1050192 | 35.1495 | 11.8095 | 51.6892 | 35.0661 | 16.6231 | 993.2 | 4.2361 | 45.03 | 4.4777 | -0.24164 | 47.7148 | 2.7742 | 27.6 | 3.0187 | -0.24451 | 28.9308 | 3.3371 | 2.38 | 5.0258 | -1.6887 | -2.6633 | 4.2361 | 45.03 | 4.4777 | -0.24164 | 47.7148 | 4.3066 | 43.37 | 4.659 | -0.35236 | 45.6425 | 0.013894 | 0.48838 | 0.16409 | 0.71819 | 13.7999 | 0.058858 | 0.038546 | 0.046367 | 0.058858 | 0.059838 | 0.62566 | 0.38348 | 0.033069 | 0.62566 | 0.6026 | 0.66297 | 0.40198 | -0.037005 | 0.66297 | 0.63417 | 0.013894 | 0.48838 | 0.16409 | 0.71819 | 13.7999 | 0.058858 | 0.038546 | 0.046367 | 0.058858 | 0.059838 | 0.62566 | 0.38348 | 0.033069 | 0.62566 | 0.6026 | 0.66297 | 0.40198 | -0.037005 | 0.66297 | 0.63417
172 | 0.21 | 0.3 | South/Central | SC | Columbia.Metro.AP.723100 | 3 | 1050192 | 34.586 | 12.2001 | 51.6461 | 34.5039 | 17.1422 | 1004.14 | 4.2792 | 34.09 | 5.04 | -0.76076 | 34.3204 | 2.8173 | 16.66 | 3.5809 | -0.76363 | 15.5364 | 3.3802 | -8.56 | 5.588 | -2.2078 | -16.0577 | 4.2792 | 34.09 | 5.04 | -0.76076 | 34.3204 | 4.3497 | 32.43 | 5.2212 | -0.87149 | 32.2481 | 0.013894 | 0.48055 | 0.16951 | 0.71759 | 13.9519 | 0.059457 | 0.039144 | 0.046965 | 0.059457 | 0.060436 | 0.47366 | 0.23148 | -0.11894 | 0.47366 | 0.45059 | 0.47686 | 0.21587 | -0.22311 | 0.47686 | 0.44807 | 0.013894 | 0.48055 | 0.16951 | 0.71759 | 13.9519 | 0.059457 | 0.039144 | 0.046965 | 0.059457 | 0.060436 | 0.47366 | 0.23148 | -0.11894 | 0.47366 | 0.45059 | 0.47686 | 0.21587 | -0.22311 | 0.47686 | 0.44807
173 | 0.21 | 0.32 | South/Central | SC | Columbia.Metro.AP.723100 | 3 | 1050192 | 34.2243 | 12.4512 | 51.6164 | 34.1431 | 17.4733 | 1011.09 | 4.309 | 27.14 | 5.4008 | -1.0918 | 25.8073 | 2.8471 | 9.71 | 3.9418 | -1.0947 | 7.0233 | 3.4099 | -15.51 | 5.9488 | -2.5389 | -24.5708 | 4.309 | 27.14 | 5.4008 | -1.0918 | 25.8073 | 4.3795 | 25.48 | 5.582 | -1.2026 | 23.735 | 0.013894 | 0.47553 | 0.173 | 0.71718 | 14.0485 | 0.05987 | 0.039558 | 0.047379 | 0.05987 | 0.06085 | 0.37709 | 0.13491 | -0.2155 | 0.37709 | 0.35403 | 0.35858 | 0.097584 | -0.3414 | 0.35858 | 0.32978 | 0.013894 | 0.47553 | 0.173 | 0.71718 | 14.0485 | 0.05987 | 0.039558 | 0.047379 | 0.05987 | 0.06085 | 0.37709 | 0.13491 | -0.2155 | 0.37709 | 0.35403 | 0.35858 | 0.097584 | -0.3414 | 0.35858 | 0.32978
174 | 0.21 | 0.35 | South/Central | SC | Columbia.Metro.AP.723100 | 3 | 1050192 | 33.7006 | 12.8627 | 51.6439 | 33.6206 | 18.0233 | 1023.56 | 4.2814 | 14.67 | 5.9232 | -1.6418 | 10.6806 | 2.8195 | -2.76 | 4.4642 | -1.6447 | -8.1034 | 3.3824 | -27.98 | 6.4713 | -3.0889 | -39.6975 | 4.2814 | 14.67 | 5.9232 | -1.6418 | 10.6806 | 4.3519 | 13.01 | 6.1045 | -1.7525 | 8.6083 | 0.013894 | 0.46825 | 0.17872 | 0.71756 | 14.2217 | 0.059488 | 0.039175 | 0.046996 | 0.059488 | 0.060467 | 0.20383 | -0.038348 | -0.38876 | 0.20383 | 0.18077 | 0.1484 | -0.11259 | -0.55157 | 0.1484 | 0.11961 | 0.013894 | 0.46825 | 0.17872 | 0.71756 | 14.2217 | 0.059488 | 0.039175 | 0.046996 | 0.059488 | 0.060467 | 0.20383 | -0.038348 | -0.38876 | 0.20383 | 0.18077 | 0.1484 | -0.11259 | -0.55157 | 0.1484 | 0.11961
175 | 0.21 | 0.37 | South/Central | SC | Columbia.Metro.AP.723100 | 3 | 1050192 | 33.7201 | 12.7733 | 51.5648 | 33.64 | 17.9248 | 1020.47 | 4.3605 | 17.76 | 5.9038 | -1.5433 | 14.3373 | 2.8986 | 0.33 | 4.4448 | -1.5462 | -4.4467 | 3.4615 | -24.89 | 6.4519 | -2.9904 | -36.0408 | 4.3605 | 17.76 | 5.9038 | -1.5433 | 14.3373 | 4.431 | 16.1 | 6.0851 | -1.6541 | 12.265 | 0.013894 | 0.46852 | 0.17748 | 0.71646 | 14.1788 | 0.060586 | 0.040274 | 0.048095 | 0.060586 | 0.061566 | 0.24676 | 0.0045851 | -0.34583 | 0.24676 | 0.2237 | 0.19921 | -0.061784 | -0.50076 | 0.19921 | 0.17041 | 0.013894 | 0.46852 | 0.17748 | 0.71646 | 14.1788 | 0.060586 | 0.040274 | 0.048095 | 0.060586 | 0.061566 | 0.24676 | 0.0045851 | -0.34583 | 0.24676 | 0.2237 | 0.19921 | -0.061784 | -0.50076 | 0.19921 | 0.17041
176 | 0.21 | 0.4 | South/Central | SC | Columbia.Metro.AP.723100 | 3 | 1050192 | 33.56 | 12.8138 | 51.4753 | 33.4803 | 17.9949 | 1020.97 | 4.4501 | 17.26 | 6.0636 | -1.6135 | 13.599 | 2.9881 | -0.17 | 4.6045 | -1.6164 | -5.185 | 3.551 | -25.39 | 6.6116 | -3.0606 | -36.7791 | 4.4501 | 17.26 | 6.0636 | -1.6135 | 13.599 | 4.5206 | 15.6 | 6.2448 | -1.7242 | 11.5267 | 0.013894 | 0.46629 | 0.17804 | 0.71522 | 14.1857 | 0.061831 | 0.041518 | 0.049339 | 0.061831 | 0.06281 | 0.23982 | -0.002362 | -0.35278 | 0.23982 | 0.21675 | 0.18895 | -0.072042 | -0.51102 | 0.18895 | 0.16016 | 0.013894 | 0.46629 | 0.17804 | 0.71522 | 14.1857 | 0.061831 | 0.041518 | 0.049339 | 0.061831 | 0.06281 | 0.23982 | -0.002362 | -0.35278 | 0.23982 | 0.21675 | 0.18895 | -0.072042 | -0.51102 | 0.18895 | 0.16016
177 | 0.21 | 0.42 | South/Central | SC | Columbia.Metro.AP.723100 | 3 | 1050192 | 33.3683 | 12.9643 | 51.4846 | 33.2892 | 18.1954 | 1025.54 | 4.4407 | 12.69 | 6.2547 | -1.814 | 8.094 | 2.9788 | -4.74 | 4.7957 | -1.8168 | -10.69 | 3.5417 | -29.96 | 6.8027 | -3.261 | -42.2841 | 4.4407 | 12.69 | 6.2547 | -1.814 | 8.094 | 4.5112 | 11.03 | 6.4359 | -1.9247 | 6.0217 | 0.013894 | 0.46363 | 0.18013 | 0.71535 | 14.2492 | 0.061701 | 0.041389 | 0.04921 | 0.061701 | 0.062681 | 0.17632 | -0.065859 | -0.41628 | 0.17632 | 0.15325 | 0.11246 | -0.14853 | -0.58751 | 0.11246 | 0.083668 | 0.013894 | 0.46363 | 0.18013 | 0.71535 | 14.2492 | 0.061701 | 0.041389 | 0.04921 | 0.061701 | 0.062681 | 0.17632 | -0.065859 | -0.41628 | 0.17632 | 0.15325 | 0.11246 | -0.14853 | -0.58751 | 0.11246 | 0.083668
178 | 0.21 | 0.45 | South/Central | SC | Columbia.Metro.AP.723100 | 3 | 1050192 | 33.0569 | 13.2245 | 51.5335 | 32.9785 | 18.555 | 1034.06 | 4.3919 | 4.17 | 6.5654 | -2.1736 | -2.191 | 2.9299 | -13.26 | 5.1064 | -2.1764 | -20.9749 | 3.4928 | -38.48 | 7.1134 | -3.6206 | -52.569 | 4.3919 | 4.17 | 6.5654 | -2.1736 | -2.191 | 4.4624 | 2.51 | 6.7466 | -2.2843 | -4.2633 | 0.013894 | 0.45931 | 0.18375 | 0.71603 | 14.3676 | 0.061022 | 0.04071 | 0.048531 | 0.061022 | 0.062002 | 0.05794 | -0.18424 | -0.53466 | 0.05794 | 0.034875 | -0.030442 | -0.29143 | -0.73041 | -0.030442 | -0.059236 | 0.013894 | 0.45931 | 0.18375 | 0.71603 | 14.3676 | 0.061022 | 0.04071 | 0.048531 | 0.061022 | 0.062002 | 0.05794 | -0.18424 | -0.53466 | 0.05794 | 0.034875 | -0.030442 | -0.29143 | -0.73041 | -0.030442 | -0.059236
179 | 0.21 | 0.47 | South/Central | SC | Columbia.Metro.AP.723100 | 3 | 1050192 | 32.7443 | 13.4854 | 51.5715 | 32.6666 | 18.9049 | 1042.21 | 4.3538 | -3.98 | 6.8772 | -2.5234 | -12.0768 | 2.8919 | -21.41 | 5.4182 | -2.5263 | -30.8608 | 3.4548 | -46.63 | 7.4253 | -3.9705 | -62.4549 | 4.3538 | -3.98 | 6.8772 | -2.5234 | -12.0768 | 4.4243 | -5.64 | 7.0585 | -2.6341 | -14.1491 | 0.013894 | 0.45496 | 0.18737 | 0.71655 | 14.4809 | 0.060494 | 0.040181 | 0.048002 | 0.060494 | 0.061473 | -0.0553 | -0.29748 | -0.64789 | -0.0553 | -0.078364 | -0.1678 | -0.42879 | -0.86777 | -0.1678 | -0.19659 | 0.013894 | 0.45496 | 0.18737 | 0.71655 | 14.4809 | 0.060494 | 0.040181 | 0.048002 | 0.060494 | 0.061473 | -0.0553 | -0.29748 | -0.64789 | -0.0553 | -0.078364 | -0.1678 | -0.42879 | -0.86777 | -0.1678 | -0.19659
180 | 0.21 | 0.5 | South/Central | SC | Columbia.Metro.AP.723100 | 3 | 1050192 | 32.3015 | 13.8663 | 51.64 | 32.2248 | 19.4152 | 1054.28 | 4.2853 | -16.05 | 7.3191 | -3.0338 | -26.6645 | 2.8234 | -33.48 | 5.86 | -3.0367 | -45.4485 | 3.3863 | -58.7 | 7.8671 | -4.4809 | -77.0426 | 4.2853 | -16.05 | 7.3191 | -3.0338 | -26.6645 | 4.3558 | -17.71 | 7.5003 | -3.1445 | -28.7369 | 0.013894 | 0.44881 | 0.19266 | 0.71751 | 14.6486 | 0.059541 | 0.039229 | 0.04705 | 0.059541 | 0.060521 | -0.223 | -0.46518 | -0.8156 | -0.223 | -0.24607 | -0.37049 | -0.63148 | -1.0705 | -0.37049 | -0.39928 | 0.013894 | 0.44881 | 0.19266 | 0.71751 | 14.6486 | 0.059541 | 0.039229 | 0.04705 | 0.059541 | 0.060521 | -0.223 | -0.46518 | -0.8156 | -0.223 | -0.24607 | -0.37049 | -0.63148 | -1.0705 | -0.37049 | -0.39928
181 | 0.23 | 0.17 | South/Central | SC | Columbia.Metro.AP.723100 | 3 | 1050192 | 37.9636 | 10.5411 | 52.8231 | 37.8736 | 14.9495 | 969.76 | 3.1023 | 68.47 | 1.6703 | 1.432 | 78.166 | 1.6404 | 51.04 | 0.21125 | 1.4291 | 59.382 | 2.2032 | 25.82 | 2.2183 | -0.015091 | 27.7879 | 3.1023 | 68.47 | 1.6703 | 1.432 | 78.166 | 3.1728 | 66.81 | 1.8515 | 1.3212 | 76.0936 | 0.013894 | 0.52748 | 0.14646 | 0.73394 | 13.4742 | 0.043104 | 0.022792 | 0.030613 | 0.043104 | 0.044084 | 0.95135 | 0.70917 | 0.35875 | 0.95135 | 0.92828 | 1.0861 | 0.82508 | 0.3861 | 1.0861 | 1.0573 | 0.013894 | 0.52748 | 0.14646 | 0.73394 | 13.4742 | 0.043104 | 0.022792 | 0.030613 | 0.043104 | 0.044084 | 0.95135 | 0.70917 | 0.35875 | 0.95135 | 0.92828 | 1.0861 | 0.82508 | 0.3861 | 1.0861 | 1.0573
182 | 0.23 | 0.19 | South/Central | SC | Columbia.Metro.AP.723100 | 3 | 1050192 | 37.4814 | 10.7925 | 52.6728 | 37.3926 | 15.2802 | 975.26 | 3.2525 | 62.97 | 2.1513 | 1.1012 | 71.2029 | 1.7906 | 45.54 | 0.69228 | 1.0983 | 52.4189 | 2.3535 | 20.32 | 2.6994 | -0.34586 | 20.8248 | 3.2525 | 62.97 | 2.1513 | 1.1012 | 71.2029 | 3.323 | 61.31 | 2.3326 | 0.99048 | 69.1305 | 0.013894 | 0.52078 | 0.14995 | 0.73186 | 13.5506 | 0.045192 | 0.024879 | 0.0327 | 0.045192 | 0.046171 | 0.87493 | 0.63275 | 0.28233 | 0.87493 | 0.85186 | 0.98932 | 0.72833 | 0.28935 | 0.98932 | 0.96053 | 0.013894 | 0.52078 | 0.14995 | 0.73186 | 13.5506 | 0.045192 | 0.024879 | 0.0327 | 0.045192 | 0.046171 | 0.87493 | 0.63275 | 0.28233 | 0.87493 | 0.85186 | 0.98932 | 0.72833 | 0.28935 | 0.98932 | 0.96053
183 | 0.23 | 0.2 | South/Central | SC | Columbia.Metro.AP.723100 | 3 | 1050192 | 37.2503 | 10.9139 | 52.6126 | 37.162 | 15.4506 | 978.29 | 3.3127 | 59.94 | 2.3819 | 0.93084 | 67.3963 | 1.8508 | 42.51 | 0.92282 | 0.92797 | 48.6123 | 2.4137 | 17.29 | 2.9299 | -0.51622 | 17.0182 | 3.3127 | 59.94 | 2.3819 | 0.93084 | 67.3963 | 3.3832 | 58.28 | 2.5631 | 0.82012 | 65.324 | 0.013894 | 0.51757 | 0.15164 | 0.73102 | 13.5927 | 0.046028 | 0.025716 | 0.033537 | 0.046028 | 0.047008 | 0.83283 | 0.59065 | 0.24023 | 0.83283 | 0.80976 | 0.93643 | 0.67544 | 0.23646 | 0.93643 | 0.90764 | 0.013894 | 0.51757 | 0.15164 | 0.73102 | 13.5927 | 0.046028 | 0.025716 | 0.033537 | 0.046028 | 0.047008 | 0.83283 | 0.59065 | 0.24023 | 0.83283 | 0.80976 | 0.93643 | 0.67544 | 0.23646 | 0.93643 | 0.90764
184 | 0.23 | 0.23 | South/Central | SC | Columbia.Metro.AP.723100 | 3 | 1050192 | 36.596 | 11.2954 | 52.4611 | 36.5092 | 15.9519 | 987.54 | 3.4642 | 50.69 | 3.0346 | 0.42956 | 55.8686 | 2.0023 | 33.26 | 1.5756 | 0.4267 | 37.0846 | 2.5652 | 8.04 | 3.5827 | -1.0175 | 5.4905 | 3.4642 | 50.69 | 3.0346 | 0.42956 | 55.8686 | 3.5347 | 49.03 | 3.2159 | 0.31884 | 53.7962 | 0.013894 | 0.50848 | 0.15694 | 0.72891 | 13.7213 | 0.048133 | 0.027821 | 0.035642 | 0.048133 | 0.049113 | 0.70431 | 0.46213 | 0.11171 | 0.70431 | 0.68124 | 0.77626 | 0.51527 | 0.076287 | 0.77626 | 0.74747 | 0.013894 | 0.50848 | 0.15694 | 0.72891 | 13.7213 | 0.048133 | 0.027821 | 0.035642 | 0.048133 | 0.049113 | 0.70431 | 0.46213 | 0.11171 | 0.70431 | 0.68124 | 0.77626 | 0.51527 | 0.076287 | 0.77626 | 0.74747
185 | 0.23 | 0.25 | South/Central | SC | Columbia.Metro.AP.723100 | 3 | 1050192 | 36.1738 | 11.5471 | 52.3805 | 36.088 | 16.2924 | 994.11 | 3.5449 | 44.12 | 3.4558 | 0.089008 | 47.752 | 2.0829 | 26.69 | 1.9968 | 0.086143 | 28.968 | 2.6458 | 1.47 | 4.0039 | -1.3581 | -2.6261 | 3.5449 | 44.12 | 3.4558 | 0.089008 | 47.752 | 3.6154 | 42.46 | 3.6371 | -0.021715 | 45.6796 | 0.013894 | 0.50261 | 0.16044 | 0.72779 | 13.8125 | 0.049254 | 0.028941 | 0.036762 | 0.049254 | 0.050233 | 0.61302 | 0.37084 | 0.020425 | 0.61302 | 0.58996 | 0.66348 | 0.40249 | -0.036488 | 0.66348 | 0.63469 | 0.013894 | 0.50261 | 0.16044 | 0.72779 | 13.8125 | 0.049254 | 0.028941 | 0.036762 | 0.049254 | 0.050233 | 0.61302 | 0.37084 | 0.020425 | 0.61302 | 0.58996 | 0.66348 | 0.40249 | -0.036488 | 0.66348 | 0.63469
186 | 0.23 | 0.27 | South/Central | SC | Columbia.Metro.AP.723100 | 3 | 1050192 | 35.7807 | 11.7891 | 52.3102 | 35.6959 | 16.6143 | 1000.38 | 3.6151 | 37.85 | 3.848 | -0.23286 | 40.0043 | 2.1532 | 20.42 | 2.3889 | -0.23573 | 21.2203 | 2.7161 | -4.8 | 4.396 | -1.6799 | -10.3738 | 3.6151 | 37.85 | 3.848 | -0.23286 | 40.0043 | 3.6856 | 36.19 | 4.0292 | -0.34358 | 37.9319 | 0.013894 | 0.49715 | 0.1638 | 0.72682 | 13.8997 | 0.05023 | 0.029917 | 0.037738 | 0.05023 | 0.051209 | 0.5259 | 0.28372 | -0.066693 | 0.5259 | 0.50284 | 0.55583 | 0.29484 | -0.14414 | 0.55583 | 0.52704 | 0.013894 | 0.49715 | 0.1638 | 0.72682 | 13.8997 | 0.05023 | 0.029917 | 0.037738 | 0.05023 | 0.051209 | 0.5259 | 0.28372 | -0.066693 | 0.5259 | 0.50284 | 0.55583 | 0.29484 | -0.14414 | 0.55583 | 0.52704
187 | 0.23 | 0.3 | South/Central | SC | Columbia.Metro.AP.723100 | 3 | 1050192 | 35.2173 | 12.179 | 52.2666 | 35.1338 | 17.1328 | 1011.31 | 3.6587 | 26.92 | 4.4101 | -0.75138 | 26.6327 | 2.1968 | 9.49 | 2.951 | -0.75424 | 7.8487 | 2.7597 | -15.73 | 4.9581 | -2.1984 | -23.7454 | 3.6587 | 26.92 | 4.4101 | -0.75138 | 26.6327 | 3.7292 | 25.26 | 4.5913 | -0.8621 | 24.5604 | 0.013894 | 0.48932 | 0.16922 | 0.72621 | 14.0515 | 0.050835 | 0.030523 | 0.038344 | 0.050835 | 0.051815 | 0.37404 | 0.13186 | -0.21856 | 0.37404 | 0.35097 | 0.37004 | 0.10905 | -0.32993 | 0.37004 | 0.34125 | 0.013894 | 0.48932 | 0.16922 | 0.72621 | 14.0515 | 0.050835 | 0.030523 | 0.038344 | 0.050835 | 0.051815 | 0.37404 | 0.13186 | -0.21856 | 0.37404 | 0.35097 | 0.37004 | 0.10905 | -0.32993 | 0.37004 | 0.34125
188 | 0.23 | 0.32 | South/Central | SC | Columbia.Metro.AP.723100 | 3 | 1050192 | 34.8556 | 12.4209 | 52.2274 | 34.7729 | 17.4544 | 1017.94 | 3.698 | 20.29 | 4.7709 | -1.073 | 18.4961 | 2.2361 | 2.86 | 3.3119 | -1.0758 | -0.28793 | 2.7989 | -22.36 | 5.319 | -2.52 | -31.882 | 3.698 | 20.29 | 4.7709 | -1.073 | 18.4961 | 3.7685 | 18.63 | 4.9522 | -1.1837 | 16.4237 | 0.013894 | 0.4843 | 0.17258 | 0.72567 | 14.1436 | 0.051381 | 0.031069 | 0.03889 | 0.051381 | 0.052361 | 0.28192 | 0.039738 | -0.31068 | 0.28192 | 0.25885 | 0.25699 | -0.0040006 | -0.44298 | 0.25699 | 0.2282 | 0.013894 | 0.4843 | 0.17258 | 0.72567 | 14.1436 | 0.051381 | 0.031069 | 0.03889 | 0.051381 | 0.052361 | 0.28192 | 0.039738 | -0.31068 | 0.28192 | 0.25885 | 0.25699 | -0.0040006 | -0.44298 | 0.25699 | 0.2282
189 | 0.23 | 0.35 | South/Central | SC | Columbia.Metro.AP.723100 | 3 | 1050192 | 34.3221 | 12.8413 | 52.2542 | 34.2406 | 18.0135 | 1030.61 | 3.6712 | 7.62 | 5.3032 | -1.6321 | 3.1332 | 2.2093 | -9.81 | 3.8442 | -1.6349 | -15.6508 | 2.7721 | -35.03 | 5.8513 | -3.0791 | -47.2449 | 3.6712 | 7.62 | 5.3032 | -1.6321 | 3.1332 | 3.7417 | 5.96 | 5.4845 | -1.7428 | 1.0609 | 0.013894 | 0.47688 | 0.17842 | 0.72604 | 14.3197 | 0.051009 | 0.030696 | 0.038517 | 0.051009 | 0.051988 | 0.10588 | -0.1363 | -0.48672 | 0.10588 | 0.08281 | 0.043534 | -0.21746 | -0.65644 | 0.043534 | 0.01474 | 0.013894 | 0.47688 | 0.17842 | 0.72604 | 14.3197 | 0.051009 | 0.030696 | 0.038517 | 0.051009 | 0.051988 | 0.10588 | -0.1363 | -0.48672 | 0.10588 | 0.08281 | 0.043534 | -0.21746 | -0.65644 | 0.043534 | 0.01474
190 | 0.23 | 0.37 | South/Central | SC | Columbia.Metro.AP.723100 | 3 | 1050192 | 34.3414 | 12.743 | 52.1658 | 34.26 | 17.9059 | 1027.21 | 3.7595 | 11.02 | 5.2839 | -1.5244 | 7.1549 | 2.2976 | -6.41 | 3.8249 | -1.5273 | -11.6291 | 2.8605 | -31.63 | 5.832 | -2.9715 | -43.2232 | 3.7595 | 11.02 | 5.2839 | -1.5244 | 7.1549 | 3.83 | 9.36 | 5.4652 | -1.6352 | 5.0825 | 0.013894 | 0.47715 | 0.17706 | 0.72481 | 14.2724 | 0.052236 | 0.031923 | 0.039744 | 0.052236 | 0.053215 | 0.15312 | -0.089063 | -0.43948 | 0.15312 | 0.13005 | 0.099412 | -0.16158 | -0.60056 | 0.099412 | 0.070619 | 0.013894 | 0.47715 | 0.17706 | 0.72481 | 14.2724 | 0.052236 | 0.031923 | 0.039744 | 0.052236 | 0.053215 | 0.15312 | -0.089063 | -0.43948 | 0.15312 | 0.13005 | 0.099412 | -0.16158 | -0.60056 | 0.099412 | 0.070619
191 | 0.23 | 0.4 | South/Central | SC | Columbia.Metro.AP.723100 | 3 | 1050192 | 34.1811 | 12.7741 | 52.0666 | 34.1 | 17.9666 | 1027.39 | 3.8587 | 10.84 | 5.4438 | -1.5852 | 6.7932 | 2.3968 | -6.59 | 3.9848 | -1.588 | -11.9908 | 2.9597 | -31.81 | 5.9919 | -3.0322 | -43.5849 | 3.8587 | 10.84 | 5.4438 | -1.5852 | 6.7932 | 3.9292 | 9.18 | 5.6251 | -1.6959 | 4.7209 | 0.013894 | 0.47493 | 0.17749 | 0.72343 | 14.2749 | 0.053614 | 0.033302 | 0.041123 | 0.053614 | 0.054594 | 0.15062 | -0.091564 | -0.44198 | 0.15062 | 0.12755 | 0.094388 | -0.1666 | -0.60558 | 0.094388 | 0.065594 | 0.013894 | 0.47493 | 0.17749 | 0.72343 | 14.2749 | 0.053614 | 0.033302 | 0.041123 | 0.053614 | 0.054594 | 0.15062 | -0.091564 | -0.44198 | 0.15062 | 0.12755 | 0.094388 | -0.1666 | -0.60558 | 0.094388 | 0.065594
192 | 0.23 | 0.42 | South/Central | SC | Columbia.Metro.AP.723100 | 3 | 1050192 | 33.9889 | 12.9338 | 52.0842 | 33.9083 | 18.1759 | 1032.22 | 3.8411 | 6.01 | 5.6355 | -1.7944 | 0.94585 | 2.3792 | -11.42 | 4.1765 | -1.7973 | -17.8381 | 2.9421 | -36.64 | 6.1836 | -3.2415 | -49.4322 | 3.8411 | 6.01 | 5.6355 | -1.7944 | 0.94585 | 3.9116 | 4.35 | 5.8168 | -1.9052 | -1.1265 | 0.013894 | 0.47226 | 0.17971 | 0.72368 | 14.3421 | 0.05337 | 0.033057 | 0.040878 | 0.05337 | 0.054349 | 0.083505 | -0.15867 | -0.50909 | 0.083505 | 0.060441 | 0.013142 | -0.24785 | -0.68683 | 0.013142 | -0.015652 | 0.013894 | 0.47226 | 0.17971 | 0.72368 | 14.3421 | 0.05337 | 0.033057 | 0.040878 | 0.05337 | 0.054349 | 0.083505 | -0.15867 | -0.50909 | 0.083505 | 0.060441 | 0.013142 | -0.24785 | -0.68683 | 0.013142 | -0.015652
193 | 0.23 | 0.45 | South/Central | SC | Columbia.Metro.AP.723100 | 3 | 1050192 | 33.6774 | 13.1947 | 52.1341 | 33.5975 | 18.5366 | 1040.81 | 3.7912 | -2.58 | 5.9463 | -2.1551 | -9.3829 | 2.3293 | -20.01 | 4.4873 | -2.158 | -28.1669 | 2.8922 | -45.23 | 6.4944 | -3.6022 | -59.761 | 3.7912 | -2.58 | 5.9463 | -2.1551 | -9.3829 | 3.8617 | -4.24 | 6.1276 | -2.2659 | -11.4552 | 0.013894 | 0.46793 | 0.18333 | 0.72437 | 14.4614 | 0.052676 | 0.032364 | 0.040185 | 0.052676 | 0.053656 | -0.035847 | -0.27803 | -0.62844 | -0.035847 | -0.058912 | -0.13037 | -0.39136 | -0.83034 | -0.13037 | -0.15916 | 0.013894 | 0.46793 | 0.18333 | 0.72437 | 14.4614 | 0.052676 | 0.032364 | 0.040185 | 0.052676 | 0.053656 | -0.035847 | -0.27803 | -0.62844 | -0.035847 | -0.058912 | -0.13037 | -0.39136 | -0.83034 | -0.13037 | -0.15916
194 | 0.23 | 0.47 | South/Central | SC | Columbia.Metro.AP.723100 | 3 | 1050192 | 33.3558 | 13.4456 | 52.1532 | 33.2767 | 18.8765 | 1048.54 | 3.7721 | -10.31 | 6.2672 | -2.4951 | -18.7588 | 2.3102 | -27.74 | 4.8082 | -2.4979 | -37.5428 | 2.8731 | -52.96 | 6.8152 | -3.9421 | -69.1369 | 3.7721 | -10.31 | 6.2672 | -2.4951 | -18.7588 | 3.8426 | -11.97 | 6.4484 | -2.6058 | -20.8311 | 0.013894 | 0.46346 | 0.18682 | 0.72464 | 14.5688 | 0.052411 | 0.032099 | 0.03992 | 0.052411 | 0.053391 | -0.14325 | -0.38543 | -0.73585 | -0.14325 | -0.16632 | -0.26064 | -0.52163 | -0.96061 | -0.26064 | -0.28944 | 0.013894 | 0.46346 | 0.18682 | 0.72464 | 14.5688 | 0.052411 | 0.032099 | 0.03992 | 0.052411 | 0.053391 | -0.14325 | -0.38543 | -0.73585 | -0.14325 | -0.16632 | -0.26064 | -0.52163 | -0.96061 | -0.26064 | -0.28944
195 | 0.23 | 0.5 | South/Central | SC | Columbia.Metro.AP.723100 | 3 | 1050192 | 32.9128 | 13.8265 | 52.2216 | 32.8347 | 19.3869 | 1060.61 | 3.7037 | -22.38 | 6.7092 | -3.0054 | -33.3441 | 2.2418 | -39.81 | 5.2501 | -3.0083 | -52.128 | 2.8047 | -65.03 | 7.2572 | -4.4525 | -83.7221 | 3.7037 | -22.38 | 6.7092 | -3.0054 | -33.3441 | 3.7742 | -24.04 | 6.8904 | -3.1161 | -35.4164 | 0.013894 | 0.4573 | 0.19211 | 0.72559 | 14.7365 | 0.051461 | 0.031149 | 0.03897 | 0.051461 | 0.052441 | -0.31096 | -0.55314 | -0.90355 | -0.31096 | -0.33402 | -0.46329 | -0.72429 | -1.1633 | -0.46329 | -0.49209 | 0.013894 | 0.4573 | 0.19211 | 0.72559 | 14.7365 | 0.051461 | 0.031149 | 0.03897 | 0.051461 | 0.052441 | -0.31096 | -0.55314 | -0.90355 | -0.31096 | -0.33402 | -0.46329 | -0.72429 | -1.1633 | -0.46329 | -0.49209
196 | 0.29 | 0.17 | South/Central | SC | Columbia.Metro.AP.723100 | 3 | 1050192 | 39.8764 | 10.4907 | 54.7162 | 39.782 | 14.9342 | 991.9 | 1.2091 | 46.33 | -0.23813 | 1.4473 | 54.3512 | -0.25279 | 28.9 | -1.6972 | 1.4444 | 35.5672 | 0.31009 | 3.68 | 0.3099 | 0.00019034 | 3.9731 | 1.2091 | 46.33 | -0.23813 | 1.4473 | 54.3512 | 1.2796 | 44.67 | -0.056904 | 1.3365 | 52.2789 | 0.013894 | 0.55406 | 0.14576 | 0.76025 | 13.7818 | 0.0168 | -0.0035124 | 0.0043085 | 0.0168 | 0.01778 | 0.64373 | 0.40155 | 0.051131 | 0.64373 | 0.62066 | 0.75518 | 0.49418 | 0.055204 | 0.75518 | 0.72638 | 0.013894 | 0.55406 | 0.14576 | 0.76025 | 13.7818 | 0.0168 | -0.0035124 | 0.0043085 | 0.0168 | 0.01778 | 0.64373 | 0.40155 | 0.051131 | 0.64373 | 0.62066 | 0.75518 | 0.49418 | 0.055204 | 0.75518 | 0.72638
197 | 0.29 | 0.19 | South/Central | SC | Columbia.Metro.AP.723100 | 3 | 1050192 | 39.3837 | 10.742 | 54.5643 | 39.2905 | 15.2738 | 997.56 | 1.361 | 40.67 | 0.2534 | 1.1076 | 47.1718 | -0.10088 | 23.24 | -1.2057 | 1.1048 | 28.3878 | 0.46201 | -1.98 | 0.80143 | -0.33942 | -3.2063 | 1.361 | 40.67 | 0.2534 | 1.1076 | 47.1718 | 1.4315 | 39.01 | 0.43462 | 0.99691 | 45.0994 | 0.013894 | 0.54721 | 0.14925 | 0.75814 | 13.8605 | 0.018911 | -0.0014017 | 0.0064193 | 0.018911 | 0.01989 | 0.56508 | 0.32291 | -0.027511 | 0.56508 | 0.54202 | 0.65542 | 0.39443 | -0.04455 | 0.65542 | 0.62663 | 0.013894 | 0.54721 | 0.14925 | 0.75814 | 13.8605 | 0.018911 | -0.0014017 | 0.0064193 | 0.018911 | 0.01989 | 0.56508 | 0.32291 | -0.027511 | 0.56508 | 0.54202 | 0.65542 | 0.39443 | -0.04455 | 0.65542 | 0.62663
198 | 0.29 | 0.2 | South/Central | SC | Columbia.Metro.AP.723100 | 3 | 1050192 | 39.1432 | 10.863 | 54.4854 | 39.0505 | 15.4349 | 1000.19 | 1.44 | 38.04 | 0.49338 | 0.94658 | 43.8552 | -0.021955 | 20.61 | -0.96567 | 0.94372 | 25.0712 | 0.54093 | -4.61 | 1.0414 | -0.50048 | -6.5229 | 1.44 | 38.04 | 0.49338 | 0.94658 | 43.8552 | 1.5105 | 36.38 | 0.6746 | 0.83586 | 41.7828 | 0.013894 | 0.54387 | 0.15093 | 0.75704 | 13.897 | 0.020007 | -0.00030506 | 0.0075159 | 0.020007 | 0.020987 | 0.52854 | 0.28636 | -0.064053 | 0.52854 | 0.50548 | 0.60934 | 0.34835 | -0.090632 | 0.60934 | 0.58055 | 0.013894 | 0.54387 | 0.15093 | 0.75704 | 13.897 | 0.020007 | -0.00030506 | 0.0075159 | 0.020007 | 0.020987 | 0.52854 | 0.28636 | -0.064053 | 0.52854 | 0.50548 | 0.60934 | 0.34835 | -0.090632 | 0.60934 | 0.58055
199 | 0.29 | 0.23 | South/Central | SC | Columbia.Metro.AP.723100 | 3 | 1050192 | 38.4691 | 11.2358 | 54.3146 | 38.378 | 15.9366 | 1009.22 | 1.6107 | 29.01 | 1.1659 | 0.44481 | 32.5602 | 0.14878 | 11.58 | -0.29316 | 0.44194 | 13.7762 | 0.71167 | -13.64 | 1.7139 | -1.0023 | -17.8179 | 1.6107 | 29.01 | 1.1659 | 0.44481 | 32.5602 | 1.6812 | 27.35 | 1.3471 | 0.33408 | 30.4878 | 0.013894 | 0.5345 | 0.15611 | 0.75467 | 14.0225 | 0.02238 | 0.0020672 | 0.0098882 | 0.02238 | 0.023359 | 0.40308 | 0.1609 | -0.18952 | 0.40308 | 0.38001 | 0.4524 | 0.19141 | -0.24757 | 0.4524 | 0.42361 | 0.013894 | 0.5345 | 0.15611 | 0.75467 | 14.0225 | 0.02238 | 0.0020672 | 0.0098882 | 0.02238 | 0.023359 | 0.40308 | 0.1609 | -0.18952 | 0.40308 | 0.38001 | 0.4524 | 0.19141 | -0.24757 | 0.4524 | 0.42361
200 | 0.29 | 0.25 | South/Central | SC | Columbia.Metro.AP.723100 | 3 | 1050192 | 38.0461 | 11.4867 | 54.2232 | 37.9561 | 16.2672 | 1015.45 | 1.7021 | 22.78 | 1.5878 | 0.11428 | 24.8506 | 0.24019 | 5.35 | 0.12878 | 0.11141 | 6.0666 | 0.80308 | -19.87 | 2.1359 | -1.3328 | -25.5275 | 1.7021 | 22.78 | 1.5878 | 0.11428 | 24.8506 | 1.7726 | 21.12 | 1.7691 | 0.0035554 | 22.7782 | 0.013894 | 0.52863 | 0.1596 | 0.7534 | 14.109 | 0.02365 | 0.0033373 | 0.011158 | 0.02365 | 0.024629 | 0.31651 | 0.074335 | -0.27608 | 0.31651 | 0.29345 | 0.34528 | 0.084291 | -0.35469 | 0.34528 | 0.31649 | 0.013894 | 0.52863 | 0.1596 | 0.7534 | 14.109 | 0.02365 | 0.0033373 | 0.011158 | 0.02365 | 0.024629 | 0.31651 | 0.074335 | -0.27608 | 0.31651 | 0.29345 | 0.34528 | 0.084291 | -0.35469 | 0.34528 | 0.31649
201 | 0.29 | 0.27 | South/Central | SC | Columbia.Metro.AP.723100 | 3 | 1050192 | 38.0261 | 11.4576 | 54.1935 | 37.9361 | 16.2574 | 1014.91 | 1.7318 | 23.32 | 1.6078 | 0.12403 | 25.4926 | 0.26989 | 5.89 | 0.14872 | 0.12117 | 6.7087 | 0.83277 | -19.33 | 2.1558 | -1.323 | -24.8854 | 1.7318 | 23.32 | 1.6078 | 0.12403 | 25.4926 | 1.8023 | 21.66 | 1.789 | 0.013311 | 23.4203 | 0.013894 | 0.52835 | 0.1592 | 0.75299 | 14.1015 | 0.024062 | 0.0037499 | 0.011571 | 0.024062 | 0.025042 | 0.32402 | 0.081838 | -0.26858 | 0.32402 | 0.30095 | 0.3542 | 0.093213 | -0.34577 | 0.3542 | 0.32541 | 0.013894 | 0.52835 | 0.1592 | 0.75299 | 14.1015 | 0.024062 | 0.0037499 | 0.011571 | 0.024062 | 0.025042 | 0.32402 | 0.081838 | -0.26858 | 0.32402 | 0.30095 | 0.3542 | 0.093213 | -0.34577 | 0.3542 | 0.32541
202 | 0.29 | 0.3 | South/Central | SC | Columbia.Metro.AP.723100 | 3 | 1050192 | 37.7643 | 11.5887 | 54.1327 | 37.6748 | 16.4579 | 1018.65 | 1.7926 | 19.58 | 1.8691 | -0.076403 | 20.8867 | 0.33073 | 2.15 | 0.41 | -0.079268 | 2.1027 | 0.89362 | -23.07 | 2.4171 | -1.5235 | -29.4914 | 1.7926 | 19.58 | 1.8691 | -0.076403 | 20.8867 | 1.8631 | 17.92 | 2.0503 | -0.18713 | 18.8144 | 0.013894 | 0.52471 | 0.16102 | 0.75214 | 14.1535 | 0.024908 | 0.0045953 | 0.012416 | 0.024908 | 0.025887 | 0.27205 | 0.029873 | -0.32054 | 0.27205 | 0.24899 | 0.29021 | 0.029216 | -0.40976 | 0.29021 | 0.26141 | 0.013894 | 0.52471 | 0.16102 | 0.75214 | 14.1535 | 0.024908 | 0.0045953 | 0.012416 | 0.024908 | 0.025887 | 0.27205 | 0.029873 | -0.32054 | 0.27205 | 0.24899 | 0.29021 | 0.029216 | -0.40976 | 0.29021 | 0.26141
203 | 0.29 | 0.32 | South/Central | SC | Columbia.Metro.AP.723100 | 3 | 1050192 | 37.3812 | 11.829 | 54.0613 | 37.2927 | 16.7686 | 1024.64 | 1.864 | 13.59 | 2.2512 | -0.38717 | 13.4518 | 0.40212 | -3.84 | 0.79216 | -0.39003 | -5.3322 | 0.96501 | -29.06 | 2.7992 | -1.8342 | -36.9263 | 1.864 | 13.59 | 2.2512 | -0.38717 | 13.4518 | 1.9345 | 11.93 | 2.4324 | -0.49789 | 11.3794 | 0.013894 | 0.51939 | 0.16436 | 0.75115 | 14.2367 | 0.0259 | 0.0055872 | 0.013408 | 0.0259 | 0.026879 | 0.18882 | -0.053354 | -0.40377 | 0.18882 | 0.16576 | 0.1869 | -0.074088 | -0.51307 | 0.1869 | 0.15811 | 0.013894 | 0.51939 | 0.16436 | 0.75115 | 14.2367 | 0.0259 | 0.0055872 | 0.013408 | 0.0259 | 0.026879 | 0.18882 | -0.053354 | -0.40377 | 0.18882 | 0.16576 | 0.1869 | -0.074088 | -0.51307 | 0.1869 | 0.15811
204 | 0.29 | 0.35 | South/Central | SC | Columbia.Metro.AP.723100 | 3 | 1050192 | 36.8186 | 12.1705 | 53.9601 | 36.7314 | 17.2287 | 1033.6 | 1.9652 | 4.63 | 2.8125 | -0.84726 | 2.3867 | 0.50331 | -12.8 | 1.3534 | -0.85012 | -16.3973 | 1.0662 | -38.02 | 3.3605 | -2.2943 | -47.9914 | 1.9652 | 4.63 | 2.8125 | -0.84726 | 2.3867 | 2.0357 | 2.97 | 2.9937 | -0.95798 | 0.31439 | 0.013894 | 0.51157 | 0.1691 | 0.74974 | 14.3612 | 0.027306 | 0.0069932 | 0.014814 | 0.027306 | 0.028285 | 0.064331 | -0.17785 | -0.52826 | 0.064331 | 0.041266 | 0.033162 | -0.22783 | -0.66681 | 0.033162 | 0.0043683 | 0.013894 | 0.51157 | 0.1691 | 0.74974 | 14.3612 | 0.027306 | 0.0069932 | 0.014814 | 0.027306 | 0.028285 | 0.064331 | -0.17785 | -0.52826 | 0.064331 | 0.041266 | 0.033162 | -0.22783 | -0.66681 | 0.033162 | 0.0043683
205 | 0.29 | 0.37 | South/Central | SC | Columbia.Metro.AP.723100 | 3 | 1050192 | 36.4871 | 12.3711 | 53.899 | 36.4007 | 17.4984 | 1038.82 | 2.0263 | -0.59 | 3.1432 | -1.1169 | -4.0755 | 0.5644 | -18.02 | 1.6842 | -1.1198 | -22.8595 | 1.1273 | -43.24 | 3.6913 | -2.564 | -54.4536 | 2.0263 | -0.59 | 3.1432 | -1.1169 | -4.0755 | 2.0968 | -2.25 | 3.3245 | -1.2276 | -6.1478 | 0.013894 | 0.50697 | 0.17189 | 0.74889 | 14.4338 | 0.028154 | 0.007842 | 0.015663 | 0.028154 | 0.029134 | -0.0081977 | -0.25038 | -0.60079 | -0.0081977 | -0.031262 | -0.056627 | -0.31762 | -0.7566 | -0.056627 | -0.08542 | 0.013894 | 0.50697 | 0.17189 | 0.74889 | 14.4338 | 0.028154 | 0.007842 | 0.015663 | 0.028154 | 0.029134 | -0.0081977 | -0.25038 | -0.60079 | -0.0081977 | -0.031262 | -0.056627 | -0.31762 | -0.7566 | -0.056627 | -0.08542
206 | 0.29 | 0.4 | South/Central | SC | Columbia.Metro.AP.723100 | 3 | 1050192 | 36.014 | 12.6926 | 53.8482 | 35.9287 | 17.9195 | 1047.53 | 2.0771 | -9.3 | 3.6152 | -1.5381 | -14.7402 | 0.6152 | -26.73 | 2.1562 | -1.541 | -33.5242 | 1.1781 | -51.95 | 4.1632 | -2.9852 | -65.1183 | 2.0771 | -9.3 | 3.6152 | -1.5381 | -14.7402 | 2.1476 | -10.96 | 3.7964 | -1.6488 | -16.8125 | 0.013894 | 0.50039 | 0.17636 | 0.74819 | 14.5548 | 0.02886 | 0.0085478 | 0.016369 | 0.02886 | 0.02984 | -0.12922 | -0.3714 | -0.72181 | -0.12922 | -0.15228 | -0.20481 | -0.4658 | -0.90478 | -0.20481 | -0.2336 | 0.013894 | 0.50039 | 0.17636 | 0.74819 | 14.5548 | 0.02886 | 0.0085478 | 0.016369 | 0.02886 | 0.02984 | -0.12922 | -0.3714 | -0.72181 | -0.12922 | -0.15228 | -0.20481 | -0.4658 | -0.90478 | -0.20481 | -0.2336
207 | 0.29 | 0.42 | South/Central | SC | Columbia.Metro.AP.723100 | 3 | 1050192 | 35.7124 | 12.9037 | 53.8283 | 35.6278 | 18.2005 | 1053.49 | 2.097 | -15.26 | 3.916 | -1.819 | -22.0331 | 0.63508 | -32.69 | 2.457 | -1.8219 | -40.8171 | 1.198 | -57.91 | 4.4641 | -3.2661 | -72.4112 | 2.097 | -15.26 | 3.916 | -1.819 | -22.0331 | 2.1675 | -16.92 | 4.0973 | -1.9298 | -24.1054 | 0.013894 | 0.4962 | 0.17929 | 0.74791 | 14.6376 | 0.029136 | 0.0088241 | 0.016645 | 0.029136 | 0.030116 | -0.21203 | -0.45421 | -0.80462 | -0.21203 | -0.23509 | -0.30614 | -0.56713 | -1.0061 | -0.30614 | -0.33493 | 0.013894 | 0.4962 | 0.17929 | 0.74791 | 14.6376 | 0.029136 | 0.0088241 | 0.016645 | 0.029136 | 0.030116 | -0.21203 | -0.45421 | -0.80462 | -0.21203 | -0.23509 | -0.30614 | -0.56713 | -1.0061 | -0.30614 | -0.33493
208 | 0.29 | 0.47 | South/Central | SC | Columbia.Metro.AP.723100 | 3 | 1050192 | 34.9473 | 13.5047 | 53.8638 | 34.8645 | 18.9993 | 1071.57 | 2.0616 | -33.34 | 4.6794 | -2.6178 | -43.9455 | 0.59964 | -50.77 | 3.2203 | -2.6207 | -62.7294 | 1.1625 | -75.99 | 5.2274 | -4.0649 | -94.3235 | 2.0616 | -33.34 | 4.6794 | -2.6178 | -43.9455 | 2.1321 | -35 | 4.8606 | -2.7286 | -46.0178 | 0.013894 | 0.48557 | 0.18764 | 0.7484 | 14.8888 | 0.028644 | 0.0083316 | 0.016153 | 0.028644 | 0.029624 | -0.46324 | -0.70542 | -1.0558 | -0.46324 | -0.4863 | -0.61059 | -0.87159 | -1.3106 | -0.61059 | -0.63939 | 0.013894 | 0.48557 | 0.18764 | 0.7484 | 14.8888 | 0.028644 | 0.0083316 | 0.016153 | 0.028644 | 0.029624 | -0.46324 | -0.70542 | -1.0558 | -0.46324 | -0.4863 | -0.61059 | -0.87159 | -1.3106 | -0.61059 | -0.63939
209 | 0.31 | 0.17 | South/Central | SC | Columbia.Metro.AP.723100 | 3 | 1050192 | 40.4876 | 10.471 | 55.327 | 40.3918 | 14.9352 | 999.17 | 0.59833 | 39.06 | -0.84796 | 1.4463 | 46.5095 | -0.86359 | 21.63 | -2.307 | 1.4434 | 27.7255 | -0.3007 | -3.59 | -0.29993 | -0.00077154 | -3.8686 | 0.59833 | 39.06 | -0.84796 | 1.4463 | 46.5095 | 0.66883 | 37.4 | -0.66674 | 1.3356 | 44.4372 | 0.013894 | 0.56255 | 0.14549 | 0.76873 | 13.8828 | 0.0083134 | -0.011999 | -0.0041781 | 0.0083134 | 0.0092929 | 0.54271 | 0.30054 | -0.049881 | 0.54271 | 0.51965 | 0.64622 | 0.38523 | -0.053752 | 0.64622 | 0.61743 | 0.013894 | 0.56255 | 0.14549 | 0.76873 | 13.8828 | 0.0083134 | -0.011999 | -0.0041781 | 0.0083134 | 0.0092929 | 0.54271 | 0.30054 | -0.049881 | 0.54271 | 0.51965 | 0.64622 | 0.38523 | -0.053752 | 0.64622 | 0.61743
210 | 0.31 | 0.19 | South/Central | SC | Columbia.Metro.AP.723100 | 3 | 1050192 | 39.9949 | 10.7224 | 55.1659 | 39.9002 | 15.2657 | 1004.52 | 0.75942 | 33.71 | -0.35634 | 1.1158 | 39.6915 | -0.70249 | 16.28 | -1.8154 | 1.1129 | 20.9075 | -0.13961 | -8.94 | 0.19169 | -0.3313 | -10.6866 | 0.75942 | 33.71 | -0.35634 | 1.1158 | 39.6915 | 0.82992 | 32.05 | -0.17511 | 1.005 | 37.6192 | 0.013894 | 0.5557 | 0.14898 | 0.7665 | 13.9572 | 0.010552 | -0.0097607 | -0.0019398 | 0.010552 | 0.011531 | 0.46838 | 0.2262 | -0.12422 | 0.46838 | 0.44531 | 0.55149 | 0.2905 | -0.14848 | 0.55149 | 0.5227 | 0.013894 | 0.5557 | 0.14898 | 0.7665 | 13.9572 | 0.010552 | -0.0097607 | -0.0019398 | 0.010552 | 0.011531 | 0.46838 | 0.2262 | -0.12422 | 0.46838 | 0.44531 | 0.55149 | 0.2905 | -0.14848 | 0.55149 | 0.5227
211 | 0.31 | 0.2 | South/Central | SC | Columbia.Metro.AP.723100 | 3 | 1050192 | 39.7539 | 10.8527 | 55.1049 | 39.6598 | 15.4451 | 1007.75 | 0.82042 | 30.48 | -0.11593 | 0.93635 | 35.6525 | -0.64149 | 13.05 | -1.575 | 0.93348 | 16.8685 | -0.078605 | -12.17 | 0.4321 | -0.51071 | -14.7256 | 0.82042 | 30.48 | -0.11593 | 0.93635 | 35.6525 | 0.89093 | 28.82 | 0.065299 | 0.82563 | 33.5802 | 0.013894 | 0.55236 | 0.15079 | 0.76565 | 14.0021 | 0.011399 | -0.0089131 | -0.0010922 | 0.011399 | 0.012379 | 0.4235 | 0.18132 | -0.16909 | 0.4235 | 0.40044 | 0.49537 | 0.23438 | -0.2046 | 0.49537 | 0.46658 | 0.013894 | 0.55236 | 0.15079 | 0.76565 | 14.0021 | 0.011399 | -0.0089131 | -0.0010922 | 0.011399 | 0.012379 | 0.4235 | 0.18132 | -0.16909 | 0.4235 | 0.40044 | 0.49537 | 0.23438 | -0.2046 | 0.49537 | 0.46658
212 | 0.31 | 0.23 | South/Central | SC | Columbia.Metro.AP.723100 | 3 | 1050192 | 39.0795 | 11.216 | 54.9152 | 38.987 | 15.9282 | 1016.19 | 1.0101 | 22.04 | 0.55689 | 0.45321 | 25.1004 | -0.45182 | 4.61 | -0.90216 | 0.45034 | 6.3165 | 0.11107 | -20.61 | 1.1049 | -0.99385 | -25.2776 | 1.0101 | 22.04 | 0.55689 | 0.45321 | 25.1004 | 1.0806 | 20.38 | 0.73811 | 0.34248 | 23.0281 | 0.013894 | 0.54298 | 0.15584 | 0.76301 | 14.1193 | 0.014035 | -0.0062777 | 0.0015432 | 0.014035 | 0.015014 | 0.30623 | 0.064053 | -0.28636 | 0.30623 | 0.28317 | 0.34876 | 0.087763 | -0.35122 | 0.34876 | 0.31996 | 0.013894 | 0.54298 | 0.15584 | 0.76301 | 14.1193 | 0.014035 | -0.0062777 | 0.0015432 | 0.014035 | 0.015014 | 0.30623 | 0.064053 | -0.28636 | 0.30623 | 0.28317 | 0.34876 | 0.087763 | -0.35122 | 0.34876 | 0.31996
213 | 0.31 | 0.25 | South/Central | SC | Columbia.Metro.AP.723100 | 3 | 1050192 | 38.6467 | 11.4762 | 54.8326 | 38.5553 | 16.2773 | 1022.88 | 1.0927 | 15.35 | 0.9886 | 0.10411 | 16.7793 | -0.36921 | -2.08 | -0.47045 | 0.10124 | -2.0047 | 0.19367 | -27.3 | 1.5366 | -1.343 | -33.5988 | 1.0927 | 15.35 | 0.9886 | 0.10411 | 16.7793 | 1.1632 | 13.69 | 1.1698 | -0.0066156 | 14.7069 | 0.013894 | 0.53697 | 0.15945 | 0.76187 | 14.2123 | 0.015182 | -0.00513 | 0.002691 | 0.015182 | 0.016162 | 0.21328 | -0.0289 | -0.37932 | 0.21328 | 0.19021 | 0.23314 | -0.027855 | -0.46683 | 0.23314 | 0.20434 | 0.013894 | 0.53697 | 0.15945 | 0.76187 | 14.2123 | 0.015182 | -0.00513 | 0.002691 | 0.015182 | 0.016162 | 0.21328 | -0.0289 | -0.37932 | 0.21328 | 0.19021 | 0.23314 | -0.027855 | -0.46683 | 0.23314 | 0.20434
214 | 0.31 | 0.27 | South/Central | SC | Columbia.Metro.AP.723100 | 3 | 1050192 | 38.6969 | 11.3971 | 54.804 | 38.6053 | 16.1987 | 1020.85 | 1.1213 | 17.38 | 0.93855 | 0.18279 | 19.2595 | -0.34058 | -0.05 | -0.5205 | 0.17993 | 0.47547 | 0.22231 | -25.27 | 1.4866 | -1.2643 | -31.1186 | 1.1213 | 17.38 | 0.93855 | 0.18279 | 19.2595 | 1.1918 | 15.72 | 1.1198 | 0.072069 | 17.1871 | 0.013894 | 0.53767 | 0.15835 | 0.76147 | 14.1841 | 0.01558 | -0.0047321 | 0.0030888 | 0.01558 | 0.01656 | 0.24148 | -0.00069472 | -0.35111 | 0.24148 | 0.21842 | 0.2676 | 0.0066064 | -0.43237 | 0.2676 | 0.2388 | 0.013894 | 0.53767 | 0.15835 | 0.76147 | 14.1841 | 0.01558 | -0.0047321 | 0.0030888 | 0.01558 | 0.01656 | 0.24148 | -0.00069472 | -0.35111 | 0.24148 | 0.21842 | 0.2676 | 0.0066064 | -0.43237 | 0.2676 | 0.2388
215 | 0.31 | 0.3 | South/Central | SC | Columbia.Metro.AP.723100 | 3 | 1050192 | 38.4755 | 11.5084 | 54.7545 | 38.3845 | 16.37 | 1024.08 | 1.1708 | 14.15 | 1.1594 | 0.011433 | 15.2896 | -0.29107 | -3.28 | -0.29963 | 0.0085675 | -3.4944 | 0.27182 | -28.5 | 1.7074 | -1.4356 | -35.0885 | 1.1708 | 14.15 | 1.1594 | 0.011433 | 15.2896 | 1.2414 | 12.49 | 1.3406 | -0.099291 | 13.2173 | 0.013894 | 0.53459 | 0.1599 | 0.76078 | 14.229 | 0.016268 | -0.0040442 | 0.0037768 | 0.016268 | 0.017248 | 0.19661 | -0.045574 | -0.39599 | 0.19661 | 0.17354 | 0.21244 | -0.048552 | -0.48753 | 0.21244 | 0.18365 | 0.013894 | 0.53459 | 0.1599 | 0.76078 | 14.229 | 0.016268 | -0.0040442 | 0.0037768 | 0.016268 | 0.017248 | 0.19661 | -0.045574 | -0.39599 | 0.19661 | 0.17354 | 0.21244 | -0.048552 | -0.48753 | 0.21244 | 0.18365
216 | 0.31 | 0.32 | South/Central | SC | Columbia.Metro.AP.723100 | 3 | 1050192 | 38.0735 | 11.7486 | 54.6727 | 37.9834 | 16.6893 | 1030.16 | 1.2526 | 8.07 | 1.5605 | -0.30783 | 7.7595 | -0.20927 | -9.36 | 0.10143 | -0.3107 | -11.0245 | 0.35362 | -34.58 | 2.1085 | -1.7549 | -42.6186 | 1.2526 | 8.07 | 1.5605 | -0.30783 | 7.7595 | 1.3231 | 6.41 | 1.7417 | -0.41856 | 5.6871 | 0.013894 | 0.52901 | 0.16324 | 0.75964 | 14.3134 | 0.017405 | -0.0029077 | 0.0049133 | 0.017405 | 0.018384 | 0.11213 | -0.13005 | -0.48047 | 0.11213 | 0.089063 | 0.10781 | -0.15318 | -0.59216 | 0.10781 | 0.079019 | 0.013894 | 0.52901 | 0.16324 | 0.75964 | 14.3134 | 0.017405 | -0.0029077 | 0.0049133 | 0.017405 | 0.018384 | 0.11213 | -0.13005 | -0.48047 | 0.11213 | 0.089063 | 0.10781 | -0.15318 | -0.59216 | 0.10781 | 0.079019
217 | 0.31 | 0.35 | South/Central | SC | Columbia.Metro.AP.723100 | 3 | 1050192 | 37.4902 | 12.0902 | 54.5507 | 37.4014 | 17.1492 | 1038.87 | 1.3746 | -0.64 | 2.1424 | -0.7678 | -3.036 | -0.087279 | -18.07 | 0.68338 | -0.77066 | -21.82 | 0.47561 | -43.29 | 2.6905 | -2.2149 | -53.4141 | 1.3746 | -0.64 | 2.1424 | -0.7678 | -3.036 | 1.4451 | -2.3 | 2.3237 | -0.87852 | -5.1083 | 0.013894 | 0.5209 | 0.16799 | 0.75795 | 14.4345 | 0.0191 | -0.0012127 | 0.0066083 | 0.0191 | 0.020079 | -0.0088924 | -0.25107 | -0.60149 | -0.0088924 | -0.031957 | -0.042183 | -0.30317 | -0.74216 | -0.042183 | -0.070977 | 0.013894 | 0.5209 | 0.16799 | 0.75795 | 14.4345 | 0.0191 | -0.0012127 | 0.0066083 | 0.0191 | 0.020079 | -0.0088924 | -0.25107 | -0.60149 | -0.0088924 | -0.031957 | -0.042183 | -0.30317 | -0.74216 | -0.042183 | -0.070977
218 | 0.31 | 0.37 | South/Central | SC | Columbia.Metro.AP.723100 | 3 | 1050192 | 37.128 | 12.3206 | 54.4897 | 37.0401 | 17.4496 | 1044.78 | 1.4357 | -6.55 | 2.5038 | -1.0682 | -10.3242 | -0.026261 | -23.98 | 1.0448 | -1.071 | -29.1082 | 0.53662 | -49.2 | 3.0518 | -2.5152 | -60.7023 | 1.4357 | -6.55 | 2.5038 | -1.0682 | -10.3242 | 1.5062 | -8.21 | 2.685 | -1.1789 | -12.3965 | 0.013894 | 0.51587 | 0.17119 | 0.7571 | 14.5166 | 0.019948 | -0.00036488 | 0.0074561 | 0.019948 | 0.020927 | -0.091008 | -0.33319 | -0.6836 | -0.091008 | -0.11407 | -0.14345 | -0.40444 | -0.84342 | -0.14345 | -0.17224 | 0.013894 | 0.51587 | 0.17119 | 0.7571 | 14.5166 | 0.019948 | -0.00036488 | 0.0074561 | 0.019948 | 0.020927 | -0.091008 | -0.33319 | -0.6836 | -0.091008 | -0.11407 | -0.14345 | -0.40444 | -0.84342 | -0.14345 | -0.17224
219 | 0.31 | 0.4 | South/Central | SC | Columbia.Metro.AP.723100 | 3 | 1050192 | 36.6053 | 12.662 | 54.4191 | 36.5187 | 17.9004 | 1053.9 | 1.5063 | -15.67 | 3.0252 | -1.519 | -21.5309 | 0.044344 | -33.1 | 1.5662 | -1.5218 | -40.3149 | 0.60723 | -58.32 | 3.5732 | -2.966 | -71.909 | 1.5063 | -15.67 | 3.0252 | -1.519 | -21.5309 | 1.5768 | -17.33 | 3.2064 | -1.6297 | -23.6032 | 0.013894 | 0.50861 | 0.17593 | 0.75612 | 14.6433 | 0.020929 | 0.00061613 | 0.0084371 | 0.020929 | 0.021908 | -0.21772 | -0.4599 | -0.81032 | -0.21772 | -0.24079 | -0.29916 | -0.56015 | -0.99913 | -0.29916 | -0.32795 | 0.013894 | 0.50861 | 0.17593 | 0.75612 | 14.6433 | 0.020929 | 0.00061613 | 0.0084371 | 0.020929 | 0.021908 | -0.21772 | -0.4599 | -0.81032 | -0.21772 | -0.24079 | -0.29916 | -0.56015 | -0.99913 | -0.29916 | -0.32795
220 | 0.31 | 0.42 | South/Central | SC | Columbia.Metro.AP.723100 | 3 | 1050192 | 36.2736 | 12.9022 | 54.4073 | 36.1877 | 18.2196 | 1060.79 | 1.518 | -22.56 | 3.3562 | -1.8381 | -29.9542 | 0.056122 | -39.99 | 1.8971 | -1.841 | -48.7381 | 0.61901 | -65.21 | 3.9042 | -3.2852 | -80.3322 | 1.518 | -22.56 | 3.3562 | -1.8381 | -29.9542 | 1.5885 | -24.22 | 3.5374 | -1.9488 | -32.0265 | 0.013894 | 0.504 | 0.17927 | 0.75596 | 14.739 | 0.021092 | 0.00077978 | 0.0086007 | 0.021092 | 0.022072 | -0.31346 | -0.55564 | -0.90605 | -0.31346 | -0.33652 | -0.41619 | -0.67719 | -1.1162 | -0.41619 | -0.44499 | 0.013894 | 0.504 | 0.17927 | 0.75596 | 14.739 | 0.021092 | 0.00077978 | 0.0086007 | 0.021092 | 0.022072 | -0.31346 | -0.55564 | -0.90605 | -0.31346 | -0.33652 | -0.41619 | -0.67719 | -1.1162 | -0.41619 | -0.44499
221 | 0.31 | 0.47 | South/Central | SC | Columbia.Metro.AP.723100 | 3 | 1050192 | 35.4285 | 13.5641 | 54.4345 | 35.3446 | 19.0899 | 1080.35 | 1.4908 | -42.12 | 4.1993 | -2.7085 | -53.6838 | 0.028878 | -59.55 | 2.7402 | -2.7113 | -72.4678 | 0.59176 | -84.77 | 4.7473 | -4.1555 | -104.0619 | 1.4908 | -42.12 | 4.1993 | -2.7085 | -53.6838 | 1.5613 | -43.78 | 4.3805 | -2.8192 | -55.7562 | 0.013894 | 0.49226 | 0.18846 | 0.75633 | 15.0108 | 0.020714 | 0.00040124 | 0.0082222 | 0.020714 | 0.021693 | -0.58523 | -0.82741 | -1.1778 | -0.58523 | -0.6083 | -0.7459 | -1.0069 | -1.4459 | -0.7459 | -0.7747 | 0.013894 | 0.49226 | 0.18846 | 0.75633 | 15.0108 | 0.020714 | 0.00040124 | 0.0082222 | 0.020714 | 0.021693 | -0.58523 | -0.82741 | -1.1778 | -0.58523 | -0.6083 | -0.7459 | -1.0069 | -1.4459 | -0.7459 | -0.7747
222 | 0.32 | 0.17 | South/Central | SC | Columbia.Metro.AP.723100 | 3 | 1050192 | 40.7876 | 10.4707 | 55.6269 | 40.6911 | 14.9358 | 1002.72 | 0.2984 | 35.51 | -1.1473 | 1.4457 | 42.6549 | -1.1635 | 18.08 | -2.6063 | 1.4428 | 23.8709 | -0.60063 | -7.14 | -0.59923 | -0.0013947 | -7.7232 | 0.2984 | 35.51 | -1.1473 | 1.4457 | 42.6549 | 0.3689 | 33.85 | -0.96604 | 1.3349 | 40.5825 | 0.013894 | 0.56672 | 0.14548 | 0.7729 | 13.9322 | 0.0041461 | -0.016166 | -0.0083453 | 0.0041461 | 0.0051257 | 0.49339 | 0.25121 | -0.099206 | 0.49339 | 0.47032 | 0.59266 | 0.33167 | -0.10731 | 0.59266 | 0.56387 | 0.013894 | 0.56672 | 0.14548 | 0.7729 | 13.9322 | 0.0041461 | -0.016166 | -0.0083453 | 0.0041461 | 0.0051257 | 0.49339 | 0.25121 | -0.099206 | 0.49339 | 0.47032 | 0.59266 | 0.33167 | -0.10731 | 0.59266 | 0.56387
223 | 0.32 | 0.19 | South/Central | SC | Columbia.Metro.AP.723100 | 3 | 1050192 | 40.2955 | 10.7218 | 55.4759 | 40.2002 | 15.2757 | 1008.44 | 0.44946 | 29.79 | -0.65627 | 1.1057 | 35.4556 | -1.0125 | 12.36 | -2.1153 | 1.1029 | 16.6716 | -0.44957 | -12.86 | -0.10824 | -0.34133 | -14.9225 | 0.44946 | 29.79 | -0.65627 | 1.1057 | 35.4556 | 0.51996 | 28.13 | -0.47505 | 0.995 | 33.3833 | 0.013894 | 0.55988 | 0.14897 | 0.7708 | 14.0116 | 0.0062449 | -0.014067 | -0.0062466 | 0.0062449 | 0.0072245 | 0.41391 | 0.17173 | -0.17868 | 0.41391 | 0.39085 | 0.49263 | 0.23164 | -0.20734 | 0.49263 | 0.46384 | 0.013894 | 0.55988 | 0.14897 | 0.7708 | 14.0116 | 0.0062449 | -0.014067 | -0.0062466 | 0.0062449 | 0.0072245 | 0.41391 | 0.17173 | -0.17868 | 0.41391 | 0.39085 | 0.49263 | 0.23164 | -0.20734 | 0.49263 | 0.46384
227 | 0.32 | 0.27 | South/Central | SC | Columbia.Metro.AP.723100 | 3 | 1050192 | 38.9974 | 11.3873 | 55.1044 | 38.9052 | 16.1992 | 1024.43 | 0.82094 | 13.8 | 0.63871 | 0.18222 | 15.4002 | -0.64098 | -3.63 | -0.82034 | 0.17936 | -3.3838 | -0.078092 | -28.85 | 1.1867 | -1.2648 | -34.9779 | 0.82094 | 13.8 | 0.63871 | 0.18222 | 15.4002 | 0.89144 | 12.14 | 0.81994 | 0.071501 | 13.3279 | 0.013894 | 0.54185 | 0.15822 | 0.76564 | 14.2338 | 0.011406 | -0.008906 | -0.001085 | 0.011406 | 0.012386 | 0.19174 | -0.050437 | -0.40085 | 0.19174 | 0.16868 | 0.21398 | -0.047016 | -0.486 | 0.21398 | 0.18518 | 0.013894 | 0.54185 | 0.15822 | 0.76564 | 14.2338 | 0.011406 | -0.008906 | -0.001085 | 0.011406 | 0.012386 | 0.19174 | -0.050437 | -0.40085 | 0.19174 | 0.16868 | 0.21398 | -0.047016 | -0.486 | 0.21398 | 0.18518
229 | 0.32 | 0.32 | South/Central | SC | Columbia.Metro.AP.723100 | 3 | 1050192 | 38.3641 | 11.7386 | 54.9633 | 38.2734 | 16.6899 | 1033.63 | 0.96204 | 4.6 | 1.2705 | -0.30848 | 4.0235 | -0.49988 | -12.83 | -0.18853 | -0.31134 | -14.7605 | 0.06301 | -38.05 | 1.8185 | -1.7555 | -46.3546 | 0.96204 | 4.6 | 1.2705 | -0.30848 | 4.0235 | 1.0325 | 2.94 | 1.4517 | -0.4192 | 1.9512 | 0.013894 | 0.53305 | 0.1631 | 0.76368 | 14.3616 | 0.013367 | -0.0069455 | 0.00087548 | 0.013367 | 0.014347 | 0.063914 | -0.17826 | -0.52868 | 0.063914 | 0.040849 | 0.055904 | -0.20509 | -0.64407 | 0.055904 | 0.027111 | 0.013894 | 0.53305 | 0.1631 | 0.76368 | 14.3616 | 0.013367 | -0.0069455 | 0.00087548 | 0.013367 | 0.014347 | 0.063914 | -0.17826 | -0.52868 | 0.063914 | 0.040849 | 0.055904 | -0.20509 | -0.64407 | 0.055904 | 0.027111
231 | 0.32 | 0.37 | South/Central | SC | Columbia.Metro.AP.723100 | 3 | 1050192 | 37.4186 | 12.311 | 54.7804 | 37.33 | 17.4504 | 1048.24 | 1.1449 | -10.01 | 2.2139 | -1.069 | -14.0665 | -0.31703 | -27.44 | 0.7548 | -1.0718 | -32.8505 | 0.24586 | -52.66 | 2.7619 | -2.516 | -64.4446 | 1.1449 | -10.01 | 2.2139 | -1.069 | -14.0665 | 1.2154 | -11.67 | 2.3951 | -1.1797 | -16.1388 | 0.013894 | 0.51991 | 0.17105 | 0.76114 | 14.5646 | 0.015907 | -0.0044049 | 0.003416 | 0.015907 | 0.016887 | -0.13908 | -0.38126 | -0.73168 | -0.13908 | -0.16215 | -0.19545 | -0.45644 | -0.89542 | -0.19545 | -0.22424 | 0.013894 | 0.51991 | 0.17105 | 0.76114 | 14.5646 | 0.015907 | -0.0044049 | 0.003416 | 0.015907 | 0.016887 | -0.13908 | -0.38126 | -0.73168 | -0.13908 | -0.16215 | -0.19545 | -0.45644 | -0.89542 | -0.19545 | -0.22424
233 | 0.32 | 0.42 | South/Central | SC | Columbia.Metro.AP.723100 | 3 | 1050192 | 36.5637 | 12.8922 | 54.6973 | 36.4772 | 18.2201 | 1064.26 | 1.228 | -26.03 | 3.0667 | -1.8387 | -33.6803 | -0.23387 | -43.46 | 1.6077 | -1.8416 | -52.4642 | 0.32901 | -68.68 | 3.6148 | -3.2857 | -84.0583 | 1.228 | -26.03 | 3.0667 | -1.8387 | -33.6803 | 1.2985 | -27.69 | 3.248 | -1.9494 | -35.7526 | 0.013894 | 0.50803 | 0.17913 | 0.75998 | 14.7872 | 0.017063 | -0.0032495 | 0.0045714 | 0.017063 | 0.018042 | -0.36167 | -0.60385 | -0.95427 | -0.36167 | -0.38474 | -0.46797 | -0.72896 | -1.1679 | -0.46797 | -0.49676 | 0.013894 | 0.50803 | 0.17913 | 0.75998 | 14.7872 | 0.017063 | -0.0032495 | 0.0045714 | 0.017063 | 0.018042 | -0.36167 | -0.60385 | -0.95427 | -0.36167 | -0.38474 | -0.46797 | -0.72896 | -1.1679 | -0.46797 | -0.49676
234 | 0.32 | 0.47 | South/Central | SC | Columbia.Metro.AP.723100 | 3 | 1050192 | 35.7185 | 13.5449 | 54.7055 | 35.634 | 19.0715 | 1083.17 | 1.2198 | -44.94 | 3.9099 | -2.6901 | -56.6576 | -0.24208 | -62.37 | 2.4509 | -2.693 | -75.4416 | 0.3208 | -87.59 | 4.458 | -4.1372 | -107.0357 | 1.2198 | -44.94 | 3.9099 | -2.6901 | -56.6576 | 1.2903 | -46.6 | 4.0912 | -2.8008 | -58.7299 | 0.013894 | 0.49629 | 0.1882 | 0.7601 | 15.05 | 0.016949 | -0.0033636 | 0.0044574 | 0.016949 | 0.017928 | -0.62441 | -0.86659 | -1.217 | -0.62441 | -0.64748 | -0.78722 | -1.0482 | -1.4872 | -0.78722 | -0.81602 | 0.013894 | 0.49629 | 0.1882 | 0.7601 | 15.05 | 0.016949 | -0.0033636 | 0.0044574 | 0.016949 | 0.017928 | -0.62441 | -0.86659 | -1.217 | -0.62441 | -0.64748 | -0.78722 | -1.0482 | -1.4872 | -0.78722 | -0.81602
235 | 0.34 | 0.17 | South/Central | SC | Columbia.Metro.AP.723100 | 3 | 1050192 | 41.3788 | 10.4701 | 56.2367 | 41.2809 | 14.9557 | 1010.39 | -0.31133 | 27.84 | -1.7371 | 1.4257 | 34.3168 | -1.7732 | 10.41 | -3.1961 | 1.4229 | 15.5328 | -1.2104 | -14.81 | -1.189 | -0.021336 | -16.0613 | -0.31133 | 27.84 | -1.7371 | 1.4257 | 34.3168 | -0.24083 | 26.18 | -1.5558 | 1.315 | 32.2445 | 0.013894 | 0.57493 | 0.14547 | 0.78137 | 14.0387 | -0.0043258 | -0.024638 | -0.016817 | -0.0043258 | -0.0033462 | 0.38682 | 0.14464 | -0.20578 | 0.38682 | 0.36375 | 0.47681 | 0.21582 | -0.22316 | 0.47681 | 0.44802 | 0.013894 | 0.57493 | 0.14547 | 0.78137 | 14.0387 | -0.0043258 | -0.024638 | -0.016817 | -0.0043258 | -0.0033462 | 0.38682 | 0.14464 | -0.20578 | 0.38682 | 0.36375 | 0.47681 | 0.21582 | -0.22316 | 0.47681 | 0.44802
236 | 0.34 | 0.19 | South/Central | SC | Columbia.Metro.AP.723100 | 3 | 1050192 | 40.8859 | 10.712 | 56.0763 | 40.7892 | 15.2871 | 1015.8 | -0.15095 | 22.43 | -1.2453 | 1.0944 | 27.4681 | -1.6129 | 5 | -2.7044 | 1.0915 | 8.6841 | -1.05 | -20.22 | -0.6973 | -0.35267 | -22.91 | -0.15095 | 22.43 | -1.2453 | 1.0944 | 27.4681 | -0.080445 | 20.77 | -1.0641 | 0.98366 | 25.3958 | 0.013894 | 0.56808 | 0.14884 | 0.77914 | 14.1139 | -0.0020973 | -0.02241 | -0.014589 | -0.0020973 | -0.0011177 | 0.31165 | 0.069472 | -0.28094 | 0.31165 | 0.28859 | 0.38165 | 0.12066 | -0.31832 | 0.38165 | 0.35286 | 0.013894 | 0.56808 | 0.14884 | 0.77914 | 14.1139 | -0.0020973 | -0.02241 | -0.014589 | -0.0020973 | -0.0011177 | 0.31165 | 0.069472 | -0.28094 | 0.31165 | 0.28859 | 0.38165 | 0.12066 | -0.31832 | 0.38165 | 0.35286
237 | 0.34 | 0.2 | South/Central | SC | Columbia.Metro.AP.723100 | 3 | 1050192 | 40.645 | 10.8423 | 56.0059 | 40.5489 | 15.457 | 1018.7 | -0.08057 | 19.53 | -1.005 | 0.92445 | 23.8035 | -1.5425 | 2.1 | -2.4641 | 0.92159 | 5.0195 | -0.9796 | -23.12 | -0.45699 | -0.52261 | -26.5746 | -0.08057 | 19.53 | -1.005 | 0.92445 | 23.8035 | -0.010068 | 17.87 | -0.8238 | 0.81373 | 21.7312 | 0.013894 | 0.56474 | 0.15065 | 0.77817 | 14.1542 | -0.0011195 | -0.021432 | -0.013611 | -0.0011195 | -0.0001399 | 0.27136 | 0.029178 | -0.32124 | 0.27136 | 0.24829 | 0.33073 | 0.069743 | -0.36924 | 0.33073 | 0.30194 | 0.013894 | 0.56474 | 0.15065 | 0.77817 | 14.1542 | -0.0011195 | -0.021432 | -0.013611 | -0.0011195 | -0.0001399 | 0.27136 | 0.029178 | -0.32124 | 0.27136 | 0.24829 | 0.33073 | 0.069743 | -0.36924 | 0.33073 | 0.30194
238 | 0.34 | 0.23 | South/Central | SC | Columbia.Metro.AP.723100 | 3 | 1050192 | 39.9609 | 11.205 | 55.8056 | 39.8664 | 15.9392 | 1026.99 | 0.11971 | 11.24 | -0.32253 | 0.44224 | 13.4122 | -1.3422 | -6.19 | -1.7816 | 0.43938 | -5.3718 | -0.77932 | -31.41 | 0.2255 | -1.0048 | -36.9659 | 0.11971 | 11.24 | -0.32253 | 0.44224 | 13.4122 | 0.19021 | 9.58 | -0.14131 | 0.33152 | 11.3399 | 0.013894 | 0.55523 | 0.15569 | 0.77538 | 14.2694 | 0.0016632 | -0.018649 | -0.010828 | 0.0016632 | 0.0026428 | 0.15617 | -0.086006 | -0.43642 | 0.15617 | 0.13311 | 0.18635 | -0.074638 | -0.51362 | 0.18635 | 0.15756 | 0.013894 | 0.55523 | 0.15569 | 0.77538 | 14.2694 | 0.0016632 | -0.018649 | -0.010828 | 0.0016632 | 0.0026428 | 0.15617 | -0.086006 | -0.43642 | 0.15617 | 0.13311 | 0.18635 | -0.074638 | -0.51362 | 0.18635 | 0.15756
239 | 0.34 | 0.25 | South/Central | SC | Columbia.Metro.AP.723100 | 3 | 1050192 | 39.5287 | 11.4558 | 55.7142 | 39.4352 | 16.279 | 1033.4 | 0.21112 | 4.83 | 0.10864 | 0.10248 | 5.4545 | -1.2508 | -12.6 | -1.3504 | 0.099615 | -13.3294 | -0.68791 | -37.82 | 0.65667 | -1.3446 | -44.9235 | 0.21112 | 4.83 | 0.10864 | 0.10248 | 5.4545 | 0.28162 | 3.17 | 0.28986 | -0.0082434 | 3.3822 | 0.013894 | 0.54923 | 0.15917 | 0.77411 | 14.3585 | 0.0029334 | -0.017379 | -0.0095581 | 0.0029334 | 0.0039129 | 0.06711 | -0.17507 | -0.52549 | 0.06711 | 0.044045 | 0.075788 | -0.1852 | -0.62418 | 0.075788 | 0.046994 | 0.013894 | 0.54923 | 0.15917 | 0.77411 | 14.3585 | 0.0029334 | -0.017379 | -0.0095581 | 0.0029334 | 0.0039129 | 0.06711 | -0.17507 | -0.52549 | 0.06711 | 0.044045 | 0.075788 | -0.1852 | -0.62418 | 0.075788 | 0.046994
240 | 0.34 | 0.27 | South/Central | SC | Columbia.Metro.AP.723100 | 3 | 1050192 | 39.588 | 11.3764 | 55.6945 | 39.4944 | 16.2001 | 1031.47 | 0.23084 | 6.76 | 0.049451 | 0.18139 | 7.8269 | -1.2311 | -10.67 | -1.4096 | 0.17853 | -10.9571 | -0.66818 | -35.89 | 0.59748 | -1.2657 | -42.5512 | 0.23084 | 6.76 | 0.049451 | 0.18139 | 7.8269 | 0.30135 | 5.1 | 0.23068 | 0.07067 | 5.7546 | 0.013894 | 0.55005 | 0.15807 | 0.77384 | 14.3316 | 0.0032074 | -0.017105 | -0.009284 | 0.0032074 | 0.004187 | 0.093926 | -0.14825 | -0.49867 | 0.093926 | 0.070861 | 0.10875 | -0.15224 | -0.59122 | 0.10875 | 0.079956 | 0.013894 | 0.55005 | 0.15807 | 0.77384 | 14.3316 | 0.0032074 | -0.017105 | -0.009284 | 0.0032074 | 0.004187 | 0.093926 | -0.14825 | -0.49867 | 0.093926 | 0.070861 | 0.10875 | -0.15224 | -0.59122 | 0.10875 | 0.079956
241 | 0.34 | 0.3 | South/Central | SC | Columbia.Metro.AP.723100 | 3 | 1050192 | 39.3568 | 11.4969 | 55.6534 | 39.2637 | 16.3897 | 1035.18 | 0.27195 | 3.05 | 0.28019 | -0.0082412 | 3.2586 | -1.19 | -14.38 | -1.1789 | -0.011106 | -15.5254 | -0.62708 | -39.6 | 0.82822 | -1.4553 | -47.1195 | 0.27195 | 3.05 | 0.28019 | -0.0082412 | 3.2586 | 0.34245 | 1.39 | 0.46142 | -0.11896 | 1.1862 | 0.013894 | 0.54684 | 0.15974 | 0.77327 | 14.3832 | 0.0037786 | -0.016534 | -0.0087129 | 0.0037786 | 0.0047582 | 0.042378 | -0.1998 | -0.55022 | 0.042378 | 0.019313 | 0.045276 | -0.21572 | -0.6547 | 0.045276 | 0.016482 | 0.013894 | 0.54684 | 0.15974 | 0.77327 | 14.3832 | 0.0037786 | -0.016534 | -0.0087129 | 0.0037786 | 0.0047582 | 0.042378 | -0.1998 | -0.55022 | 0.042378 | 0.019313 | 0.045276 | -0.21572 | -0.6547 | 0.045276 | 0.016482
242 | 0.34 | 0.32 | South/Central | SC | Columbia.Metro.AP.723100 | 3 | 1050192 | 38.9448 | 11.7188 | 55.5341 | 38.8527 | 16.6815 | 1040.22 | 0.39118 | -1.99 | 0.69123 | -0.30004 | -3.0547 | -1.0707 | -19.42 | -0.76782 | -0.30291 | -21.8387 | -0.50785 | -44.64 | 1.2393 | -1.7471 | -53.4328 | 0.39118 | -1.99 | 0.69123 | -0.30004 | -3.0547 | 0.46168 | -3.65 | 0.87245 | -0.41077 | -5.127 | 0.013894 | 0.54111 | 0.16283 | 0.77161 | 14.4532 | 0.0054352 | -0.014877 | -0.0070562 | 0.0054352 | 0.0064148 | -0.02765 | -0.26983 | -0.62025 | -0.02765 | -0.050714 | -0.042443 | -0.30343 | -0.74241 | -0.042443 | -0.071236 | 0.013894 | 0.54111 | 0.16283 | 0.77161 | 14.4532 | 0.0054352 | -0.014877 | -0.0070562 | 0.0054352 | 0.0064148 | -0.02765 | -0.26983 | -0.62025 | -0.02765 | -0.050714 | -0.042443 | -0.30343 | -0.74241 | -0.042443 | -0.071236
243 | 0.34 | 0.35 | South/Central | SC | Columbia.Metro.AP.723100 | 3 | 1050192 | 38.3713 | 12.0598 | 55.4122 | 38.2806 | 17.1316 | 1048.69 | 0.51318 | -10.46 | 1.2633 | -0.75013 | -13.5848 | -0.94874 | -27.89 | -0.19574 | -0.753 | -32.3688 | -0.38585 | -53.11 | 1.8113 | -2.1972 | -63.9629 | 0.51318 | -10.46 | 1.2633 | -0.75013 | -13.5848 | 0.58368 | -12.12 | 1.4445 | -0.86085 | -15.6571 | 0.013894 | 0.53315 | 0.16756 | 0.76992 | 14.5709 | 0.0071303 | -0.013182 | -0.0053612 | 0.0071303 | 0.0081099 | -0.14534 | -0.38751 | -0.73793 | -0.14534 | -0.1684 | -0.18875 | -0.44974 | -0.88872 | -0.18875 | -0.21755 | 0.013894 | 0.53315 | 0.16756 | 0.76992 | 14.5709 | 0.0071303 | -0.013182 | -0.0053612 | 0.0071303 | 0.0081099 | -0.14534 | -0.38751 | -0.73793 | -0.14534 | -0.1684 | -0.18875 | -0.44974 | -0.88872 | -0.18875 | -0.21755
244 | 0.34 | 0.37 | South/Central | SC | Columbia.Metro.AP.723100 | 3 | 1050192 | 37.9991 | 12.2905 | 55.3504 | 37.9092 | 17.4412 | 1054.81 | 0.57489 | -16.58 | 1.6347 | -1.0598 | -21.1132 | -0.88702 | -34.01 | 0.17561 | -1.0626 | -39.8972 | -0.32414 | -59.23 | 2.1827 | -2.5068 | -71.4913 | 0.57489 | -16.58 | 1.6347 | -1.0598 | -21.1132 | 0.64539 | -18.24 | 1.8159 | -1.1705 | -23.1855 | 0.013894 | 0.52797 | 0.17077 | 0.76906 | 14.6559 | 0.0079878 | -0.012325 | -0.0045037 | 0.0079878 | 0.0089674 | -0.23037 | -0.47255 | -0.82296 | -0.23037 | -0.25343 | -0.29335 | -0.55435 | -0.99333 | -0.29335 | -0.32215 | 0.013894 | 0.52797 | 0.17077 | 0.76906 | 14.6559 | 0.0079878 | -0.012325 | -0.0045037 | 0.0079878 | 0.0089674 | -0.23037 | -0.47255 | -0.82296 | -0.23037 | -0.25343 | -0.29335 | -0.55435 | -0.99333 | -0.29335 | -0.32215
245 | 0.34 | 0.4 | South/Central | SC | Columbia.Metro.AP.723100 | 3 | 1050192 | 37.4766 | 12.6316 | 55.2796 | 37.3879 | 17.8917 | 1063.9 | 0.64569 | -25.67 | 2.156 | -1.5103 | -32.3098 | -0.81623 | -43.1 | 0.69691 | -1.5131 | -51.0938 | -0.25334 | -68.32 | 2.704 | -2.9573 | -82.6879 | 0.64569 | -25.67 | 2.156 | -1.5103 | -32.3098 | 0.71619 | -27.33 | 2.3372 | -1.621 | -34.3821 | 0.013894 | 0.52071 | 0.17551 | 0.76808 | 14.7822 | 0.0089714 | -0.011341 | -0.00352 | 0.0089714 | 0.009951 | -0.35667 | -0.59885 | -0.94926 | -0.35667 | -0.37973 | -0.44892 | -0.70992 | -1.1489 | -0.44892 | -0.47772 | 0.013894 | 0.52071 | 0.17551 | 0.76808 | 14.7822 | 0.0089714 | -0.011341 | -0.00352 | 0.0089714 | 0.009951 | -0.35667 | -0.59885 | -0.94926 | -0.35667 | -0.37973 | -0.44892 | -0.70992 | -1.1489 | -0.44892 | -0.47772
246 | 0.34 | 0.42 | South/Central | SC | Columbia.Metro.AP.723100 | 3 | 1050192 | 37.1351 | 12.8719 | 55.2584 | 37.0472 | 18.2112 | 1070.73 | 0.66691 | -32.5 | 2.4967 | -1.8298 | -40.6209 | -0.795 | -49.93 | 1.0376 | -1.8326 | -59.4049 | -0.23212 | -75.15 | 3.0447 | -3.2768 | -90.999 | 0.66691 | -32.5 | 2.4967 | -1.8298 | -40.6209 | 0.73741 | -34.16 | 2.6779 | -1.9405 | -42.6932 | 0.013894 | 0.51597 | 0.17885 | 0.76778 | 14.8771 | 0.0092663 | -0.011046 | -0.0032251 | 0.0092663 | 0.010246 | -0.45157 | -0.69375 | -1.0442 | -0.45157 | -0.47463 | -0.5644 | -0.82539 | -1.2644 | -0.5644 | -0.5932 | 0.013894 | 0.51597 | 0.17885 | 0.76778 | 14.8771 | 0.0092663 | -0.011046 | -0.0032251 | 0.0092663 | 0.010246 | -0.45157 | -0.69375 | -1.0442 | -0.45157 | -0.47463 | -0.5644 | -0.82539 | -1.2644 | -0.5644 | -0.5932
247 | 0.34 | 0.47 | South/Central | SC | Columbia.Metro.AP.723100 | 3 | 1050192 | 36.28 | 13.5241 | 55.2567 | 36.1941 | 19.0626 | 1089.52 | 0.66864 | -51.29 | 3.3497 | -2.6811 | -63.4692 | -0.79327 | -68.72 | 1.8907 | -2.684 | -82.2532 | -0.23039 | -93.94 | 3.8978 | -4.1282 | -113.8473 | 0.66864 | -51.29 | 3.3497 | -2.6811 | -63.4692 | 0.73914 | -52.95 | 3.531 | -2.7918 | -65.5416 | 0.013894 | 0.50409 | 0.18791 | 0.76776 | 15.1382 | 0.0092903 | -0.011022 | -0.0032011 | 0.0092903 | 0.01027 | -0.71264 | -0.95482 | -1.3052 | -0.71264 | -0.73571 | -0.88187 | -1.1429 | -1.5818 | -0.88187 | -0.91066 | 0.013894 | 0.50409 | 0.18791 | 0.76776 | 15.1382 | 0.0092903 | -0.011022 | -0.0032011 | 0.0092903 | 0.01027 | -0.71264 | -0.95482 | -1.3052 | -0.71264 | -0.73571 | -0.88187 | -1.1429 | -1.5818 | -0.88187 | -0.91066
248 | 0.2 | 0.21 | South/Central | SC | Columbia.Metro.AP.723100 | 3 | 1050192 | 36.0673 | 11.0649 | 51.6011 | 35.9817 | 15.6193 | 969.99 | 4.3243 | 68.24 | 3.5622 | 0.76211 | 75.8078 | 2.8624 | 50.81 | 2.1031 | 0.75925 | 57.0238 | 3.4252 | 25.59 | 4.1102 | -0.68495 | 25.4297 | 4.3243 | 68.24 | 3.5622 | 0.76211 | 75.8078 | 4.3948 | 66.58 | 3.7434 | 0.65139 | 73.7355 | 0.013894 | 0.50113 | 0.15374 | 0.71696 | 13.4774 | 0.060083 | 0.039771 | 0.047592 | 0.060083 | 0.061063 | 0.94815 | 0.70597 | 0.35556 | 0.94815 | 0.92509 | 1.0533 | 0.79231 | 0.35333 | 1.0533 | 1.0245 | 0.013894 | 0.50113 | 0.15374 | 0.71696 | 13.4774 | 0.060083 | 0.039771 | 0.047592 | 0.060083 | 0.061063 | 0.94815 | 0.70597 | 0.35556 | 0.94815 | 0.92509 | 1.0533 | 0.79231 | 0.35333 | 1.0533 | 1.0245
249 | 0.21 | 0.21 | South/Central | SC | Columbia.Metro.AP.723100 | 3 | 1050192 | 36.3879 | 11.0549 | 51.9212 | 36.3016 | 15.6196 | 973.8 | 4.0042 | 64.43 | 3.2423 | 0.76189 | 71.706 | 2.5423 | 47 | 1.7832 | 0.75903 | 52.922 | 3.1051 | 21.78 | 3.7903 | -0.68517 | 21.3279 | 4.0042 | 64.43 | 3.2423 | 0.76189 | 71.706 | 4.0747 | 62.77 | 3.4235 | 0.65117 | 69.6337 | 0.013894 | 0.50559 | 0.1536 | 0.72141 | 13.5303 | 0.055636 | 0.035323 | 0.043144 | 0.055636 | 0.056615 | 0.89521 | 0.65304 | 0.30262 | 0.89521 | 0.87215 | 0.99631 | 0.73532 | 0.29634 | 0.99631 | 0.96752 | 0.013894 | 0.50559 | 0.1536 | 0.72141 | 13.5303 | 0.055636 | 0.035323 | 0.043144 | 0.055636 | 0.056615 | 0.89521 | 0.65304 | 0.30262 | 0.89521 | 0.87215 | 0.99631 | 0.73532 | 0.29634 | 0.99631 | 0.96752
250 | 0.22 | 0.21 | South/Central | SC | Columbia.Metro.AP.723100 | 3 | 1050192 | 36.7084 | 11.054 | 52.2415 | 36.6214 | 15.6201 | 977.63 | 3.6839 | 60.6 | 2.9225 | 0.76136 | 67.5931 | 2.222 | 43.17 | 1.4635 | 0.7585 | 48.8091 | 2.7848 | 17.95 | 3.4705 | -0.6857 | 17.215 | 3.6839 | 60.6 | 2.9225 | 0.76136 | 67.5931 | 3.7544 | 58.94 | 3.1037 | 0.65064 | 65.5208 | 0.013894 | 0.51004 | 0.15359 | 0.72586 | 13.5836 | 0.051185 | 0.030873 | 0.038694 | 0.051185 | 0.052165 | 0.842 | 0.59982 | 0.2494 | 0.842 | 0.81893 | 0.93916 | 0.67817 | 0.23919 | 0.93916 | 0.91037 | 0.013894 | 0.51004 | 0.15359 | 0.72586 | 13.5836 | 0.051185 | 0.030873 | 0.038694 | 0.051185 | 0.052165 | 0.842 | 0.59982 | 0.2494 | 0.842 | 0.81893 | 0.93916 | 0.67817 | 0.23919 | 0.93916 | 0.91037
251 | 0.23 | 0.21 | South/Central | SC | Columbia.Metro.AP.723100 | 3 | 1050192 | 37.0289 | 11.0442 | 52.5621 | 36.9411 | 15.6209 | 981.43 | 3.3633 | 56.8 | 2.6027 | 0.76054 | 63.4684 | 1.9014 | 39.37 | 1.1437 | 0.75767 | 44.6845 | 2.4642 | 14.15 | 3.1508 | -0.68652 | 13.0904 | 3.3633 | 56.8 | 2.6027 | 0.76054 | 63.4684 | 3.4338 | 55.14 | 2.784 | 0.64981 | 61.3961 | 0.013894 | 0.51449 | 0.15345 | 0.73032 | 13.6364 | 0.046731 | 0.026418 | 0.034239 | 0.046731 | 0.04771 | 0.7892 | 0.54702 | 0.19661 | 0.7892 | 0.76614 | 0.88185 | 0.62086 | 0.18188 | 0.88185 | 0.85306 | 0.013894 | 0.51449 | 0.15345 | 0.73032 | 13.6364 | 0.046731 | 0.026418 | 0.034239 | 0.046731 | 0.04771 | 0.7892 | 0.54702 | 0.19661 | 0.7892 | 0.76614 | 0.88185 | 0.62086 | 0.18188 | 0.88185 | 0.85306
252 | 0.24 | 0.21 | South/Central | SC | Columbia.Metro.AP.723100 | 3 | 1050192 | 37.349 | 11.0342 | 52.8816 | 37.2605 | 15.6211 | 985.23 | 3.0437 | 53 | 2.2834 | 0.76035 | 59.3745 | 1.5818 | 35.57 | 0.82435 | 0.75748 | 40.5905 | 2.1447 | 10.35 | 2.8314 | -0.68671 | 8.9964 | 3.0437 | 53 | 2.2834 | 0.76035 | 59.3745 | 3.1142 | 51.34 | 2.4646 | 0.64962 | 57.3021 | 0.013894 | 0.51894 | 0.15331 | 0.73476 | 13.6892 | 0.042291 | 0.021979 | 0.029799 | 0.042291 | 0.043271 | 0.7364 | 0.49422 | 0.14381 | 0.7364 | 0.71334 | 0.82497 | 0.56398 | 0.125 | 0.82497 | 0.79618 | 0.013894 | 0.51894 | 0.15331 | 0.73476 | 13.6892 | 0.042291 | 0.021979 | 0.029799 | 0.042291 | 0.043271 | 0.7364 | 0.49422 | 0.14381 | 0.7364 | 0.71334 | 0.82497 | 0.56398 | 0.125 | 0.82497 | 0.79618
253 | 0.25 | 0.21 | South/Central | SC | Columbia.Metro.AP.723100 | 3 | 1050192 | 37.6596 | 11.0244 | 53.1833 | 37.5704 | 15.6129 | 988.64 | 2.7421 | 49.59 | 1.9735 | 0.76856 | 55.7346 | 1.2801 | 32.16 | 0.51445 | 0.76569 | 36.9506 | 1.843 | 6.94 | 2.5215 | -0.6785 | 5.3565 | 2.7421 | 49.59 | 1.9735 | 0.76856 | 55.7346 | 2.8126 | 47.93 | 2.1547 | 0.65783 | 53.6623 | 0.013894 | 0.52326 | 0.15318 | 0.73895 | 13.7365 | 0.038099 | 0.017787 | 0.025608 | 0.038099 | 0.039079 | 0.68902 | 0.44684 | 0.096427 | 0.68902 | 0.66596 | 0.7744 | 0.51341 | 0.074425 | 0.7744 | 0.7456 | 0.013894 | 0.52326 | 0.15318 | 0.73895 | 13.7365 | 0.038099 | 0.017787 | 0.025608 | 0.038099 | 0.039079 | 0.68902 | 0.44684 | 0.096427 | 0.68902 | 0.66596 | 0.7744 | 0.51341 | 0.074425 | 0.7744 | 0.7456
254 | 0.26 | 0.21 | South/Central | SC | Columbia.Metro.AP.723100 | 3 | 1050192 | 37.9801 | 11.0145 | 53.5035 | 37.8902 | 15.6133 | 992.47 | 2.4219 | 45.76 | 1.6537 | 0.76813 | 51.6258 | 0.95994 | 28.33 | 0.19467 | 0.76527 | 32.8418 | 1.5228 | 3.11 | 2.2018 | -0.67893 | 1.2477 | 2.4219 | 45.76 | 1.6537 | 0.76813 | 51.6258 | 2.4924 | 44.1 | 1.8349 | 0.65741 | 49.5535 | 0.013894 | 0.52771 | 0.15304 | 0.7434 | 13.7898 | 0.03365 | 0.013338 | 0.021159 | 0.03365 | 0.03463 | 0.63581 | 0.39363 | 0.043212 | 0.63581 | 0.61274 | 0.71731 | 0.45632 | 0.017336 | 0.71731 | 0.68851 | 0.013894 | 0.52771 | 0.15304 | 0.7434 | 13.7898 | 0.03365 | 0.013338 | 0.021159 | 0.03365 | 0.03463 | 0.63581 | 0.39363 | 0.043212 | 0.63581 | 0.61274 | 0.71731 | 0.45632 | 0.017336 | 0.71731 | 0.68851
255 | 0.27 | 0.21 | South/Central | SC | Columbia.Metro.AP.723100 | 3 | 1050192 | 38.2909 | 11.0047 | 53.814 | 38.2003 | 15.6137 | 996.17 | 2.1114 | 42.06 | 1.3436 | 0.76774 | 47.6421 | 0.64945 | 24.63 | -0.11543 | 0.76487 | 28.8581 | 1.2123 | -0.59 | 1.8917 | -0.67932 | -2.736 | 2.1114 | 42.06 | 1.3436 | 0.76774 | 47.6421 | 2.1819 | 40.4 | 1.5248 | 0.65702 | 45.5697 | 0.013894 | 0.53203 | 0.1529 | 0.74771 | 13.8412 | 0.029336 | 0.0090236 | 0.016845 | 0.029336 | 0.030316 | 0.5844 | 0.34222 | -0.0081977 | 0.5844 | 0.56133 | 0.66196 | 0.40097 | -0.038015 | 0.66196 | 0.63316 | 0.013894 | 0.53203 | 0.1529 | 0.74771 | 13.8412 | 0.029336 | 0.0090236 | 0.016845 | 0.029336 | 0.030316 | 0.5844 | 0.34222 | -0.0081977 | 0.5844 | 0.56133 | 0.66196 | 0.40097 | -0.038015 | 0.66196 | 0.63316
256 | 0.28 | 0.21 | South/Central | SC | Columbia.Metro.AP.723100 | 3 | 1050192 | 38.6016 | 11.0033 | 54.124 | 38.5102 | 15.6138 | 999.85 | 1.8014 | 38.38 | 1.0337 | 0.76765 | 43.6728 | 0.33945 | 20.95 | -0.42533 | 0.76478 | 24.8888 | 0.90234 | -4.27 | 1.5818 | -0.67941 | -6.7053 | 1.8014 | 38.38 | 1.0337 | 0.76765 | 43.6728 | 1.8719 | 36.72 | 1.2149 | 0.65692 | 41.6005 | 0.013894 | 0.53634 | 0.15288 | 0.75202 | 13.8923 | 0.025029 | 0.0047165 | 0.012537 | 0.025029 | 0.026008 | 0.53327 | 0.29109 | -0.059329 | 0.53327 | 0.5102 | 0.60681 | 0.34581 | -0.093166 | 0.60681 | 0.57801 | 0.013894 | 0.53634 | 0.15288 | 0.75202 | 13.8923 | 0.025029 | 0.0047165 | 0.012537 | 0.025029 | 0.026008 | 0.53327 | 0.29109 | -0.059329 | 0.53327 | 0.5102 | 0.60681 | 0.34581 | -0.093166 | 0.60681 | 0.57801
257 | 0.29 | 0.21 | South/Central | SC | Columbia.Metro.AP.723100 | 3 | 1050192 | 38.9116 | 10.9933 | 54.4332 | 38.8194 | 15.6138 | 1003.52 | 1.4921 | 34.71 | 0.72445 | 0.76768 | 39.7167 | 0.030217 | 17.28 | -0.7346 | 0.76482 | 20.9327 | 0.5931 | -7.94 | 1.2725 | -0.67938 | -10.6614 | 1.4921 | 34.71 | 0.72445 | 0.76768 | 39.7167 | 1.5626 | 33.05 | 0.90567 | 0.65696 | 37.6444 | 0.013894 | 0.54065 | 0.15274 | 0.75632 | 13.9433 | 0.020732 | 0.00041985 | 0.0082408 | 0.020732 | 0.021712 | 0.48227 | 0.24009 | -0.11032 | 0.48227 | 0.45921 | 0.55184 | 0.29085 | -0.14813 | 0.55184 | 0.52305 | 0.013894 | 0.54065 | 0.15274 | 0.75632 | 13.9433 | 0.020732 | 0.00041985 | 0.0082408 | 0.020732 | 0.021712 | 0.48227 | 0.24009 | -0.11032 | 0.48227 | 0.45921 | 0.55184 | 0.29085 | -0.14813 | 0.55184 | 0.52305
258 | 0.3 | 0.21 | South/Central | SC | Columbia.Metro.AP.723100 | 3 | 1050192 | 39.2222 | 10.9835 | 54.7349 | 39.1293 | 15.6055 | 1006.92 | 1.1905 | 31.31 | 0.41455 | 0.77592 | 36.0779 | -0.27145 | 13.88 | -1.0445 | 0.77306 | 17.294 | 0.29144 | -11.34 | 0.96258 | -0.67114 | -14.3001 | 1.1905 | 31.31 | 0.41455 | 0.77592 | 36.0779 | 1.261 | 29.65 | 0.59577 | 0.6652 | 34.0056 | 0.013894 | 0.54497 | 0.15261 | 0.76051 | 13.9905 | 0.016541 | -0.0037716 | 0.0040494 | 0.016541 | 0.01752 | 0.43503 | 0.19285 | -0.15756 | 0.43503 | 0.41197 | 0.50128 | 0.24029 | -0.19869 | 0.50128 | 0.47249 | 0.013894 | 0.54497 | 0.15261 | 0.76051 | 13.9905 | 0.016541 | -0.0037716 | 0.0040494 | 0.016541 | 0.01752 | 0.43503 | 0.19285 | -0.15756 | 0.43503 | 0.41197 | 0.50128 | 0.24029 | -0.19869 | 0.50128 | 0.47249
259 | 0.31 | 0.21 | South/Central | SC | Columbia.Metro.AP.723100 | 3 | 1050192 | 39.5227 | 10.9736 | 55.0355 | 39.4292 | 15.6063 | 1010.5 | 0.88984 | 27.73 | 0.11471 | 0.77512 | 32.2095 | -0.57208 | 10.3 | -1.3443 | 0.77226 | 13.4256 | -0.0091908 | -14.92 | 0.66275 | -0.67194 | -18.1685 | 0.88984 | 27.73 | 0.11471 | 0.77512 | 32.2095 | 0.96034 | 26.07 | 0.29594 | 0.6644 | 30.1372 | 0.013894 | 0.54914 | 0.15247 | 0.76468 | 14.0403 | 0.012364 | -0.0079486 | -0.0001277 | 0.012364 | 0.013343 | 0.38529 | 0.14311 | -0.2073 | 0.38529 | 0.36223 | 0.44753 | 0.18654 | -0.25244 | 0.44753 | 0.41874 | 0.013894 | 0.54914 | 0.15247 | 0.76468 | 14.0403 | 0.012364 | -0.0079486 | -0.0001277 | 0.012364 | 0.013343 | 0.38529 | 0.14311 | -0.2073 | 0.38529 | 0.36223 | 0.44753 | 0.18654 | -0.25244 | 0.44753 | 0.41874
260 | 0.32 | 0.21 | South/Central | SC | Columbia.Metro.AP.723100 | 3 | 1050192 | 39.8225 | 10.9735 | 55.3443 | 39.7283 | 15.6161 | 1014.36 | 0.58101 | 23.87 | -0.18439 | 0.76539 | 27.9962 | -0.88091 | 6.44 | -1.6434 | 0.76253 | 9.2122 | -0.31802 | -18.78 | 0.36365 | -0.68167 | -22.3819 | 0.58101 | 23.87 | -0.18439 | 0.76539 | 27.9962 | 0.65151 | 22.21 | -0.0031605 | 0.65467 | 25.9239 | 0.013894 | 0.55331 | 0.15247 | 0.76897 | 14.0939 | 0.0080727 | -0.01224 | -0.0044187 | 0.0080727 | 0.0090523 | 0.33166 | 0.08948 | -0.26094 | 0.33166 | 0.30859 | 0.38899 | 0.128 | -0.31098 | 0.38899 | 0.3602 | 0.013894 | 0.55331 | 0.15247 | 0.76897 | 14.0939 | 0.0080727 | -0.01224 | -0.0044187 | 0.0080727 | 0.0090523 | 0.33166 | 0.08948 | -0.26094 | 0.33166 | 0.30859 | 0.38899 | 0.128 | -0.31098 | 0.38899 | 0.3602
261 | 0.33 | 0.21 | South/Central | SC | Columbia.Metro.AP.723100 | 3 | 1050192 | 40.1139 | 10.9637 | 55.6268 | 40.019 | 15.6078 | 1017.53 | 0.29855 | 20.7 | -0.47508 | 0.77363 | 24.6032 | -1.1634 | 3.27 | -1.9341 | 0.77077 | 5.8192 | -0.60048 | -21.95 | 0.07295 | -0.67343 | -25.7749 | 0.29855 | 20.7 | -0.47508 | 0.77363 | 24.6032 | 0.36905 | 19.04 | -0.29386 | 0.66291 | 22.5309 | 0.013894 | 0.55736 | 0.15233 | 0.7729 | 14.1379 | 0.0041482 | -0.016164 | -0.0083433 | 0.0041482 | 0.0051278 | 0.28761 | 0.045435 | -0.30498 | 0.28761 | 0.26455 | 0.34185 | 0.080855 | -0.35813 | 0.34185 | 0.31305 | 0.013894 | 0.55736 | 0.15233 | 0.7729 | 14.1379 | 0.0041482 | -0.016164 | -0.0083433 | 0.0041482 | 0.0051278 | 0.28761 | 0.045435 | -0.30498 | 0.28761 | 0.26455 | 0.34185 | 0.080855 | -0.35813 | 0.34185 | 0.31305
262 | 0.34 | 0.21 | South/Central | SC | Columbia.Metro.AP.723100 | 3 | 1050192 | 40.4136 | 10.963 | 55.9358 | 40.3181 | 15.6178 | 1021.42 | -0.010484 | 16.81 | -0.77418 | 0.7637 | 20.3818 | -1.4724 | -0.62 | -2.2332 | 0.76083 | 1.5978 | -0.90951 | -25.84 | -0.22615 | -0.68336 | -29.9963 | -0.010484 | 16.81 | -0.77418 | 0.7637 | 20.3818 | 0.060017 | 15.15 | -0.59296 | 0.65297 | 18.3095 | 0.013894 | 0.56152 | 0.15232 | 0.77719 | 14.192 | -0.00014567 | -0.020458 | -0.012637 | -0.00014567 | 0.0008339 | 0.23356 | -0.0086145 | -0.35903 | 0.23356 | 0.2105 | 0.28319 | 0.022201 | -0.41678 | 0.28319 | 0.2544 | 0.013894 | 0.56152 | 0.15232 | 0.77719 | 14.192 | -0.00014567 | -0.020458 | -0.012637 | -0.00014567 | 0.0008339 | 0.23356 | -0.0086145 | -0.35903 | 0.23356 | 0.2105 | 0.28319 | 0.022201 | -0.41678 | 0.28319 | 0.2544
263 | 0.35 | 0.21 | South/Central | SC | Columbia.Metro.AP.723100 | 3 | 1050192 | 40.7043 | 10.9537 | 56.2269 | 40.608 | 15.6188 | 1024.89 | -0.30152 | 13.34 | -1.0641 | 0.76262 | 16.6287 | -1.7634 | -4.09 | -2.5232 | 0.75975 | -2.1553 | -1.2006 | -29.31 | -0.51611 | -0.68444 | -33.7494 | -0.30152 | 13.34 | -1.0641 | 0.76262 | 16.6287 | -0.23102 | 11.68 | -0.88292 | 0.6519 | 14.5564 | 0.013894 | 0.56556 | 0.1522 | 0.78124 | 14.2402 | -0.0041895 | -0.024502 | -0.016681 | -0.0041895 | -0.0032099 | 0.18535 | -0.056828 | -0.40724 | 0.18535 | 0.16229 | 0.23105 | -0.029947 | -0.46893 | 0.23105 | 0.20225 | 0.013894 | 0.56556 | 0.1522 | 0.78124 | 14.2402 | -0.0041895 | -0.024502 | -0.016681 | -0.0041895 | -0.0032099 | 0.18535 | -0.056828 | -0.40724 | 0.18535 | 0.16229 | 0.23105 | -0.029947 | -0.46893 | 0.23105 | 0.20225
264 | 0.36 | 0.21 | South/Central | SC | Columbia.Metro.AP.723100 | 3 | 1050192 | 40.9943 | 10.9532 | 56.5258 | 40.8974 | 15.6284 | 1028.65 | -0.60045 | 9.58 | -1.3535 | 0.75302 | 12.5458 | -2.0624 | -7.85 | -2.8125 | 0.75016 | -6.2382 | -1.4995 | -33.07 | -0.80544 | -0.69404 | -37.8323 | -0.60045 | 9.58 | -1.3535 | 0.75302 | 12.5458 | -0.52995 | 7.92 | -1.1722 | 0.6423 | 10.4735 | 0.013894 | 0.56959 | 0.15219 | 0.78539 | 14.2925 | -0.0083428 | -0.028655 | -0.020834 | -0.0083428 | -0.0073633 | 0.13311 | -0.10907 | -0.45949 | 0.13311 | 0.11004 | 0.17432 | -0.086676 | -0.52566 | 0.17432 | 0.14552 | 0.013894 | 0.56959 | 0.15219 | 0.78539 | 14.2925 | -0.0083428 | -0.028655 | -0.020834 | -0.0083428 | -0.0073633 | 0.13311 | -0.10907 | -0.45949 | 0.13311 | 0.11004 | 0.17432 | -0.086676 | -0.52566 | 0.17432 | 0.14552
265 | 0.37 | 0.21 | South/Central | SC | Columbia.Metro.AP.723100 | 3 | 1050192 | 41.2849 | 10.9525 | 56.8166 | 41.1873 | 15.6293 | 1032.12 | -0.89131 | 6.11 | -1.6434 | 0.75213 | 8.7998 | -2.3532 | -11.32 | -3.1025 | 0.74926 | -9.9842 | -1.7903 | -36.54 | -1.0954 | -0.69493 | -41.5783 | -0.89131 | 6.11 | -1.6434 | 0.75213 | 8.7998 | -0.82081 | 4.45 | -1.4622 | 0.64141 | 6.7275 | 0.013894 | 0.57363 | 0.15218 | 0.78943 | 14.3407 | -0.012384 | -0.032697 | -0.024876 | -0.012384 | -0.011405 | 0.084895 | -0.15728 | -0.5077 | 0.084895 | 0.06183 | 0.12227 | -0.13872 | -0.5777 | 0.12227 | 0.093475 | 0.013894 | 0.57363 | 0.15218 | 0.78943 | 14.3407 | -0.012384 | -0.032697 | -0.024876 | -0.012384 | -0.011405 | 0.084895 | -0.15728 | -0.5077 | 0.084895 | 0.06183 | 0.12227 | -0.13872 | -0.5777 | 0.12227 | 0.093475
266 | 0.38 | 0.21 | South/Central | SC | Columbia.Metro.AP.723100 | 3 | 1050192 | 41.5655 | 10.9432 | 57.0978 | 41.4673 | 15.6305 | 1035.49 | -1.1725 | 2.74 | -1.9234 | 0.75095 | 5.1703 | -2.6344 | -14.69 | -3.3825 | 0.74809 | -13.6137 | -2.0715 | -39.91 | -1.3754 | -0.69611 | -45.2078 | -1.1725 | 2.74 | -1.9234 | 0.75095 | 5.1703 | -1.102 | 1.08 | -1.7422 | 0.64023 | 3.098 | 0.013894 | 0.57753 | 0.15205 | 0.79334 | 14.3875 | -0.016291 | -0.036603 | -0.028782 | -0.016291 | -0.015311 | 0.038071 | -0.20411 | -0.55452 | 0.038071 | 0.015006 | 0.071839 | -0.18915 | -0.62813 | 0.071839 | 0.043045 | 0.013894 | 0.57753 | 0.15205 | 0.79334 | 14.3875 | -0.016291 | -0.036603 | -0.028782 | -0.016291 | -0.015311 | 0.038071 | -0.20411 | -0.55452 | 0.038071 | 0.015006 | 0.071839 | -0.18915 | -0.62813 | 0.071839 | 0.043045
267 | 0.39 | 0.21 | South/Central | SC | Columbia.Metro.AP.723100 | 3 | 1050192 | 41.8552 | 10.9431 | 57.3974 | 41.7563 | 15.641 | 1039.28 | -1.472 | -1.05 | -2.2125 | 0.74041 | 1.0539 | -2.934 | -18.48 | -3.6715 | 0.73755 | -17.7301 | -2.3711 | -43.7 | -1.6644 | -0.70665 | -49.3242 | -1.472 | -1.05 | -2.2125 | 0.74041 | 1.0539 | -1.4015 | -2.71 | -2.0312 | 0.62969 | -1.0184 | 0.013894 | 0.58155 | 0.15205 | 0.7975 | 14.4401 | -0.020453 | -0.040766 | -0.032945 | -0.020453 | -0.019474 | -0.014589 | -0.25677 | -0.60718 | -0.014589 | -0.037654 | 0.014643 | -0.24635 | -0.68533 | 0.014643 | -0.01415 | 0.013894 | 0.58155 | 0.15205 | 0.7975 | 14.4401 | -0.020453 | -0.040766 | -0.032945 | -0.020453 | -0.019474 | -0.014589 | -0.25677 | -0.60718 | -0.014589 | -0.037654 | 0.014643 | -0.24635 | -0.68533 | 0.014643 | -0.01415
268 | 0.4 | 0.21 | South/Central | SC | Columbia.Metro.AP.723100 | 3 | 1050192 | 42.1359 | 10.9425 | 57.6776 | 42.0363 | 15.6413 | 1042.59 | -1.7523 | -4.36 | -2.4925 | 0.74018 | -2.5382 | -3.2142 | -21.79 | -3.9515 | 0.73732 | -21.3222 | -2.6513 | -47.01 | -1.9444 | -0.70688 | -52.9163 | -1.7523 | -4.36 | -2.4925 | 0.74018 | -2.5382 | -1.6818 | -6.02 | -2.3112 | 0.62946 | -4.6105 | 0.013894 | 0.58545 | 0.15204 | 0.80139 | 14.4861 | -0.024347 | -0.044659 | -0.036838 | -0.024347 | -0.023367 | -0.060579 | -0.30276 | -0.65317 | -0.060579 | -0.083644 | -0.035267 | -0.29626 | -0.73524 | -0.035267 | -0.064061 | 0.013894 | 0.58545 | 0.15204 | 0.80139 | 14.4861 | -0.024347 | -0.044659 | -0.036838 | -0.024347 | -0.023367 | -0.060579 | -0.30276 | -0.65317 | -0.060579 | -0.083644 | -0.035267 | -0.29626 | -0.73524 | -0.035267 | -0.064061
Double | Double | Double | South/Central | SC | Columbia.Metro.AP.723100 | 3 | 1050192 | 39.7793 | 14.3648 | 60.0572 | 39.6855 | 20.3717 | 1175.44 | -4.1319 | -137.21 | -0.14162 | -3.9903 | -160.0668 | -5.5938 | -154.64 | -1.6007 | -3.9931 | -178.8508 | -5.0309 | -179.86 | 0.40641 | -5.4373 | -210.4449 | -4.1319 | -137.21 | -0.14162 | -3.9903 | -160.0668 | -4.0614 | -138.87 | 0.039601 | -4.101 | -162.1391 | 0.013894 | 0.55271 | 0.19959 | 0.83446 | 16.332 | -0.05741 | -0.077722 | -0.069901 | -0.05741 | -0.05643 | -1.9064 | -2.1486 | -2.499 | -1.9064 | -1.9295 | -2.224 | -2.485 | -2.924 | -2.224 | -2.2528 | 0.013894 | 0.55271 | 0.19959 | 0.83446 | 16.332 | -0.05741 | -0.077722 | -0.069901 | -0.05741 | -0.05643 | -1.9064 | -2.1486 | -2.499 | -1.9064 | -1.9295 | -2.224 | -2.485 | -2.924 | -2.224 | -2.2528
Single | Single | Single | South/Central | SC | Columbia.Metro.AP.723100 | 3 | 1050192 | 48.3685 | 16.4967 | 71.8594 | 48.2551 | 23.6042 | 1386.63 | -15.9341 | -348.4 | -8.7113 | -7.2228 | -397.9296 | -17.396 | -365.83 | -10.1703 | -7.2257 | -416.7136 | -16.8331 | -391.05 | -8.1632 | -8.6699 | -448.3077 | -15.9341 | -348.4 | -8.7113 | -7.2228 | -397.9296 | -15.8635 | -350.06 | -8.53 | -7.3335 | -400.0019 | 0.013894 | 0.67205 | 0.22921 | 0.99844 | 19.2664 | -0.22139 | -0.24171 | -0.23389 | -0.22139 | -0.22041 | -4.8408 | -5.083 | -5.4334 | -4.8408 | -4.8639 | -5.529 | -5.79 | -6.229 | -5.529 | -5.5578 | 0.013894 | 0.67205 | 0.22921 | 0.99844 | 19.2664 | -0.22139 | -0.24171 | -0.23389 | -0.22139 | -0.22041 | -4.8408 | -5.083 | -5.4334 | -4.8408 | -4.8639 | -5.529 | -5.79 | -6.229 | -5.529 | -5.5578
1 | 0.35 | 0.47 | South/Central | CA | Daggett.Intl.AP.723815 | 3 | 3397182 | 25.8719 | 16.8327 | 49.8536 | 25.7225 | 24.131 | 1550.83 | -1.334 | -175.33 | 2.6399 | -3.9739 | -123.8248 | -2.5723 | -189.66 | 1.3939 | -3.9663 | -139.4657 | -2.9824 | -289.09 | 3.3395 | -6.3219 | -207.9964 | -1.334 | -175.33 | 2.6399 | -3.9739 | -123.8248 | -1.4543 | -190.44 | 2.8611 | -4.3154 | -134.5387 | 0.044946 | 1.1628 | 0.75656 | 2.2407 | 69.7033 | -0.059958 | -0.11561 | -0.13405 | -0.059958 | -0.065363 | -7.8803 | -8.5244 | -12.9934 | -7.8803 | -8.5595 | -5.5654 | -6.2684 | -9.3486 | -5.5654 | -6.0469 | 0.044946 | 1.1628 | 0.75656 | 2.2407 | 69.7033 | -0.059958 | -0.11561 | -0.13405 | -0.059958 | -0.065363 | -7.8803 | -8.5244 | -12.9934 | -7.8803 | -8.5595 | -5.5654 | -6.2684 | -9.3486 | -5.5654 | -6.0469
2 | 0.35 | 0.42 | South/Central | CA | Daggett.Intl.AP.723815 | 3 | 3397182 | 26.5663 | 15.8635 | 49.2375 | 26.413 | 22.8244 | 1491.09 | -0.71791 | -115.59 | 1.9494 | -2.6673 | -80.8414 | -1.9562 | -129.92 | 0.70345 | -2.6597 | -96.4822 | -2.3663 | -229.35 | 2.649 | -5.0154 | -165.013 | -0.71791 | -115.59 | 1.9494 | -2.6673 | -80.8414 | -0.83818 | -130.7 | 2.1707 | -3.0088 | -91.5552 | 0.044946 | 1.194 | 0.713 | 2.213 | 67.0182 | -0.032267 | -0.087924 | -0.10636 | -0.032267 | -0.037673 | -5.1953 | -5.8394 | -10.3083 | -5.1953 | -5.8744 | -3.6335 | -4.3365 | -7.4166 | -3.6335 | -4.115 | 0.044946 | 1.194 | 0.713 | 2.213 | 67.0182 | -0.032267 | -0.087924 | -0.10636 | -0.032267 | -0.037673 | -5.1953 | -5.8394 | -10.3083 | -5.1953 | -5.8744 | -3.6335 | -4.3365 | -7.4166 | -3.6335 | -4.115
3 | 0.35 | 0.37 | South/Central | CA | Daggett.Intl.AP.723815 | 3 | 3397182 | 27.3008 | 15.0244 | 48.8498 | 27.1432 | 21.7066 | 1441.62 | -0.33021 | -66.12 | 1.2192 | -1.5494 | -45.8499 | -1.5685 | -80.45 | -0.026718 | -1.5418 | -61.4907 | -1.9786 | -179.88 | 1.9188 | -3.8975 | -130.0215 | -0.33021 | -66.12 | 1.2192 | -1.5494 | -45.8499 | -0.45048 | -81.23 | 1.4405 | -1.891 | -56.5637 | 0.044946 | 1.2271 | 0.67528 | 2.1956 | 64.7948 | -0.014842 | -0.070499 | -0.088932 | -0.014842 | -0.020247 | -2.9718 | -3.6159 | -8.0849 | -2.9718 | -3.6509 | -2.0608 | -2.7637 | -5.8439 | -2.0608 | -2.5423 | 0.044946 | 1.2271 | 0.67528 | 2.1956 | 64.7948 | -0.014842 | -0.070499 | -0.088932 | -0.014842 | -0.020247 | -2.9718 | -3.6159 | -8.0849 | -2.9718 | -3.6509 | -2.0608 | -2.7637 | -5.8439 | -2.0608 | -2.5423
4 | 0.35 | 0.32 | South/Central | CA | Daggett.Intl.AP.723815 | 3 | 3397182 | 28.1549 | 14.1953 | 48.5934 | 27.9924 | 20.601 | 1394.2 | -0.073838 | -18.7 | 0.37004 | -0.44388 | -12.8693 | -1.3122 | -33.03 | -0.87591 | -0.43625 | -28.5101 | -1.7223 | -132.46 | 1.0696 | -2.7919 | -97.0408 | -0.073838 | -18.7 | 0.37004 | -0.44388 | -12.8693 | -0.19411 | -33.81 | 0.5913 | -0.78541 | -23.5831 | 0.044946 | 1.2654 | 0.63802 | 2.1841 | 62.6634 | -0.0033187 | -0.058976 | -0.077409 | -0.0033187 | -0.0087244 | -0.84049 | -1.4846 | -5.9535 | -0.84049 | -1.5196 | -0.57842 | -1.2814 | -4.3616 | -0.57842 | -1.06 | 0.044946 | 1.2654 | 0.63802 | 2.1841 | 62.6634 | -0.0033187 | -0.058976 | -0.077409 | -0.0033187 | -0.0087244 | -0.84049 | -1.4846 | -5.9535 | -0.84049 | -1.5196 | -0.57842 | -1.2814 | -4.3616 | -0.57842 | -1.06
5 | 0.35 | 0.27 | South/Central | CA | Daggett.Intl.AP.723815 | 3 | 3397182 | 28.7696 | 13.6292 | 48.4207 | 28.6035 | 19.8172 | 1360.7 | 0.098856 | 14.8 | -0.2411 | 0.33995 | 10.3974 | -1.1395 | 0.47 | -1.487 | 0.34758 | -5.2434 | -1.5496 | -98.96 | 0.45851 | -2.0081 | -73.7741 | 0.098856 | 14.8 | -0.2411 | 0.33995 | 10.3974 | -0.021415 | -0.31 | -0.019838 | -0.0015771 | -0.3164 | 0.044946 | 1.2931 | 0.61258 | 2.1763 | 61.1578 | 0.0044431 | -0.051214 | -0.069647 | 0.0044431 | -0.00096252 | 0.6652 | 0.021125 | -4.4478 | 0.6652 | -0.013933 | 0.46732 | -0.23567 | -3.3158 | 0.46732 | -0.014221 | 0.044946 | 1.2931 | 0.61258 | 2.1763 | 61.1578 | 0.0044431 | -0.051214 | -0.069647 | 0.0044431 | -0.00096252 | 0.6652 | 0.021125 | -4.4478 | 0.6652 | -0.013933 | 0.46732 | -0.23567 | -3.3158 | 0.46732 | -0.014221
6 | 0.35 | 0.23 | South/Central | CA | Daggett.Intl.AP.723815 | 3 | 3397182 | 29.1534 | 13.2747 | 48.3 | 28.985 | 19.315 | 1339.12 | 0.21953 | 36.38 | -0.62258 | 0.84211 | 25.4317 | -1.0188 | 22.05 | -1.8685 | 0.84974 | 9.7909 | -1.4289 | -77.38 | 0.077031 | -1.5059 | -58.7399 | 0.21953 | 36.38 | -0.62258 | 0.84211 | 25.4317 | 0.099263 | 21.27 | -0.40132 | 0.50058 | 14.7178 | 0.044946 | 1.3103 | 0.59664 | 2.1709 | 60.1878 | 0.0098671 | -0.04579 | -0.064223 | 0.0098671 | 0.0044615 | 1.6351 | 0.99106 | -3.4779 | 1.6351 | 0.956 | 1.143 | 0.44006 | -2.6401 | 1.143 | 0.66151 | 0.044946 | 1.3103 | 0.59664 | 2.1709 | 60.1878 | 0.0098671 | -0.04579 | -0.064223 | 0.0098671 | 0.0044615 | 1.6351 | 0.99106 | -3.4779 | 1.6351 | 0.956 | 1.143 | 0.44006 | -2.6401 | 1.143 | 0.66151
7 | 0.35 | 0.19 | South/Central | CA | Daggett.Intl.AP.723815 | 3 | 3397182 | 30.0306 | 12.5355 | 48.1851 | 29.8571 | 18.328 | 1298.13 | 0.33447 | 77.37 | -1.4946 | 1.8291 | 53.4173 | -0.90386 | 63.04 | -2.7406 | 1.8367 | 37.7764 | -1.314 | -36.39 | -0.79504 | -0.51893 | -30.7543 | 0.33447 | 77.37 | -1.4946 | 1.8291 | 53.4173 | 0.2142 | 62.26 | -1.2734 | 1.4876 | 42.7034 | 0.044946 | 1.3498 | 0.56342 | 2.1657 | 58.3455 | 0.015033 | -0.040625 | -0.059057 | 0.015033 | 0.0096272 | 3.4775 | 2.8334 | -1.6356 | 3.4775 | 2.7983 | 2.4009 | 1.6979 | -1.3823 | 2.4009 | 1.9193 | 0.044946 | 1.3498 | 0.56342 | 2.1657 | 58.3455 | 0.015033 | -0.040625 | -0.059057 | 0.015033 | 0.0096272 | 3.4775 | 2.8334 | -1.6356 | 3.4775 | 2.7983 | 2.4009 | 1.6979 | -1.3823 | 2.4009 | 1.9193
8 | 0.35 | 0.17 | South/Central | CA | Daggett.Intl.AP.723815 | 3 | 3397182 | 30.5156 | 12.1625 | 48.1656 | 30.3393 | 17.8264 | 1277.77 | 0.35393 | 97.73 | -1.9768 | 2.3308 | 67.1429 | -0.88439 | 83.4 | -3.2228 | 2.3384 | 51.5021 | -1.2945 | -16.03 | -1.2772 | -0.017269 | -17.0287 | 0.35393 | 97.73 | -1.9768 | 2.3308 | 67.1429 | 0.23366 | 82.62 | -1.7556 | 1.9892 | 56.4291 | 0.044946 | 1.3715 | 0.54665 | 2.1648 | 57.4304 | 0.015908 | -0.03975 | -0.058182 | 0.015908 | 0.010502 | 4.3926 | 3.7485 | -0.72048 | 4.3926 | 3.7134 | 3.0178 | 2.3148 | -0.76537 | 3.0178 | 2.5363 | 0.044946 | 1.3715 | 0.54665 | 2.1648 | 57.4304 | 0.015908 | -0.03975 | -0.058182 | 0.015908 | 0.010502 | 4.3926 | 3.7485 | -0.72048 | 4.3926 | 3.7134 | 3.0178 | 2.3148 | -0.76537 | 3.0178 | 2.5363
9 | 0.33 | 0.47 | South/Central | CA | Daggett.Intl.AP.723815 | 3 | 3397182 | 25.4016 | 16.8642 | 49.4048 | 25.2548 | 24.15 | 1546.29 | -0.88523 | -170.79 | 3.1076 | -3.9928 | -118.5913 | -2.1236 | -185.12 | 1.8616 | -3.9852 | -134.2322 | -2.5337 | -284.55 | 3.8072 | -6.3409 | -202.7629 | -0.88523 | -170.79 | 3.1076 | -3.9928 | -118.5913 | -1.0055 | -185.9 | 3.3289 | -4.3344 | -129.3052 | 0.044946 | 1.1417 | 0.75798 | 2.2205 | 69.4993 | -0.039787 | -0.095445 | -0.11388 | -0.039787 | -0.045193 | -7.6763 | -8.3204 | -12.7893 | -7.6763 | -8.3554 | -5.3302 | -6.0332 | -9.1133 | -5.3302 | -5.8117 | 0.044946 | 1.1417 | 0.75798 | 2.2205 | 69.4993 | -0.039787 | -0.095445 | -0.11388 | -0.039787 | -0.045193 | -7.6763 | -8.3204 | -12.7893 | -7.6763 | -8.3554 | -5.3302 | -6.0332 | -9.1133 | -5.3302 | -5.8117
10 | 0.33 | 0.42 | South/Central | CA | Daggett.Intl.AP.723815 | 3 | 3397182 | 26.0945 | 15.8935 | 48.7857 | 25.9438 | 22.8419 | 1486.45 | -0.26609 | -110.95 | 2.4186 | -2.6847 | -75.5277 | -1.5044 | -125.28 | 1.1727 | -2.6771 | -91.1685 | -1.9145 | -224.71 | 3.1182 | -5.0328 | -159.6993 | -0.26609 | -110.95 | 2.4186 | -2.6847 | -75.5277 | -0.38637 | -126.06 | 2.6399 | -3.0263 | -86.2415 | 0.044946 | 1.1728 | 0.71435 | 2.1927 | 66.8097 | -0.01196 | -0.067617 | -0.08605 | -0.01196 | -0.017366 | -4.9867 | -5.6308 | -10.0998 | -4.9867 | -5.6659 | -3.3947 | -4.0976 | -7.1778 | -3.3947 | -3.8762 | 0.044946 | 1.1728 | 0.71435 | 2.1927 | 66.8097 | -0.01196 | -0.067617 | -0.08605 | -0.01196 | -0.017366 | -4.9867 | -5.6308 | -10.0998 | -4.9867 | -5.6659 | -3.3947 | -4.0976 | -7.1778 | -3.3947 | -3.8762
11 | 0.33 | 0.37 | South/Central | CA | Daggett.Intl.AP.723815 | 3 | 3397182 | 26.819 | 15.0544 | 48.3895 | 26.664 | 21.7255 | 1436.94 | 0.13004 | -61.44 | 1.6984 | -1.5683 | -40.4681 | -1.1083 | -75.77 | 0.45243 | -1.5607 | -56.1089 | -1.5184 | -175.2 | 2.398 | -3.9164 | -124.6397 | 0.13004 | -61.44 | 1.6984 | -1.5683 | -40.4681 | 0.0097697 | -76.55 | 1.9196 | -1.9099 | -51.1819 | 0.044946 | 1.2054 | 0.67663 | 2.1749 | 64.5844 | 0.0058448 | -0.049813 | -0.068245 | 0.0058448 | 0.00043911 | -2.7615 | -3.4055 | -7.8745 | -2.7615 | -3.4406 | -1.8189 | -2.5219 | -5.602 | -1.8189 | -2.3004 | 0.044946 | 1.2054 | 0.67663 | 2.1749 | 64.5844 | 0.0058448 | -0.049813 | -0.068245 | 0.0058448 | 0.00043911 | -2.7615 | -3.4055 | -7.8745 | -2.7615 | -3.4406 | -1.8189 | -2.5219 | -5.602 | -1.8189 | -2.3004
12 | 0.33 | 0.32 | South/Central | CA | Daggett.Intl.AP.723815 | 3 | 3397182 | 27.6547 | 14.2168 | 48.1048 | 27.4949 | 20.6098 | 1388.78 | 0.41481 | -13.28 | 0.86751 | -0.45271 | -6.8536 | -0.82352 | -27.61 | -0.37844 | -0.44507 | -22.4944 | -1.2336 | -127.04 | 1.5671 | -2.8007 | -91.0251 | 0.41481 | -13.28 | 0.86751 | -0.45271 | -6.8536 | 0.29453 | -28.39 | 1.0888 | -0.79423 | -17.5674 | 0.044946 | 1.243 | 0.63898 | 2.1621 | 62.4198 | 0.018644 | -0.037014 | -0.055446 | 0.018644 | 0.013238 | -0.59688 | -1.241 | -5.7099 | -0.59688 | -1.276 | -0.30804 | -1.011 | -4.0912 | -0.30804 | -0.78958 | 0.044946 | 1.243 | 0.63898 | 2.1621 | 62.4198 | 0.018644 | -0.037014 | -0.055446 | 0.018644 | 0.013238 | -0.59688 | -1.241 | -5.7099 | -0.59688 | -1.276 | -0.30804 | -1.011 | -4.0912 | -0.30804 | -0.78958
13 | 0.33 | 0.27 | South/Central | CA | Daggett.Intl.AP.723815 | 3 | 3397182 | 28.2678 | 13.6407 | 47.922 | 28.1045 | 19.8174 | 1354.81 | 0.59759 | 20.69 | 0.25789 | 0.3397 | 16.7726 | -0.64073 | 6.36 | -0.98806 | 0.34733 | 1.1318 | -1.0508 | -93.07 | 0.9575 | -2.0083 | -67.399 | 0.59759 | 20.69 | 0.25789 | 0.3397 | 16.7726 | 0.47732 | 5.58 | 0.47915 | -0.0018294 | 6.0588 | 0.044946 | 1.2705 | 0.61309 | 2.1539 | 60.893 | 0.026859 | -0.028798 | -0.047231 | 0.026859 | 0.021454 | 0.92993 | 0.28586 | -4.1831 | 0.92993 | 0.2508 | 0.75386 | 0.050869 | -3.0293 | 0.75386 | 0.27232 | 0.044946 | 1.2705 | 0.61309 | 2.1539 | 60.893 | 0.026859 | -0.028798 | -0.047231 | 0.026859 | 0.021454 | 0.92993 | 0.28586 | -4.1831 | 0.92993 | 0.2508 | 0.75386 | 0.050869 | -3.0293 | 0.75386 | 0.27232
14 | 0.33 | 0.23 | South/Central | CA | Daggett.Intl.AP.723815 | 3 | 3397182 | 28.6431 | 13.2862 | 47.7913 | 28.4776 | 19.3137 | 1333.05 | 0.72827 | 42.45 | -0.11519 | 0.84346 | 31.9779 | -0.51005 | 28.12 | -1.3611 | 0.85109 | 16.337 | -0.92016 | -71.31 | 0.58442 | -1.5046 | -52.1937 | 0.72827 | 42.45 | -0.11519 | 0.84346 | 31.9779 | 0.608 | 27.34 | 0.10607 | 0.50193 | 21.264 | 0.044946 | 1.2874 | 0.59716 | 2.148 | 59.915 | 0.032733 | -0.022925 | -0.041357 | 0.032733 | 0.027327 | 1.9079 | 1.2639 | -3.2051 | 1.9079 | 1.2288 | 1.4373 | 0.73428 | -2.3459 | 1.4373 | 0.95573 | 0.044946 | 1.2874 | 0.59716 | 2.148 | 59.915 | 0.032733 | -0.022925 | -0.041357 | 0.032733 | 0.027327 | 1.9079 | 1.2639 | -3.2051 | 1.9079 | 1.2288 | 1.4373 | 0.73428 | -2.3459 | 1.4373 | 0.95573
15 | 0.33 | 0.19 | South/Central | CA | Daggett.Intl.AP.723815 | 3 | 3397182 | 29.5204 | 12.5455 | 47.6664 | 29.3497 | 18.3167 | 1291.55 | 0.85315 | 83.95 | -0.98726 | 1.8404 | 60.3581 | -0.38517 | 69.62 | -2.2332 | 1.848 | 44.7173 | -0.79528 | -29.81 | -0.28765 | -0.50763 | -23.8135 | 0.85315 | 83.95 | -0.98726 | 1.8404 | 60.3581 | 0.73288 | 68.84 | -0.766 | 1.4989 | 49.6442 | 0.044946 | 1.3268 | 0.56387 | 2.1424 | 58.0498 | 0.038346 | -0.017312 | -0.035744 | 0.038346 | 0.03294 | 3.7732 | 3.1291 | -1.3398 | 3.7732 | 3.0941 | 2.7128 | 2.0099 | -1.0703 | 2.7128 | 2.2313 | 0.044946 | 1.3268 | 0.56387 | 2.1424 | 58.0498 | 0.038346 | -0.017312 | -0.035744 | 0.038346 | 0.03294 | 3.7732 | 3.1291 | -1.3398 | 3.7732 | 3.0941 | 2.7128 | 2.0099 | -1.0703 | 2.7128 | 2.2313
16 | 0.33 | 0.17 | South/Central | CA | Daggett.Intl.AP.723815 | 3 | 3397182 | 30.0039 | 12.1709 | 47.6439 | 29.8304 | 17.8135 | 1271.07 | 0.87567 | 104.43 | -1.4679 | 2.3436 | 74.1637 | -0.36266 | 90.1 | -2.7139 | 2.3512 | 58.5228 | -0.77277 | -9.33 | -0.76832 | -0.0044446 | -10.0079 | 0.87567 | 104.43 | -1.4679 | 2.3436 | 74.1637 | 0.7554 | 89.32 | -1.2467 | 2.0021 | 63.4498 | 0.044946 | 1.3486 | 0.54703 | 2.1414 | 57.1293 | 0.039358 | -0.0163 | -0.034733 | 0.039358 | 0.033952 | 4.6937 | 4.0496 | -0.41934 | 4.6937 | 4.0146 | 3.3333 | 2.6304 | -0.44981 | 3.3333 | 2.8518 | 0.044946 | 1.3486 | 0.54703 | 2.1414 | 57.1293 | 0.039358 | -0.0163 | -0.034733 | 0.039358 | 0.033952 | 4.6937 | 4.0496 | -0.41934 | 4.6937 | 4.0146 | 3.3333 | 2.6304 | -0.44981 | 3.3333 | 2.8518
17 | 0.3 | 0.47 | South/Central | CA | Daggett.Intl.AP.723815 | 3 | 3397182 | 24.7003 | 16.9157 | 48.745 | 24.5575 | 24.1876 | 1540.02 | -0.22549 | -164.52 | 3.805 | -4.0305 | -111.1599 | -1.4638 | -178.85 | 2.559 | -4.0228 | -126.8007 | -1.8739 | -278.28 | 4.5046 | -6.3785 | -195.3314 | -0.22549 | -164.52 | 3.805 | -4.0305 | -111.1599 | -0.34576 | -179.63 | 4.0262 | -4.372 | -121.8737 | 0.044946 | 1.1102 | 0.76029 | 2.1909 | 69.2174 | -0.010135 | -0.065792 | -0.084225 | -0.010135 | -0.01554 | -7.3945 | -8.0386 | -12.5075 | -7.3945 | -8.0736 | -4.9962 | -5.6992 | -8.7793 | -4.9962 | -5.4777 | 0.044946 | 1.1102 | 0.76029 | 2.1909 | 69.2174 | -0.010135 | -0.065792 | -0.084225 | -0.010135 | -0.01554 | -7.3945 | -8.0386 | -12.5075 | -7.3945 | -8.0736 | -4.9962 | -5.6992 | -8.7793 | -4.9962 | -5.4777
18 | 0.3 | 0.42 | South/Central | CA | Daggett.Intl.AP.723815 | 3 | 3397182 | 25.3733 | 15.9366 | 48.1059 | 25.2266 | 22.8793 | 1479.92 | 0.41368 | -104.42 | 3.1358 | -2.7222 | -67.8345 | -0.82464 | -118.75 | 1.8899 | -2.7145 | -83.4753 | -1.2347 | -218.18 | 3.8354 | -5.0702 | -152.0061 | 0.41368 | -104.42 | 3.1358 | -2.7222 | -67.8345 | 0.29341 | -119.53 | 3.3571 | -3.0637 | -78.5483 | 0.044946 | 1.1404 | 0.71628 | 2.1622 | 66.5162 | 0.018593 | -0.037064 | -0.055497 | 0.018593 | 0.013188 | -4.6932 | -5.3373 | -9.8063 | -4.6932 | -5.3724 | -3.0489 | -3.7519 | -6.832 | -3.0489 | -3.5304 | 0.044946 | 1.1404 | 0.71628 | 2.1622 | 66.5162 | 0.018593 | -0.037064 | -0.055497 | 0.018593 | 0.013188 | -4.6932 | -5.3373 | -9.8063 | -4.6932 | -5.3724 | -3.0489 | -3.7519 | -6.832 | -3.0489 | -3.5304
19 | 0.3 | 0.37 | South/Central | CA | Daggett.Intl.AP.723815 | 3 | 3397182 | 26.0877 | 15.0974 | 47.6913 | 25.9369 | 21.7544 | 1429.86 | 0.82822 | -54.36 | 2.4255 | -1.5973 | -32.3115 | -0.4101 | -68.69 | 1.1796 | -1.5897 | -47.9523 | -0.82021 | -168.12 | 3.1251 | -3.9453 | -116.4831 | 0.82822 | -54.36 | 2.4255 | -1.5973 | -32.3115 | 0.70795 | -69.47 | 2.6468 | -1.9388 | -43.0254 | 0.044946 | 1.1725 | 0.67857 | 2.1435 | 64.2662 | 0.037225 | -0.018432 | -0.036865 | 0.037225 | 0.031819 | -2.4433 | -3.0873 | -7.5563 | -2.4433 | -3.1224 | -1.4523 | -2.1553 | -5.2354 | -1.4523 | -1.9338 | 0.044946 | 1.1725 | 0.67857 | 2.1435 | 64.2662 | 0.037225 | -0.018432 | -0.036865 | 0.037225 | 0.031819 | -2.4433 | -3.0873 | -7.5563 | -2.4433 | -3.1224 | -1.4523 | -2.1553 | -5.2354 | -1.4523 | -1.9338
20 | 0.3 | 0.32 | South/Central | CA | Daggett.Intl.AP.723815 | 3 | 3397182 | 26.912 | 14.2483 | 47.3835 | 26.7564 | 20.6272 | 1380.95 | 1.136 | -5.45 | 1.6061 | -0.47005 | 1.9095 | -0.10229 | -19.78 | 0.36012 | -0.46242 | -13.7313 | -0.5124 | -119.21 | 2.3057 | -2.8181 | -82.2621 | 1.136 | -5.45 | 1.6061 | -0.47005 | 1.9095 | 1.0158 | -20.56 | 1.8273 | -0.81158 | -8.8043 | 0.044946 | 1.2096 | 0.6404 | 2.1297 | 62.0679 | 0.05106 | -0.0045976 | -0.02303 | 0.05106 | 0.045654 | -0.24495 | -0.88903 | -5.358 | -0.24495 | -0.92409 | 0.085824 | -0.61717 | -3.6973 | 0.085824 | -0.39572 | 0.044946 | 1.2096 | 0.6404 | 2.1297 | 62.0679 | 0.05106 | -0.0045976 | -0.02303 | 0.05106 | 0.045654 | -0.24495 | -0.88903 | -5.358 | -0.24495 | -0.92409 | 0.085824 | -0.61717 | -3.6973 | 0.085824 | -0.39572
21 | 0.3 | 0.27 | South/Central | CA | Daggett.Intl.AP.723815 | 3 | 3397182 | 27.4968 | 13.6707 | 47.1694 | 27.3377 | 19.8316 | 1346.48 | 1.3502 | 29.02 | 1.0247 | 0.32549 | 26.0212 | 0.11186 | 14.69 | -0.22126 | 0.33312 | 10.3804 | -0.29825 | -84.74 | 1.7243 | -2.0226 | -58.1503 | 1.3502 | 29.02 | 1.0247 | 0.32549 | 26.0212 | 1.2299 | 13.91 | 1.246 | -0.01604 | 15.3074 | 0.044946 | 1.2359 | 0.61444 | 2.1201 | 60.5186 | 0.060685 | 0.0050278 | -0.013405 | 0.060685 | 0.055279 | 1.3043 | 0.66025 | -3.8087 | 1.3043 | 0.6252 | 1.1695 | 0.46656 | -2.6136 | 1.1695 | 0.688 | 0.044946 | 1.2359 | 0.61444 | 2.1201 | 60.5186 | 0.060685 | 0.0050278 | -0.013405 | 0.060685 | 0.055279 | 1.3043 | 0.66025 | -3.8087 | 1.3043 | 0.6252 | 1.1695 | 0.46656 | -2.6136 | 1.1695 | 0.688
22 | 0.3 | 0.23 | South/Central | CA | Daggett.Intl.AP.723815 | 3 | 3397182 | 27.8805 | 13.3161 | 47.0469 | 27.7192 | 19.3277 | 1324.81 | 1.4726 | 50.69 | 0.64322 | 0.82943 | 41.1263 | 0.23433 | 36.36 | -0.60274 | 0.83706 | 25.4855 | -0.17578 | -63.07 | 1.3428 | -1.5186 | -43.0453 | 1.4726 | 50.69 | 0.64322 | 0.82943 | 41.1263 | 1.3524 | 35.58 | 0.86447 | 0.4879 | 30.4124 | 0.044946 | 1.2531 | 0.5985 | 2.1146 | 59.5447 | 0.066189 | 0.010532 | -0.0079008 | 0.066189 | 0.060784 | 2.2783 | 1.6342 | -2.8347 | 2.2783 | 1.5992 | 1.8485 | 1.1455 | -1.9347 | 1.8485 | 1.3669 | 0.044946 | 1.2531 | 0.5985 | 2.1146 | 59.5447 | 0.066189 | 0.010532 | -0.0079008 | 0.066189 | 0.060784 | 2.2783 | 1.6342 | -2.8347 | 2.2783 | 1.5992 | 1.8485 | 1.1455 | -1.9347 | 1.8485 | 1.3669
23 | 0.3 | 0.19 | South/Central | CA | Daggett.Intl.AP.723815 | 3 | 3397182 | 28.7478 | 12.557 | 46.8937 | 28.5814 | 18.3123 | 1282.23 | 1.6259 | 93.27 | -0.21894 | 1.8448 | 70.3633 | 0.38753 | 78.94 | -1.4649 | 1.8524 | 54.7224 | -0.02258 | -20.49 | 0.48067 | -0.50325 | -13.8083 | 1.6259 | 93.27 | -0.21894 | 1.8448 | 70.3633 | 1.5056 | 78.16 | 0.002321 | 1.5033 | 59.6494 | 0.044946 | 1.2921 | 0.56439 | 2.1077 | 57.6309 | 0.073075 | 0.017418 | -0.0010149 | 0.073075 | 0.06767 | 4.1921 | 3.548 | -0.92094 | 4.1921 | 3.513 | 3.1625 | 2.4595 | -0.62063 | 3.1625 | 2.681 | 0.044946 | 1.2921 | 0.56439 | 2.1077 | 57.6309 | 0.073075 | 0.017418 | -0.0010149 | 0.073075 | 0.06767 | 4.1921 | 3.548 | -0.92094 | 4.1921 | 3.513 | 3.1625 | 2.4595 | -0.62063 | 3.1625 | 2.681
24 | 0.3 | 0.17 | South/Central | CA | Daggett.Intl.AP.723815 | 3 | 3397182 | 29.2312 | 12.1825 | 46.8711 | 29.062 | 17.8091 | 1261.74 | 1.6484 | 113.76 | -0.69961 | 2.348 | 84.1716 | 0.41011 | 99.43 | -1.9456 | 2.3557 | 68.5307 | 0 | 0 | 0 | 0 | 0 | 1.6484 | 113.76 | -0.69961 | 2.348 | 84.1716 | 1.5282 | 98.65 | -0.47835 | 2.0065 | 73.4577 | 0.044946 | 1.3138 | 0.54755 | 2.1067 | 56.7099 | 0.07409 | 0.018433 | 0 | 0.07409 | 0.068684 | 5.113 | 4.469 | 0 | 5.113 | 4.4339 | 3.7832 | 3.0802 | 0 | 3.7832 | 3.3016 | 0.044946 | 1.3138 | 0.54755 | 2.1067 | 56.7099 | 0.07409 | 0.018433 | 0 | 0.07409 | 0.068684 | 5.113 | 4.469 | 0 | 5.113 | 4.4339 | 3.7832 | 3.0802 | 0 | 3.7832 | 3.3016
25 | 0.28 | 0.47 | South/Central | CA | Daggett.Intl.AP.723815 | 3 | 3397182 | 24.3298 | 16.7942 | 48.2114 | 24.1889 | 24.0224 | 1527.09 | 0.30818 | -151.59 | 4.1735 | -3.8653 | -99.8946 | -0.93014 | -165.92 | 2.9275 | -3.8577 | -115.5354 | -1.3403 | -265.35 | 4.8731 | -6.2134 | -184.0661 | 0.30818 | -151.59 | 4.1735 | -3.8653 | -99.8946 | 0.18791 | -166.7 | 4.3948 | -4.2068 | -110.6084 | 0.044946 | 1.0935 | 0.75483 | 2.1669 | 68.6363 | 0.013851 | -0.041806 | -0.060239 | 0.013851 | 0.0084456 | -6.8133 | -7.4574 | -11.9264 | -6.8133 | -7.4925 | -4.4898 | -5.1928 | -8.273 | -4.4898 | -4.9714 | 0.044946 | 1.0935 | 0.75483 | 2.1669 | 68.6363 | 0.013851 | -0.041806 | -0.060239 | 0.013851 | 0.0084456 | -6.8133 | -7.4574 | -11.9264 | -6.8133 | -7.4925 | -4.4898 | -5.1928 | -8.273 | -4.4898 | -4.9714
26 | 0.28 | 0.42 | South/Central | CA | Daggett.Intl.AP.723815 | 3 | 3397182 | 24.9145 | 15.935 | 47.6171 | 24.7703 | 22.8468 | 1472.85 | 0.90242 | -97.35 | 3.5921 | -2.6897 | -60.7086 | -0.3359 | -111.68 | 2.3462 | -2.6821 | -76.3494 | -0.74601 | -211.11 | 4.2917 | -5.0377 | -144.8802 | 0.90242 | -97.35 | 3.5921 | -2.6897 | -60.7086 | 0.78215 | -112.46 | 3.8134 | -3.0312 | -71.4224 | 0.044946 | 1.1198 | 0.71621 | 2.1402 | 66.1984 | 0.04056 | -0.015097 | -0.03353 | 0.04056 | 0.035154 | -4.3755 | -5.0195 | -9.4885 | -4.3755 | -5.0546 | -2.7286 | -3.4316 | -6.5118 | -2.7286 | -3.2101 | 0.044946 | 1.1198 | 0.71621 | 2.1402 | 66.1984 | 0.04056 | -0.015097 | -0.03353 | 0.04056 | 0.035154 | -4.3755 | -5.0195 | -9.4885 | -4.3755 | -5.0546 | -2.7286 | -3.4316 | -6.5118 | -2.7286 | -3.2101
27 | 0.28 | 0.37 | South/Central | CA | Daggett.Intl.AP.723815 | 3 | 3397182 | 25.5162 | 15.209 | 47.2497 | 25.3685 | 21.8812 | 1429.74 | 1.2698 | -54.24 | 2.9939 | -1.7241 | -30.067 | 0.031518 | -68.57 | 1.748 | -1.7165 | -45.7078 | -0.37859 | -168 | 3.6935 | -4.0721 | -114.2386 | 1.2698 | -54.24 | 2.9939 | -1.7241 | -30.067 | 1.1496 | -69.35 | 3.2152 | -2.0656 | -40.7808 | 0.044946 | 1.1468 | 0.68358 | 2.1237 | 64.2608 | 0.057074 | 0.0014166 | -0.017016 | 0.057074 | 0.051668 | -2.4379 | -3.0819 | -7.5509 | -2.4379 | -3.117 | -1.3514 | -2.0544 | -5.1345 | -1.3514 | -1.8329 | 0.044946 | 1.1468 | 0.68358 | 2.1237 | 64.2608 | 0.057074 | 0.0014166 | -0.017016 | 0.057074 | 0.051668 | -2.4379 | -3.0819 | -7.5509 | -2.4379 | -3.117 | -1.3514 | -2.0544 | -5.1345 | -1.3514 | -1.8329
28 | 0.28 | 0.32 | South/Central | CA | Daggett.Intl.AP.723815 | 3 | 3397182 | 26.2506 | 14.4298 | 46.9351 | 26.0987 | 20.8365 | 1384.06 | 1.5844 | -8.56 | 2.2638 | -0.67935 | 2.0244 | 0.3461 | -22.89 | 1.0178 | -0.67172 | -13.6164 | -0.064015 | -122.32 | 2.9634 | -3.0274 | -82.1472 | 1.5844 | -8.56 | 2.2638 | -0.67935 | 2.0244 | 1.4641 | -23.67 | 2.485 | -1.0209 | -8.6894 | 0.044946 | 1.1799 | 0.64856 | 2.1095 | 62.2077 | 0.071213 | 0.015556 | -0.0028772 | 0.071213 | 0.065807 | -0.38474 | -1.0288 | -5.4978 | -0.38474 | -1.0639 | 0.09099 | -0.612 | -3.6922 | 0.09099 | -0.39055 | 0.044946 | 1.1799 | 0.64856 | 2.1095 | 62.2077 | 0.071213 | 0.015556 | -0.0028772 | 0.071213 | 0.065807 | -0.38474 | -1.0288 | -5.4978 | -0.38474 | -1.0639 | 0.09099 | -0.612 | -3.6922 | 0.09099 | -0.39055
29 | 0.28 | 0.27 | South/Central | CA | Daggett.Intl.AP.723815 | 3 | 3397182 | 26.8354 | 13.8238 | 46.6909 | 26.68 | 20.0109 | 1348.03 | 1.8286 | 27.47 | 1.6824 | 0.14624 | 27.3281 | 0.59031 | 13.14 | 0.43644 | 0.15387 | 11.6873 | 0.1802 | -86.29 | 2.382 | -2.2018 | -56.8435 | 1.8286 | 27.47 | 1.6824 | 0.14624 | 27.3281 | 1.7084 | 12.36 | 1.9036 | -0.19529 | 16.6143 | 0.044946 | 1.2061 | 0.62132 | 2.0986 | 60.5883 | 0.082189 | 0.026532 | 0.008099 | 0.082189 | 0.076783 | 1.2347 | 0.59059 | -3.8784 | 1.2347 | 0.55553 | 1.2283 | 0.52529 | -2.5549 | 1.2283 | 0.74674 | 0.044946 | 1.2061 | 0.62132 | 2.0986 | 60.5883 | 0.082189 | 0.026532 | 0.008099 | 0.082189 | 0.076783 | 1.2347 | 0.59059 | -3.8784 | 1.2347 | 0.55553 | 1.2283 | 0.52529 | -2.5549 | 1.2283 | 0.74674
30 | 0.28 | 0.23 | South/Central | CA | Daggett.Intl.AP.723815 | 3 | 3397182 | 27.3503 | 13.3277 | 46.5183 | 27.192 | 19.3264 | 1318.5 | 2.0012 | 57 | 1.1704 | 0.83078 | 47.9262 | 0.7629 | 42.67 | -0.075511 | 0.83841 | 32.2853 | 0.35279 | -56.76 | 1.87 | -1.5173 | -36.2454 | 2.0012 | 57 | 1.1704 | 0.83078 | 47.9262 | 1.8809 | 41.89 | 1.3917 | 0.48925 | 37.2123 | 0.044946 | 1.2293 | 0.59902 | 2.0908 | 59.2611 | 0.089946 | 0.034289 | 0.015856 | 0.089946 | 0.084541 | 2.5619 | 1.9178 | -2.5511 | 2.5619 | 1.8828 | 2.1541 | 1.4511 | -1.6291 | 2.1541 | 1.6725 | 0.044946 | 1.2293 | 0.59902 | 2.0908 | 59.2611 | 0.089946 | 0.034289 | 0.015856 | 0.089946 | 0.084541 | 2.5619 | 1.9178 | -2.5511 | 2.5619 | 1.8828 | 2.1541 | 1.4511 | -1.6291 | 2.1541 | 1.6725
31 | 0.28 | 0.19 | South/Central | CA | Daggett.Intl.AP.723815 | 3 | 3397182 | 28.2076 | 12.5786 | 46.3651 | 28.0442 | 18.3208 | 1276.31 | 2.1545 | 99.19 | 0.31821 | 1.8363 | 76.8996 | 0.91618 | 84.86 | -0.92774 | 1.8439 | 61.2588 | 0.50607 | -14.57 | 1.0178 | -0.51175 | -7.2719 | 2.1545 | 99.19 | 0.31821 | 1.8363 | 76.8996 | 2.0342 | 84.08 | 0.53947 | 1.4948 | 66.1858 | 0.044946 | 1.2678 | 0.56535 | 2.0839 | 57.3648 | 0.096836 | 0.041178 | 0.022746 | 0.096836 | 0.09143 | 4.4582 | 3.8141 | -0.65486 | 4.4582 | 3.779 | 3.4563 | 2.7533 | -0.32684 | 3.4563 | 2.9748 | 0.044946 | 1.2678 | 0.56535 | 2.0839 | 57.3648 | 0.096836 | 0.041178 | 0.022746 | 0.096836 | 0.09143 | 4.4582 | 3.8141 | -0.65486 | 4.4582 | 3.779 | 3.4563 | 2.7533 | -0.32684 | 3.4563 | 2.9748
32 | 0.28 | 0.17 | South/Central | CA | Daggett.Intl.AP.723815 | 3 | 3397182 | 28.6811 | 12.204 | 46.3325 | 28.515 | 17.8176 | 1255.72 | 2.187 | 119.78 | -0.15254 | 2.3396 | 90.8356 | 0.9487 | 105.45 | -1.3985 | 2.3472 | 75.1948 | 0.53858 | 6.02 | 0.54706 | -0.0084802 | 6.664 | 2.187 | 119.78 | -0.15254 | 2.3396 | 90.8356 | 2.0667 | 104.67 | 0.068715 | 1.998 | 80.1218 | 0.044946 | 1.2891 | 0.54852 | 2.0825 | 56.4394 | 0.098297 | 0.04264 | 0.024207 | 0.098297 | 0.092892 | 5.3836 | 4.7395 | 0.27057 | 5.3836 | 4.7045 | 4.0827 | 3.3797 | 0.29952 | 4.0827 | 3.6011 | 0.044946 | 1.2891 | 0.54852 | 2.0825 | 56.4394 | 0.098297 | 0.04264 | 0.024207 | 0.098297 | 0.092892 | 5.3836 | 4.7395 | 0.27057 | 5.3836 | 4.7045 | 4.0827 | 3.3797 | 0.29952 | 4.0827 | 3.6011
33 | 0.27 | 0.47 | South/Central | CA | Daggett.Intl.AP.723815 | 3 | 3397182 | 24.1203 | 16.7841 | 47.9819 | 23.9806 | 24.0012 | 1523.52 | 0.53768 | -148.02 | 4.3818 | -3.8441 | -96.3883 | -0.70064 | -162.35 | 3.1358 | -3.8365 | -112.0291 | -1.1108 | -261.78 | 5.0814 | -6.1922 | -180.5599 | 0.53768 | -148.02 | 4.3818 | -3.8441 | -96.3883 | 0.41741 | -163.13 | 4.6031 | -4.1856 | -107.1021 | 0.044946 | 1.0841 | 0.75438 | 2.1566 | 68.4758 | 0.024166 | -0.031491 | -0.049924 | 0.024166 | 0.018761 | -6.6529 | -7.297 | -11.7659 | -6.6529 | -7.332 | -4.3323 | -5.0352 | -8.1154 | -4.3323 | -4.8138 | 0.044946 | 1.0841 | 0.75438 | 2.1566 | 68.4758 | 0.024166 | -0.031491 | -0.049924 | 0.024166 | 0.018761 | -6.6529 | -7.297 | -11.7659 | -6.6529 | -7.332 | -4.3323 | -5.0352 | -8.1154 | -4.3323 | -4.8138
34 | 0.27 | 0.42 | South/Central | CA | Daggett.Intl.AP.723815 | 3 | 3397182 | 24.6836 | 15.9266 | 47.3762 | 24.5407 | 22.8355 | 1469.55 | 1.1434 | -94.05 | 3.8218 | -2.6784 | -57.3212 | -0.094936 | -108.38 | 2.5758 | -2.6708 | -72.9621 | -0.50505 | -207.81 | 4.5214 | -5.0264 | -141.4928 | 1.1434 | -94.05 | 3.8218 | -2.6784 | -57.3212 | 1.0231 | -109.16 | 4.043 | -3.0199 | -68.0351 | 0.044946 | 1.1094 | 0.71583 | 2.1294 | 66.0501 | 0.05139 | -0.004267 | -0.0227 | 0.05139 | 0.045985 | -4.2272 | -4.8712 | -9.3402 | -4.2272 | -4.9063 | -2.5763 | -3.2793 | -6.3595 | -2.5763 | -3.0579 | 0.044946 | 1.1094 | 0.71583 | 2.1294 | 66.0501 | 0.05139 | -0.004267 | -0.0227 | 0.05139 | 0.045985 | -4.2272 | -4.8712 | -9.3402 | -4.2272 | -4.9063 | -2.5763 | -3.2793 | -6.3595 | -2.5763 | -3.0579
35 | 0.27 | 0.37 | South/Central | CA | Daggett.Intl.AP.723815 | 3 | 3397182 | 25.197 | 15.3289 | 47.0804 | 25.0511 | 22.0294 | 1433.69 | 1.4391 | -58.19 | 3.3113 | -1.8722 | -31.8801 | 0.2008 | -72.52 | 2.0654 | -1.8646 | -47.5209 | -0.20931 | -171.95 | 4.0109 | -4.2203 | -116.0517 | 1.4391 | -58.19 | 3.3113 | -1.8722 | -31.8801 | 1.3189 | -73.3 | 3.5326 | -2.2138 | -42.594 | 0.044946 | 1.1325 | 0.68897 | 2.1161 | 64.4384 | 0.064682 | 0.0090251 | -0.0094077 | 0.064682 | 0.059277 | -2.6154 | -3.2595 | -7.7284 | -2.6154 | -3.2945 | -1.4329 | -2.1359 | -5.216 | -1.4329 | -1.9144 | 0.044946 | 1.1325 | 0.68897 | 2.1161 | 64.4384 | 0.064682 | 0.0090251 | -0.0094077 | 0.064682 | 0.059277 | -2.6154 | -3.2595 | -7.7284 | -2.6154 | -3.2945 | -1.4329 | -2.1359 | -5.216 | -1.4329 | -1.9144
36 | 0.27 | 0.32 | South/Central | CA | Daggett.Intl.AP.723815 | 3 | 3397182 | 25.85 | 14.6113 | 46.7645 | 25.7004 | 21.0641 | 1391.19 | 1.7551 | -15.69 | 2.662 | -0.90697 | -1.9063 | 0.51676 | -30.02 | 1.4161 | -0.89933 | -17.5471 | 0.10665 | -129.45 | 3.3617 | -3.255 | -86.0779 | 1.7551 | -15.69 | 2.662 | -0.90697 | -1.9063 | 1.6348 | -30.8 | 2.8833 | -1.2485 | -12.6201 | 0.044946 | 1.1619 | 0.65672 | 2.1019 | 62.5282 | 0.078884 | 0.023226 | 0.0047935 | 0.078884 | 0.073478 | -0.7052 | -1.3493 | -5.8182 | -0.7052 | -1.3843 | -0.085679 | -0.78867 | -3.8688 | -0.085679 | -0.56722 | 0.044946 | 1.1619 | 0.65672 | 2.1019 | 62.5282 | 0.078884 | 0.023226 | 0.0047935 | 0.078884 | 0.073478 | -0.7052 | -1.3493 | -5.8182 | -0.7052 | -1.3843 | -0.085679 | -0.78867 | -3.8688 | -0.085679 | -0.56722
37 | 0.27 | 0.27 | South/Central | CA | Daggett.Intl.AP.723815 | 3 | 3397182 | 26.4947 | 13.9237 | 46.4701 | 26.3413 | 20.1288 | 1350.16 | 2.0494 | 25.34 | 2.0212 | 0.028289 | 26.9852 | 0.81112 | 11.01 | 0.7752 | 0.035922 | 11.3443 | 0.40101 | -88.42 | 2.7208 | -2.3197 | -57.1864 | 2.0494 | 25.34 | 2.0212 | 0.028289 | 26.9852 | 1.9292 | 10.23 | 2.2424 | -0.31324 | 16.2713 | 0.044946 | 1.1908 | 0.62581 | 2.0886 | 60.684 | 0.092114 | 0.036457 | 0.018024 | 0.092114 | 0.086708 | 1.1389 | 0.49485 | -3.9741 | 1.1389 | 0.4598 | 1.2129 | 0.50988 | -2.5703 | 1.2129 | 0.73133 | 0.044946 | 1.1908 | 0.62581 | 2.0886 | 60.684 | 0.092114 | 0.036457 | 0.018024 | 0.092114 | 0.086708 | 1.1389 | 0.49485 | -3.9741 | 1.1389 | 0.4598 | 1.2129 | 0.50988 | -2.5703 | 1.2129 | 0.73133
38 | 0.27 | 0.23 | South/Central | CA | Daggett.Intl.AP.723815 | 3 | 3397182 | 27.081 | 13.3377 | 46.2506 | 26.9242 | 19.3264 | 1315.35 | 2.269 | 60.15 | 1.4383 | 0.8307 | 51.35 | 1.0306 | 45.82 | 0.1923 | 0.83833 | 35.7092 | 0.62052 | -53.61 | 2.1379 | -1.5173 | -32.8215 | 2.269 | 60.15 | 1.4383 | 0.8307 | 51.35 | 2.1487 | 45.04 | 1.6595 | 0.48917 | 40.6362 | 0.044946 | 1.2172 | 0.59947 | 2.0788 | 59.1195 | 0.10198 | 0.046323 | 0.02789 | 0.10198 | 0.096574 | 2.7035 | 2.0594 | -2.4095 | 2.7035 | 2.0244 | 2.308 | 1.605 | -1.4752 | 2.308 | 1.8264 | 0.044946 | 1.2172 | 0.59947 | 2.0788 | 59.1195 | 0.10198 | 0.046323 | 0.02789 | 0.10198 | 0.096574 | 2.7035 | 2.0594 | -2.4095 | 2.7035 | 2.0244 | 2.308 | 1.605 | -1.4752 | 2.308 | 1.8264
39 | 0.27 | 0.19 | South/Central | CA | Daggett.Intl.AP.723815 | 3 | 3397182 | 27.9367 | 12.5886 | 46.0943 | 27.7749 | 18.3194 | 1273.05 | 2.4253 | 102.45 | 0.58754 | 1.8378 | 80.4045 | 1.187 | 88.12 | -0.65841 | 1.8454 | 64.7637 | 0.77687 | -11.31 | 1.2871 | -0.51028 | -3.7671 | 2.4253 | 102.45 | 0.58754 | 1.8378 | 80.4045 | 2.305 | 87.34 | 0.8088 | 1.4962 | 69.6907 | 0.044946 | 1.2556 | 0.5658 | 2.0717 | 57.2183 | 0.10901 | 0.05335 | 0.034917 | 0.10901 | 0.1036 | 4.6047 | 3.9606 | -0.50834 | 4.6047 | 3.9256 | 3.6138 | 2.9109 | -0.16931 | 3.6138 | 3.1323 | 0.044946 | 1.2556 | 0.5658 | 2.0717 | 57.2183 | 0.10901 | 0.05335 | 0.034917 | 0.10901 | 0.1036 | 4.6047 | 3.9606 | -0.50834 | 4.6047 | 3.9256 | 3.6138 | 2.9109 | -0.16931 | 3.6138 | 3.1323
40 | 0.27 | 0.17 | South/Central | CA | Daggett.Intl.AP.723815 | 3 | 3397182 | 28.4103 | 12.214 | 46.0632 | 28.2456 | 17.8176 | 1252.54 | 2.4563 | 122.96 | 0.11679 | 2.3395 | 94.2805 | 1.218 | 108.63 | -1.1292 | 2.3472 | 78.6397 | 0.80788 | 9.2 | 0.8164 | -0.0085202 | 10.1089 | 2.4563 | 122.96 | 0.11679 | 2.3395 | 94.2805 | 2.336 | 107.85 | 0.33805 | 1.998 | 83.5667 | 0.044946 | 1.2769 | 0.54897 | 2.0704 | 56.2964 | 0.1104 | 0.054743 | 0.036311 | 0.1104 | 0.105 | 5.5265 | 4.8825 | 0.4135 | 5.5265 | 4.8474 | 4.2375 | 3.5345 | 0.45435 | 4.2375 | 3.756 | 0.044946 | 1.2769 | 0.54897 | 2.0704 | 56.2964 | 0.1104 | 0.054743 | 0.036311 | 0.1104 | 0.105 | 5.5265 | 4.8825 | 0.4135 | 5.5265 | 4.8474 | 4.2375 | 3.5345 | 0.45435 | 4.2375 | 3.756
41 | 0.26 | 0.47 | South/Central | CA | Daggett.Intl.AP.723815 | 3 | 3397182 | 23.901 | 16.7642 | 47.7325 | 23.7624 | 23.9701 | 1519.33 | 0.78704 | -143.83 | 4.6 | -3.813 | -92.3608 | -0.45128 | -158.16 | 3.3541 | -3.8053 | -108.0016 | -0.86139 | -257.59 | 5.2996 | -6.161 | -176.5323 | 0.78704 | -143.83 | 4.6 | -3.813 | -92.3608 | 0.66677 | -158.94 | 4.8213 | -4.1545 | -103.0746 | 0.044946 | 1.0742 | 0.75348 | 2.1454 | 68.2875 | 0.035374 | -0.020283 | -0.038716 | 0.035374 | 0.029968 | -6.4646 | -7.1086 | -11.5776 | -6.4646 | -7.1437 | -4.1512 | -4.8542 | -7.9344 | -4.1512 | -4.6328 | 0.044946 | 1.0742 | 0.75348 | 2.1454 | 68.2875 | 0.035374 | -0.020283 | -0.038716 | 0.035374 | 0.029968 | -6.4646 | -7.1086 | -11.5776 | -6.4646 | -7.1437 | -4.1512 | -4.8542 | -7.9344 | -4.1512 | -4.6328
42 | 0.26 | 0.42 | South/Central | CA | Daggett.Intl.AP.723815 | 3 | 3397182 | 24.4526 | 15.9281 | 47.1367 | 24.311 | 22.8257 | 1466.34 | 1.3828 | -90.84 | 4.0514 | -2.6686 | -53.9942 | 0.14451 | -105.17 | 2.8055 | -2.661 | -69.635 | -0.2656 | -204.6 | 4.751 | -5.0166 | -138.1657 | 1.3828 | -90.84 | 4.0514 | -2.6686 | -53.9942 | 1.2626 | -105.95 | 4.2727 | -3.0101 | -64.708 | 0.044946 | 1.099 | 0.7159 | 2.1186 | 65.9058 | 0.062153 | 0.0064952 | -0.011938 | 0.062153 | 0.056747 | -4.0829 | -4.727 | -9.1959 | -4.0829 | -4.762 | -2.4268 | -3.1298 | -6.21 | -2.4268 | -2.9084 | 0.044946 | 1.099 | 0.7159 | 2.1186 | 65.9058 | 0.062153 | 0.0064952 | -0.011938 | 0.062153 | 0.056747 | -4.0829 | -4.727 | -9.1959 | -4.0829 | -4.762 | -2.4268 | -3.1298 | -6.21 | -2.4268 | -2.9084
43 | 0.26 | 0.37 | South/Central | CA | Daggett.Intl.AP.723815 | 3 | 3397182 | 24.8847 | 15.452 | 46.9212 | 24.7406 | 22.1807 | 1437.89 | 1.5983 | -62.39 | 3.6219 | -2.0235 | -33.9073 | 0.36002 | -76.72 | 2.3759 | -2.0159 | -49.5482 | -0.050088 | -176.15 | 4.3215 | -4.3716 | -118.0789 | 1.5983 | -62.39 | 3.6219 | -2.0235 | -33.9073 | 1.4781 | -77.5 | 3.8431 | -2.3651 | -44.6212 | 0.044946 | 1.1185 | 0.6945 | 2.1089 | 64.6271 | 0.071839 | 0.016182 | -0.0022512 | 0.071839 | 0.066433 | -2.8042 | -3.4482 | -7.9172 | -2.8042 | -3.4833 | -1.524 | -2.227 | -5.3072 | -1.524 | -2.0055 | 0.044946 | 1.1185 | 0.6945 | 2.1089 | 64.6271 | 0.071839 | 0.016182 | -0.0022512 | 0.071839 | 0.066433 | -2.8042 | -3.4482 | -7.9172 | -2.8042 | -3.4833 | -1.524 | -2.227 | -5.3072 | -1.524 | -2.0055
44 | 0.26 | 0.32 | South/Central | CA | Daggett.Intl.AP.723815 | 3 | 3397182 | 25.438 | 14.8228 | 46.6155 | 25.2907 | 21.3248 | 1399.91 | 1.9041 | -24.41 | 3.0718 | -1.1677 | -7.0028 | 0.66578 | -38.74 | 1.8258 | -1.16 | -22.6437 | 0.25567 | -138.17 | 3.7714 | -3.5157 | -91.1744 | 1.9041 | -24.41 | 3.0718 | -1.1677 | -7.0028 | 1.7838 | -39.52 | 3.293 | -1.5092 | -17.7167 | 0.044946 | 1.1433 | 0.66622 | 2.0952 | 62.9201 | 0.085581 | 0.029924 | 0.011491 | 0.085581 | 0.080176 | -1.0971 | -1.7412 | -6.2102 | -1.0971 | -1.7763 | -0.31475 | -1.0177 | -4.0979 | -0.31475 | -0.79629 | 0.044946 | 1.1433 | 0.66622 | 2.0952 | 62.9201 | 0.085581 | 0.029924 | 0.011491 | 0.085581 | 0.080176 | -1.0971 | -1.7412 | -6.2102 | -1.0971 | -1.7763 | -0.31475 | -1.0177 | -4.0979 | -0.31475 | -0.79629
45 | 0.26 | 0.27 | South/Central | CA | Daggett.Intl.AP.723815 | 3 | 3397182 | 26.154 | 14.0153 | 46.2326 | 26.0025 | 20.2301 | 1351.42 | 2.2869 | 24.08 | 2.3599 | -0.07298 | 27.3037 | 1.0486 | 9.75 | 1.114 | -0.065348 | 11.6629 | 0.63851 | -89.68 | 3.0595 | -2.421 | -56.8679 | 2.2869 | 24.08 | 2.3599 | -0.07298 | 27.3037 | 2.1667 | 8.97 | 2.5812 | -0.41451 | 16.5899 | 0.044946 | 1.1755 | 0.62993 | 2.078 | 60.7407 | 0.10279 | 0.047131 | 0.028698 | 0.10279 | 0.097383 | 1.0823 | 0.43822 | -4.0307 | 1.0823 | 0.40316 | 1.2272 | 0.5242 | -2.556 | 1.2272 | 0.74565 | 0.044946 | 1.1755 | 0.62993 | 2.078 | 60.7407 | 0.10279 | 0.047131 | 0.028698 | 0.10279 | 0.097383 | 1.0823 | 0.43822 | -4.0307 | 1.0823 | 0.40316 | 1.2272 | 0.5242 | -2.556 | 1.2272 | 0.74565
46 | 0.26 | 0.23 | South/Central | CA | Daggett.Intl.AP.723815 | 3 | 3397182 | 26.8186 | 13.3477 | 45.9966 | 26.6632 | 19.3333 | 1312.62 | 2.523 | 62.88 | 1.6992 | 0.82378 | 54.4147 | 1.2846 | 48.55 | 0.45323 | 0.83141 | 38.7739 | 0.87454 | -50.88 | 2.3988 | -1.5243 | -29.7569 | 2.523 | 62.88 | 1.6992 | 0.82378 | 54.4147 | 2.4027 | 47.77 | 1.9204 | 0.48225 | 43.7008 | 0.044946 | 1.2054 | 0.59992 | 2.0674 | 58.9968 | 0.1134 | 0.05774 | 0.039307 | 0.1134 | 0.10799 | 2.8262 | 2.1821 | -2.2868 | 2.8262 | 2.1471 | 2.4457 | 1.7427 | -1.3374 | 2.4457 | 1.9642 | 0.044946 | 1.2054 | 0.59992 | 2.0674 | 58.9968 | 0.1134 | 0.05774 | 0.039307 | 0.1134 | 0.10799 | 2.8262 | 2.1821 | -2.2868 | 2.8262 | 2.1471 | 2.4457 | 1.7427 | -1.3374 | 2.4457 | 1.9642
47 | 0.26 | 0.19 | South/Central | CA | Daggett.Intl.AP.723815 | 3 | 3397182 | 27.6659 | 12.5986 | 45.8334 | 27.5056 | 18.3278 | 1270.31 | 2.6862 | 105.19 | 0.85687 | 1.8293 | 83.5164 | 1.4479 | 90.86 | -0.38908 | 1.837 | 67.8755 | 1.0378 | -8.57 | 1.5565 | -0.51871 | -0.65522 | 2.6862 | 105.19 | 0.85687 | 1.8293 | 83.5164 | 2.5659 | 90.08 | 1.0781 | 1.4878 | 72.8025 | 0.044946 | 1.2435 | 0.56625 | 2.06 | 57.0951 | 0.12073 | 0.065076 | 0.046643 | 0.12073 | 0.11533 | 4.7278 | 4.0838 | -0.38519 | 4.7278 | 4.0487 | 3.7537 | 3.0507 | -0.029449 | 3.7537 | 3.2722 | 0.044946 | 1.2435 | 0.56625 | 2.06 | 57.0951 | 0.12073 | 0.065076 | 0.046643 | 0.12073 | 0.11533 | 4.7278 | 4.0838 | -0.38519 | 4.7278 | 4.0487 | 3.7537 | 3.0507 | -0.029449 | 3.7537 | 3.2722
48 | 0.26 | 0.17 | South/Central | CA | Daggett.Intl.AP.723815 | 3 | 3397182 | 28.1295 | 12.224 | 45.7909 | 27.9664 | 17.8245 | 1249.59 | 2.7287 | 125.91 | 0.39604 | 2.3327 | 97.5815 | 1.4904 | 111.58 | -0.84991 | 2.3403 | 81.9407 | 1.0803 | 12.15 | 1.0956 | -0.015388 | 13.4099 | 2.7287 | 125.91 | 0.39604 | 2.3327 | 97.5815 | 2.6084 | 110.8 | 0.6173 | 1.9911 | 86.8677 | 0.044946 | 1.2643 | 0.54942 | 2.0581 | 56.1638 | 0.12264 | 0.066986 | 0.048553 | 0.12264 | 0.11724 | 5.6591 | 5.0151 | 0.54609 | 5.6591 | 4.98 | 4.3859 | 3.6829 | 0.60272 | 4.3859 | 3.9043 | 0.044946 | 1.2643 | 0.54942 | 2.0581 | 56.1638 | 0.12264 | 0.066986 | 0.048553 | 0.12264 | 0.11724 | 5.6591 | 5.0151 | 0.54609 | 5.6591 | 4.98 | 4.3859 | 3.6829 | 0.60272 | 4.3859 | 3.9043
49 | 0.25 | 0.47 | South/Central | CA | Daggett.Intl.AP.723815 | 3 | 3397182 | 23.69 | 16.7442 | 47.4831 | 23.5526 | 23.9305 | 1514.8 | 1.0364 | -139.3 | 4.8098 | -3.7734 | -88.1065 | -0.20189 | -153.63 | 3.5639 | -3.7658 | -103.7473 | -0.612 | -253.06 | 5.5094 | -6.1214 | -172.2781 | 1.0364 | -139.3 | 4.8098 | -3.7734 | -88.1065 | 0.91616 | -154.41 | 5.0311 | -4.1149 | -98.8203 | 0.044946 | 1.0648 | 0.75258 | 2.1342 | 68.0839 | 0.046583 | -0.0090743 | -0.027507 | 0.046583 | 0.041177 | -6.261 | -6.905 | -11.374 | -6.261 | -6.9401 | -3.96 | -4.663 | -7.7432 | -3.96 | -4.4416 | 0.044946 | 1.0648 | 0.75258 | 2.1342 | 68.0839 | 0.046583 | -0.0090743 | -0.027507 | 0.046583 | 0.041177 | -6.261 | -6.905 | -11.374 | -6.261 | -6.9401 | -3.96 | -4.663 | -7.7432 | -3.96 | -4.4416
50 | 0.25 | 0.42 | South/Central | CA | Daggett.Intl.AP.723815 | 3 | 3397182 | 24.2217 | 15.9281 | 46.8958 | 24.0813 | 22.8145 | 1463.04 | 1.6237 | -87.54 | 4.2811 | -2.6573 | -50.6092 | 0.38542 | -101.87 | 3.0351 | -2.6497 | -66.25 | -0.02469 | -201.3 | 4.9807 | -5.0054 | -134.7807 | 1.6237 | -87.54 | 4.2811 | -2.6573 | -50.6092 | 1.5035 | -102.65 | 4.5023 | -2.9989 | -61.323 | 0.044946 | 1.0887 | 0.7159 | 2.1078 | 65.7575 | 0.07298 | 0.017323 | -0.0011097 | 0.07298 | 0.067575 | -3.9346 | -4.5786 | -9.0476 | -3.9346 | -4.6137 | -2.2747 | -2.9777 | -6.0578 | -2.2747 | -2.7562 | 0.044946 | 1.0887 | 0.7159 | 2.1078 | 65.7575 | 0.07298 | 0.017323 | -0.0011097 | 0.07298 | 0.067575 | -3.9346 | -4.5786 | -9.0476 | -3.9346 | -4.6137 | -2.2747 | -2.9777 | -6.0578 | -2.2747 | -2.7562
51 | 0.25 | 0.37 | South/Central | CA | Daggett.Intl.AP.723815 | 3 | 3397182 | 24.564 | 15.582 | 46.762 | 24.4216 | 22.3404 | 1442.42 | 1.7576 | -66.92 | 3.9408 | -2.1832 | -36.1603 | 0.51924 | -81.25 | 2.6948 | -2.1756 | -51.8011 | 0.10913 | -180.68 | 4.6404 | -4.5313 | -120.3319 | 1.7576 | -66.92 | 3.9408 | -2.1832 | -36.1603 | 1.6373 | -82.03 | 4.1621 | -2.5248 | -46.8742 | 0.044946 | 1.104 | 0.70034 | 2.1018 | 64.8307 | 0.078995 | 0.023338 | 0.004905 | 0.078995 | 0.073589 | -3.0078 | -3.6518 | -8.1208 | -3.0078 | -3.6869 | -1.6253 | -2.3282 | -5.4084 | -1.6253 | -2.1068 | 0.044946 | 1.104 | 0.70034 | 2.1018 | 64.8307 | 0.078995 | 0.023338 | 0.004905 | 0.078995 | 0.073589 | -3.0078 | -3.6518 | -8.1208 | -3.0078 | -3.6869 | -1.6253 | -2.3282 | -5.4084 | -1.6253 | -2.1068
52 | 0.25 | 0.32 | South/Central | CA | Daggett.Intl.AP.723815 | 3 | 3397182 | 25.0175 | 15.0459 | 46.4681 | 24.8725 | 21.5955 | 1409.04 | 2.0515 | -33.54 | 3.4899 | -1.4384 | -12.39 | 0.81316 | -47.87 | 2.2439 | -1.4308 | -28.0308 | 0.40305 | -147.3 | 4.1895 | -3.7864 | -96.5616 | 2.0515 | -33.54 | 3.4899 | -1.4384 | -12.39 | 1.9312 | -48.65 | 3.7111 | -1.7799 | -23.1038 | 0.044946 | 1.1244 | 0.67625 | 2.0885 | 63.3304 | 0.092206 | 0.036548 | 0.018115 | 0.092206 | 0.0868 | -1.5075 | -2.1516 | -6.6205 | -1.5075 | -2.1866 | -0.55688 | -1.2599 | -4.34 | -0.55688 | -1.0384 | 0.044946 | 1.1244 | 0.67625 | 2.0885 | 63.3304 | 0.092206 | 0.036548 | 0.018115 | 0.092206 | 0.0868 | -1.5075 | -2.1516 | -6.6205 | -1.5075 | -2.1866 | -0.55688 | -1.2599 | -4.34 | -0.55688 | -1.0384
53 | 0.25 | 0.27 | South/Central | CA | Daggett.Intl.AP.723815 | 3 | 3397182 | 25.8133 | 14.1153 | 46.0104 | 25.6637 | 20.3466 | 1353.48 | 2.5092 | 22.02 | 2.6987 | -0.18948 | 27.0181 | 1.2709 | 7.69 | 1.4527 | -0.18185 | 11.3773 | 0.86077 | -91.74 | 3.3983 | -2.5375 | -57.1535 | 2.5092 | 22.02 | 2.6987 | -0.18948 | 27.0181 | 2.3889 | 6.91 | 2.9199 | -0.53101 | 16.3043 | 0.044946 | 1.1602 | 0.63442 | 2.068 | 60.8333 | 0.11278 | 0.057121 | 0.038688 | 0.11278 | 0.10737 | 0.98971 | 0.34563 | -4.1233 | 0.98971 | 0.31058 | 1.2144 | 0.51136 | -2.5688 | 1.2144 | 0.73281 | 0.044946 | 1.1602 | 0.63442 | 2.068 | 60.8333 | 0.11278 | 0.057121 | 0.038688 | 0.11278 | 0.10737 | 0.98971 | 0.34563 | -4.1233 | 0.98971 | 0.31058 | 1.2144 | 0.51136 | -2.5688 | 1.2144 | 0.73281
54 | 0.25 | 0.23 | South/Central | CA | Daggett.Intl.AP.723815 | 3 | 3397182 | 26.5493 | 13.3676 | 45.7373 | 26.3954 | 19.3419 | 1309.9 | 2.7823 | 65.6 | 1.967 | 0.81526 | 57.5038 | 1.5439 | 51.27 | 0.72105 | 0.82289 | 41.8629 | 1.1338 | -48.16 | 2.6666 | -1.5328 | -26.6678 | 2.7823 | 65.6 | 1.967 | 0.81526 | 57.5038 | 2.662 | 50.49 | 2.1883 | 0.47373 | 46.7899 | 0.044946 | 1.1933 | 0.60082 | 2.0557 | 58.8745 | 0.12505 | 0.069394 | 0.050961 | 0.12505 | 0.11965 | 2.9484 | 2.3044 | -2.1646 | 2.9484 | 2.2693 | 2.5846 | 1.8816 | -1.1986 | 2.5846 | 2.103 | 0.044946 | 1.1933 | 0.60082 | 2.0557 | 58.8745 | 0.12505 | 0.069394 | 0.050961 | 0.12505 | 0.11965 | 2.9484 | 2.3044 | -2.1646 | 2.9484 | 2.2693 | 2.5846 | 1.8816 | -1.1986 | 2.5846 | 2.103
55 | 0.25 | 0.19 | South/Central | CA | Daggett.Intl.AP.723815 | 3 | 3397182 | 27.3866 | 12.6101 | 45.5572 | 27.2278 | 18.3294 | 1267.11 | 2.9624 | 108.39 | 1.1346 | 1.8278 | 87.0081 | 1.724 | 94.06 | -0.11135 | 1.8354 | 71.3672 | 1.3139 | -5.37 | 1.8342 | -0.52028 | 2.8365 | 2.9624 | 108.39 | 1.1346 | 1.8278 | 87.0081 | 2.8421 | 93.28 | 1.3559 | 1.4862 | 76.2942 | 0.044946 | 1.2309 | 0.56677 | 2.0476 | 56.9513 | 0.13315 | 0.077488 | 0.059056 | 0.13315 | 0.12774 | 4.8717 | 4.2276 | -0.24136 | 4.8717 | 4.1925 | 3.9106 | 3.2077 | 0.12749 | 3.9106 | 3.4291 | 0.044946 | 1.2309 | 0.56677 | 2.0476 | 56.9513 | 0.13315 | 0.077488 | 0.059056 | 0.13315 | 0.12774 | 4.8717 | 4.2276 | -0.24136 | 4.8717 | 4.1925 | 3.9106 | 3.2077 | 0.12749 | 3.9106 | 3.4291
56 | 0.25 | 0.17 | South/Central | CA | Daggett.Intl.AP.723815 | 3 | 3397182 | 27.8502 | 12.2355 | 45.5231 | 27.6887 | 17.8344 | 1246.83 | 2.9965 | 128.67 | 0.67377 | 2.3227 | 100.7417 | 1.7582 | 114.34 | -0.57218 | 2.3304 | 85.1009 | 1.3481 | 14.91 | 1.3734 | -0.025315 | 16.5701 | 2.9965 | 128.67 | 0.67377 | 2.3227 | 100.7417 | 2.8762 | 113.56 | 0.89503 | 1.9812 | 90.0279 | 0.044946 | 1.2517 | 0.54993 | 2.0461 | 56.0398 | 0.13468 | 0.079023 | 0.06059 | 0.13468 | 0.12927 | 5.7832 | 5.1391 | 0.67014 | 5.7832 | 5.104 | 4.5279 | 3.8249 | 0.74476 | 4.5279 | 4.0464 | 0.044946 | 1.2517 | 0.54993 | 2.0461 | 56.0398 | 0.13468 | 0.079023 | 0.06059 | 0.13468 | 0.12927 | 5.7832 | 5.1391 | 0.67014 | 5.7832 | 5.104 | 4.5279 | 3.8249 | 0.74476 | 4.5279 | 4.0464
57 | 0.24 | 0.47 | South/Central | CA | Daggett.Intl.AP.723815 | 3 | 3397182 | 23.4491 | 16.7641 | 47.2607 | 23.313 | 23.9476 | 1512.87 | 1.2589 | -137.37 | 5.0494 | -3.7905 | -85.7188 | 0.020588 | -151.7 | 3.8035 | -3.7829 | -101.3596 | -0.38952 | -251.13 | 5.749 | -6.1385 | -169.8904 | 1.2589 | -137.37 | 5.0494 | -3.7905 | -85.7188 | 1.1386 | -152.48 | 5.2707 | -4.132 | -96.4326 | 0.044946 | 1.0539 | 0.75348 | 2.1242 | 67.9972 | 0.056583 | 0.00092533 | -0.017507 | 0.056583 | 0.051177 | -6.1742 | -6.8183 | -11.2872 | -6.1742 | -6.8533 | -3.8527 | -4.5557 | -7.6359 | -3.8527 | -4.3342 | 0.044946 | 1.0539 | 0.75348 | 2.1242 | 67.9972 | 0.056583 | 0.00092533 | -0.017507 | 0.056583 | 0.051177 | -6.1742 | -6.8183 | -11.2872 | -6.1742 | -6.8533 | -3.8527 | -4.5557 | -7.6359 | -3.8527 | -4.3342
58 | 0.24 | 0.42 | South/Central | CA | Daggett.Intl.AP.723815 | 3 | 3397182 | 23.9724 | 15.9481 | 46.6664 | 23.8334 | 22.8331 | 1461.08 | 1.8531 | -85.58 | 4.5291 | -2.6759 | -48.173 | 0.61481 | -99.91 | 3.2831 | -2.6683 | -63.8138 | 0.2047 | -199.34 | 5.2287 | -5.024 | -132.3446 | 1.8531 | -85.58 | 4.5291 | -2.6759 | -48.173 | 1.7329 | -100.69 | 4.7503 | -3.0175 | -58.8868 | 0.044946 | 1.0775 | 0.7168 | 2.0975 | 65.6694 | 0.083291 | 0.027633 | 0.0092005 | 0.083291 | 0.077885 | -3.8465 | -4.4905 | -8.9595 | -3.8465 | -4.5256 | -2.1652 | -2.8682 | -5.9483 | -2.1652 | -2.6467 | 0.044946 | 1.0775 | 0.7168 | 2.0975 | 65.6694 | 0.083291 | 0.027633 | 0.0092005 | 0.083291 | 0.077885 | -3.8465 | -4.4905 | -8.9595 | -3.8465 | -4.5256 | -2.1652 | -2.8682 | -5.9483 | -2.1652 | -2.6467
59 | 0.24 | 0.37 | South/Central | CA | Daggett.Intl.AP.723815 | 3 | 3397182 | 24.3131 | 15.6035 | 46.5227 | 24.1721 | 22.3506 | 1440.01 | 1.9969 | -64.51 | 4.1903 | -2.1934 | -33.372 | 0.75854 | -78.84 | 2.9443 | -2.1858 | -49.0128 | 0.34843 | -178.27 | 4.8899 | -4.5415 | -117.5435 | 1.9969 | -64.51 | 4.1903 | -2.1934 | -33.372 | 1.8766 | -79.62 | 4.4116 | -2.535 | -44.0858 | 0.044946 | 1.0928 | 0.70131 | 2.091 | 64.7224 | 0.089751 | 0.034093 | 0.015661 | 0.089751 | 0.084345 | -2.8995 | -3.5435 | -8.0125 | -2.8995 | -3.5786 | -1.4999 | -2.2029 | -5.2831 | -1.4999 | -1.9815 | 0.044946 | 1.0928 | 0.70131 | 2.091 | 64.7224 | 0.089751 | 0.034093 | 0.015661 | 0.089751 | 0.084345 | -2.8995 | -3.5435 | -8.0125 | -2.8995 | -3.5786 | -1.4999 | -2.2029 | -5.2831 | -1.4999 | -1.9815
60 | 0.24 | 0.32 | South/Central | CA | Daggett.Intl.AP.723815 | 3 | 3397182 | 24.7582 | 15.0559 | 46.2187 | 24.6146 | 21.6041 | 1406.45 | 2.3008 | -30.95 | 3.7478 | -1.447 | -9.429 | 1.0625 | -45.28 | 2.5018 | -1.4393 | -25.0698 | 0.6524 | -144.71 | 4.4474 | -3.795 | -93.6006 | 2.3008 | -30.95 | 3.7478 | -1.447 | -9.429 | 2.1806 | -46.06 | 3.969 | -1.7885 | -20.1428 | 0.044946 | 1.1128 | 0.6767 | 2.0773 | 63.214 | 0.10341 | 0.047755 | 0.029322 | 0.10341 | 0.098007 | -1.3911 | -2.0351 | -6.5041 | -1.3911 | -2.0702 | -0.42379 | -1.1268 | -4.207 | -0.42379 | -0.90534 | 0.044946 | 1.1128 | 0.6767 | 2.0773 | 63.214 | 0.10341 | 0.047755 | 0.029322 | 0.10341 | 0.098007 | -1.3911 | -2.0351 | -6.5041 | -1.3911 | -2.0702 | -0.42379 | -1.1268 | -4.207 | -0.42379 | -0.90534
61 | 0.24 | 0.27 | South/Central | CA | Daggett.Intl.AP.723815 | 3 | 3397182 | 25.5441 | 14.1268 | 45.7525 | 25.3959 | 20.3566 | 1350.83 | 2.767 | 24.67 | 2.9665 | -0.19947 | 30.0491 | 1.5287 | 10.34 | 1.7205 | -0.19184 | 14.4083 | 1.1186 | -89.09 | 3.6661 | -2.5475 | -54.1225 | 2.767 | 24.67 | 2.9665 | -0.19947 | 30.0491 | 2.6468 | 9.56 | 3.1878 | -0.541 | 19.3353 | 0.044946 | 1.1481 | 0.63494 | 2.0564 | 60.7141 | 0.12437 | 0.068709 | 0.050276 | 0.12437 | 0.11896 | 1.1088 | 0.46474 | -4.0042 | 1.1088 | 0.42968 | 1.3506 | 0.64759 | -2.4326 | 1.3506 | 0.86904 | 0.044946 | 1.1481 | 0.63494 | 2.0564 | 60.7141 | 0.12437 | 0.068709 | 0.050276 | 0.12437 | 0.11896 | 1.1088 | 0.46474 | -4.0042 | 1.1088 | 0.42968 | 1.3506 | 0.64759 | -2.4326 | 1.3506 | 0.86904
62 | 0.24 | 0.23 | South/Central | CA | Daggett.Intl.AP.723815 | 3 | 3397182 | 26.2785 | 13.3692 | 45.468 | 26.1261 | 19.3419 | 1306.72 | 3.0515 | 68.78 | 2.2363 | 0.81521 | 60.9481 | 1.8132 | 54.45 | 0.99038 | 0.82284 | 45.3073 | 1.4031 | -44.98 | 2.9359 | -1.5328 | -23.2235 | 3.0515 | 68.78 | 2.2363 | 0.81521 | 60.9481 | 2.9313 | 53.67 | 2.4576 | 0.47368 | 50.2343 | 0.044946 | 1.1811 | 0.60089 | 2.0436 | 58.7316 | 0.13715 | 0.081497 | 0.063064 | 0.13715 | 0.13175 | 3.0914 | 2.4473 | -2.0217 | 3.0914 | 2.4122 | 2.7394 | 2.0364 | -1.0438 | 2.7394 | 2.2578 | 0.044946 | 1.1811 | 0.60089 | 2.0436 | 58.7316 | 0.13715 | 0.081497 | 0.063064 | 0.13715 | 0.13175 | 3.0914 | 2.4473 | -2.0217 | 3.0914 | 2.4122 | 2.7394 | 2.0364 | -1.0438 | 2.7394 | 2.2578
63 | 0.24 | 0.19 | South/Central | CA | Daggett.Intl.AP.723815 | 3 | 3397182 | 27.1242 | 12.62 | 45.3031 | 26.9669 | 18.3362 | 1264.37 | 3.2164 | 111.13 | 1.3955 | 1.8209 | 90.0754 | 1.9781 | 96.8 | 0.14959 | 1.8285 | 74.4346 | 1.568 | -2.63 | 2.0951 | -0.52713 | 5.9038 | 3.2164 | 111.13 | 1.3955 | 1.8209 | 90.0754 | 3.0962 | 96.02 | 1.6168 | 1.4794 | 79.3616 | 0.044946 | 1.2191 | 0.56722 | 2.0362 | 56.8281 | 0.14457 | 0.088909 | 0.070476 | 0.14457 | 0.13916 | 4.9948 | 4.3508 | -0.11821 | 4.9948 | 4.3157 | 4.0485 | 3.3455 | 0.26535 | 4.0485 | 3.567 | 0.044946 | 1.2191 | 0.56722 | 2.0362 | 56.8281 | 0.14457 | 0.088909 | 0.070476 | 0.14457 | 0.13916 | 4.9948 | 4.3508 | -0.11821 | 4.9948 | 4.3157 | 4.0485 | 3.3455 | 0.26535 | 4.0485 | 3.567
64 | 0.24 | 0.17 | South/Central | CA | Daggett.Intl.AP.723815 | 3 | 3397182 | 27.5793 | 12.2439 | 45.2506 | 27.4193 | 17.8313 | 1243.47 | 3.2689 | 132.03 | 0.94311 | 2.3258 | 104.3116 | 2.0306 | 117.7 | -0.30285 | 2.3335 | 88.6708 | 1.6205 | 18.27 | 1.6427 | -0.022201 | 20.1401 | 3.2689 | 132.03 | 0.94311 | 2.3258 | 104.3116 | 3.1487 | 116.92 | 1.1644 | 1.9843 | 93.5978 | 0.044946 | 1.2396 | 0.55031 | 2.0338 | 55.8888 | 0.14693 | 0.091268 | 0.072835 | 0.14693 | 0.14152 | 5.9342 | 5.2901 | 0.82116 | 5.9342 | 5.2551 | 4.6884 | 3.9854 | 0.90521 | 4.6884 | 4.2068 | 0.044946 | 1.2396 | 0.55031 | 2.0338 | 55.8888 | 0.14693 | 0.091268 | 0.072835 | 0.14693 | 0.14152 | 5.9342 | 5.2901 | 0.82116 | 5.9342 | 5.2551 | 4.6884 | 3.9854 | 0.90521 | 4.6884 | 4.2068
65 | 0.22 | 0.47 | South/Central | CA | Daggett.Intl.AP.723815 | 3 | 3397182 | 22.9588 | 16.8057 | 46.8034 | 22.8255 | 23.9779 | 1508.7 | 1.7162 | -133.2 | 5.537 | -3.8208 | -80.6808 | 0.47786 | -147.53 | 4.291 | -3.8131 | -96.3216 | 0.067749 | -246.96 | 6.2366 | -6.1688 | -164.8524 | 1.7162 | -133.2 | 5.537 | -3.8208 | -80.6808 | 1.5959 | -148.31 | 5.7582 | -4.1623 | -91.3946 | 0.044946 | 1.0319 | 0.75534 | 2.1036 | 67.8097 | 0.077135 | 0.021478 | 0.0030451 | 0.077135 | 0.07173 | -5.9868 | -6.6309 | -11.0998 | -5.9868 | -6.6659 | -3.6263 | -4.3293 | -7.4094 | -3.6263 | -4.1078 | 0.044946 | 1.0319 | 0.75534 | 2.1036 | 67.8097 | 0.077135 | 0.021478 | 0.0030451 | 0.077135 | 0.07173 | -5.9868 | -6.6309 | -11.0998 | -5.9868 | -6.6659 | -3.6263 | -4.3293 | -7.4094 | -3.6263 | -4.1078
66 | 0.22 | 0.42 | South/Central | CA | Daggett.Intl.AP.723815 | 3 | 3397182 | 23.4706 | 15.988 | 46.1962 | 23.3344 | 22.8618 | 1456.7 | 2.3234 | -81.2 | 5.028 | -2.7046 | -42.9267 | 1.0851 | -95.53 | 3.7821 | -2.697 | -58.5676 | 0.67497 | -194.96 | 5.7277 | -5.0527 | -127.0983 | 2.3234 | -81.2 | 5.028 | -2.7046 | -42.9267 | 2.2031 | -96.31 | 5.2493 | -3.0462 | -53.6406 | 0.044946 | 1.0549 | 0.71859 | 2.0763 | 65.4726 | 0.10443 | 0.04877 | 0.030337 | 0.10443 | 0.099022 | -3.6496 | -4.2937 | -8.7626 | -3.6496 | -4.3287 | -1.9294 | -2.6324 | -5.7125 | -1.9294 | -2.4109 | 0.044946 | 1.0549 | 0.71859 | 2.0763 | 65.4726 | 0.10443 | 0.04877 | 0.030337 | 0.10443 | 0.099022 | -3.6496 | -4.2937 | -8.7626 | -3.6496 | -4.3287 | -1.9294 | -2.6324 | -5.7125 | -1.9294 | -2.4109
67 | 0.22 | 0.37 | South/Central | CA | Daggett.Intl.AP.723815 | 3 | 3397182 | 23.8029 | 15.6435 | 46.0524 | 23.6647 | 22.3877 | 1435.95 | 2.4672 | -60.45 | 4.6977 | -2.2305 | -28.3505 | 1.2288 | -74.78 | 3.4517 | -2.2229 | -43.9913 | 0.81873 | -174.21 | 5.3973 | -4.5786 | -112.5221 | 2.4672 | -60.45 | 4.6977 | -2.2305 | -28.3505 | 2.3469 | -75.56 | 4.9189 | -2.5721 | -39.0643 | 0.044946 | 1.0698 | 0.70311 | 2.0699 | 64.5399 | 0.11089 | 0.055231 | 0.036798 | 0.11089 | 0.10548 | -2.717 | -3.361 | -7.83 | -2.717 | -3.3961 | -1.2742 | -1.9772 | -5.0574 | -1.2742 | -1.7558 | 0.044946 | 1.0698 | 0.70311 | 2.0699 | 64.5399 | 0.11089 | 0.055231 | 0.036798 | 0.11089 | 0.10548 | -2.717 | -3.361 | -7.83 | -2.717 | -3.3961 | -1.2742 | -1.9772 | -5.0574 | -1.2742 | -1.7558
68 | 0.22 | 0.32 | South/Central | CA | Daggett.Intl.AP.723815 | 3 | 3397182 | 24.2365 | 15.0974 | 45.7285 | 24.0958 | 21.6327 | 1401.81 | 2.791 | -26.31 | 4.2666 | -1.4756 | -3.9246 | 1.5527 | -40.64 | 3.0207 | -1.4679 | -19.5654 | 1.1426 | -140.07 | 4.9662 | -3.8236 | -88.0961 | 2.791 | -26.31 | 4.2666 | -1.4756 | -3.9246 | 2.6708 | -41.42 | 4.4879 | -1.8171 | -14.6384 | 0.044946 | 1.0893 | 0.67856 | 2.0553 | 63.0055 | 0.12545 | 0.069789 | 0.051356 | 0.12545 | 0.12004 | -1.1825 | -1.8266 | -6.2956 | -1.1825 | -1.8617 | -0.17639 | -0.87938 | -3.9596 | -0.17639 | -0.65793 | 0.044946 | 1.0893 | 0.67856 | 2.0553 | 63.0055 | 0.12545 | 0.069789 | 0.051356 | 0.12545 | 0.12004 | -1.1825 | -1.8266 | -6.2956 | -1.1825 | -1.8617 | -0.17639 | -0.87938 | -3.9596 | -0.17639 | -0.65793
69 | 0.22 | 0.27 | South/Central | CA | Daggett.Intl.AP.723815 | 3 | 3397182 | 25.0208 | 14.1567 | 45.2492 | 24.8756 | 20.3736 | 1345.57 | 3.2704 | 29.93 | 3.4868 | -0.21646 | 36.0336 | 2.0321 | 15.6 | 2.2409 | -0.20883 | 20.3927 | 1.622 | -83.83 | 4.1865 | -2.5645 | -48.138 | 3.2704 | 29.93 | 3.4868 | -0.21646 | 36.0336 | 3.1501 | 14.82 | 3.7081 | -0.55799 | 25.3197 | 0.044946 | 1.1246 | 0.63629 | 2.0338 | 60.4777 | 0.14699 | 0.091333 | 0.0729 | 0.14699 | 0.14158 | 1.3452 | 0.70115 | -3.7678 | 1.3452 | 0.6661 | 1.6196 | 0.91657 | -2.1636 | 1.6196 | 1.138 | 0.044946 | 1.1246 | 0.63629 | 2.0338 | 60.4777 | 0.14699 | 0.091333 | 0.0729 | 0.14699 | 0.14158 | 1.3452 | 0.70115 | -3.7678 | 1.3452 | 0.6661 | 1.6196 | 0.91657 | -2.1636 | 1.6196 | 1.138
70 | 0.22 | 0.23 | South/Central | CA | Daggett.Intl.AP.723815 | 3 | 3397182 | 25.7468 | 13.3892 | 44.9462 | 25.5973 | 19.3489 | 1300.84 | 3.5733 | 74.66 | 2.7651 | 0.80824 | 67.4377 | 2.335 | 60.33 | 1.5191 | 0.81587 | 51.7968 | 1.9249 | -39.1 | 3.4647 | -1.5398 | -16.7339 | 3.5733 | 74.66 | 2.7651 | 0.80824 | 67.4377 | 3.453 | 59.55 | 2.9863 | 0.46671 | 56.7238 | 0.044946 | 1.1572 | 0.60179 | 2.0201 | 58.4673 | 0.16061 | 0.10495 | 0.086516 | 0.16061 | 0.1552 | 3.3557 | 2.7116 | -1.7574 | 3.3557 | 2.6765 | 3.031 | 2.3281 | -0.75212 | 3.031 | 2.5495 | 0.044946 | 1.1572 | 0.60179 | 2.0201 | 58.4673 | 0.16061 | 0.10495 | 0.086516 | 0.16061 | 0.1552 | 3.3557 | 2.7116 | -1.7574 | 3.3557 | 2.6765 | 3.031 | 2.3281 | -0.75212 | 3.031 | 2.5495
71 | 0.22 | 0.19 | South/Central | CA | Daggett.Intl.AP.723815 | 3 | 3397182 | 26.5825 | 12.6316 | 44.7629 | 26.4282 | 18.3347 | 1257.93 | 3.7566 | 117.57 | 1.9342 | 1.8224 | 97.0286 | 2.5183 | 103.24 | 0.68825 | 1.8301 | 81.3878 | 2.1082 | 3.81 | 2.6338 | -0.52561 | 12.857 | 3.7566 | 117.57 | 1.9342 | 1.8224 | 97.0286 | 3.6364 | 102.46 | 2.1555 | 1.4809 | 86.3148 | 0.044946 | 1.1948 | 0.56774 | 2.0119 | 56.5387 | 0.16884 | 0.11319 | 0.094755 | 0.16884 | 0.16344 | 5.2843 | 4.6402 | 0.17124 | 5.2843 | 4.6051 | 4.361 | 3.658 | 0.57787 | 4.361 | 3.8795 | 0.044946 | 1.1948 | 0.56774 | 2.0119 | 56.5387 | 0.16884 | 0.11319 | 0.094755 | 0.16884 | 0.16344 | 5.2843 | 4.6402 | 0.17124 | 5.2843 | 4.6051 | 4.361 | 3.658 | 0.57787 | 4.361 | 3.8795
72 | 0.22 | 0.17 | South/Central | CA | Daggett.Intl.AP.723815 | 3 | 3397182 | 27.0376 | 12.2554 | 44.7104 | 26.8807 | 17.8298 | 1237.04 | 3.8091 | 138.46 | 1.4818 | 2.3274 | 111.2651 | 2.5708 | 124.13 | 0.23582 | 2.335 | 95.6242 | 2.1607 | 24.7 | 2.1814 | -0.020675 | 27.0935 | 3.8091 | 138.46 | 1.4818 | 2.3274 | 111.2651 | 3.6889 | 123.35 | 1.703 | 1.9858 | 100.5512 | 0.044946 | 1.2152 | 0.55083 | 2.0095 | 55.5998 | 0.1712 | 0.11555 | 0.097115 | 0.1712 | 0.1658 | 6.2232 | 5.5791 | 1.1102 | 6.2232 | 5.5441 | 5.0009 | 4.2979 | 1.2177 | 5.0009 | 4.5194 | 0.044946 | 1.2152 | 0.55083 | 2.0095 | 55.5998 | 0.1712 | 0.11555 | 0.097115 | 0.1712 | 0.1658 | 6.2232 | 5.5791 | 1.1102 | 6.2232 | 5.5441 | 5.0009 | 4.2979 | 1.2177 | 5.0009 | 4.5194
73 | 0.2 | 0.47 | South/Central | CA | Daggett.Intl.AP.723815 | 3 | 3397182 | 22.4586 | 16.8456 | 46.3415 | 22.328 | 24.0135 | 1504.69 | 2.178 | -129.19 | 6.0344 | -3.8564 | -75.7283 | 0.9397 | -143.52 | 4.7885 | -3.8488 | -91.3691 | 0.52959 | -242.95 | 6.734 | -6.2044 | -159.8999 | 2.178 | -129.19 | 6.0344 | -3.8564 | -75.7283 | 2.0577 | -144.3 | 6.2557 | -4.1979 | -86.4421 | 0.044946 | 1.0094 | 0.75714 | 2.0829 | 67.6295 | 0.097893 | 0.042235 | 0.023803 | 0.097893 | 0.092487 | -5.8065 | -6.4506 | -10.9196 | -5.8065 | -6.4857 | -3.4037 | -4.1067 | -7.1868 | -3.4037 | -3.8852 | 0.044946 | 1.0094 | 0.75714 | 2.0829 | 67.6295 | 0.097893 | 0.042235 | 0.023803 | 0.097893 | 0.092487 | -5.8065 | -6.4506 | -10.9196 | -5.8065 | -6.4857 | -3.4037 | -4.1067 | -7.1868 | -3.4037 | -3.8852
74 | 0.2 | 0.42 | South/Central | CA | Daggett.Intl.AP.723815 | 3 | 3397182 | 22.962 | 16.0211 | 45.7107 | 22.8285 | 22.8822 | 1451.8 | 2.8089 | -76.3 | 5.5339 | -2.725 | -37.262 | 1.5706 | -90.63 | 4.288 | -2.7174 | -52.9029 | 1.1605 | -190.06 | 6.2335 | -5.0731 | -121.4336 | 2.8089 | -76.3 | 5.5339 | -2.725 | -37.262 | 2.6886 | -91.41 | 5.7552 | -3.0666 | -47.9759 | 0.044946 | 1.032 | 0.72008 | 2.0545 | 65.2523 | 0.12625 | 0.07059 | 0.052158 | 0.12625 | 0.12084 | -3.4294 | -4.0734 | -8.5424 | -3.4294 | -4.1085 | -1.6748 | -2.3778 | -5.4579 | -1.6748 | -2.1563 | 0.044946 | 1.032 | 0.72008 | 2.0545 | 65.2523 | 0.12625 | 0.07059 | 0.052158 | 0.12625 | 0.12084 | -3.4294 | -4.0734 | -8.5424 | -3.4294 | -4.1085 | -1.6748 | -2.3778 | -5.4579 | -1.6748 | -2.1563
75 | 0.2 | 0.37 | South/Central | CA | Daggett.Intl.AP.723815 | 3 | 3397182 | 23.2911 | 15.685 | 45.5821 | 23.1558 | 22.4263 | 1431.96 | 2.9375 | -56.46 | 5.2066 | -2.2691 | -23.3692 | 1.6991 | -70.79 | 3.9606 | -2.2615 | -39.01 | 1.289 | -170.22 | 5.9062 | -4.6172 | -107.5408 | 2.9375 | -56.46 | 5.2066 | -2.2691 | -23.3692 | 2.8172 | -71.57 | 5.4278 | -2.6106 | -34.083 | 0.044946 | 1.0468 | 0.70497 | 2.0487 | 64.3606 | 0.13203 | 0.07637 | 0.057937 | 0.13203 | 0.12662 | -2.5376 | -3.1817 | -7.6507 | -2.5376 | -3.2168 | -1.0503 | -1.7533 | -4.8335 | -1.0503 | -1.5319 | 0.044946 | 1.0468 | 0.70497 | 2.0487 | 64.3606 | 0.13203 | 0.07637 | 0.057937 | 0.13203 | 0.12662 | -2.5376 | -3.1817 | -7.6507 | -2.5376 | -3.2168 | -1.0503 | -1.7533 | -4.8335 | -1.0503 | -1.5319
76 | 0.2 | 0.32 | South/Central | CA | Daggett.Intl.AP.723815 | 3 | 3397182 | 23.7147 | 15.129 | 45.2368 | 23.577 | 21.6598 | 1397.1 | 3.2828 | -21.6 | 4.7854 | -1.5026 | 1.6406 | 2.0445 | -35.93 | 3.5395 | -1.495 | -14.0002 | 1.6344 | -135.36 | 5.485 | -3.8507 | -82.5309 | 3.2828 | -21.6 | 4.7854 | -1.5026 | 1.6406 | 3.1625 | -36.71 | 5.0067 | -1.8442 | -9.0732 | 0.044946 | 1.0659 | 0.67998 | 2.0332 | 62.7938 | 0.14755 | 0.091891 | 0.073458 | 0.14755 | 0.14214 | -0.97083 | -1.6149 | -6.0839 | -0.97083 | -1.65 | 0.07374 | -0.62925 | -3.7094 | 0.07374 | -0.4078 | 0.044946 | 1.0659 | 0.67998 | 2.0332 | 62.7938 | 0.14755 | 0.091891 | 0.073458 | 0.14755 | 0.14214 | -0.97083 | -1.6149 | -6.0839 | -0.97083 | -1.65 | 0.07374 | -0.62925 | -3.7094 | 0.07374 | -0.4078
77 | 0.2 | 0.27 | South/Central | CA | Daggett.Intl.AP.723815 | 3 | 3397182 | 24.4806 | 14.1867 | 44.7291 | 24.3384 | 20.3906 | 1340.12 | 3.7905 | 35.38 | 4.024 | -0.23348 | 42.232 | 2.5522 | 21.05 | 2.778 | -0.22585 | 26.5912 | 2.1421 | -78.38 | 4.7236 | -2.5815 | -41.9396 | 3.7905 | 35.38 | 4.024 | -0.23348 | 42.232 | 3.6702 | 20.27 | 4.2452 | -0.57501 | 31.5182 | 0.044946 | 1.1003 | 0.63763 | 2.0104 | 60.2328 | 0.17037 | 0.11471 | 0.096277 | 0.17037 | 0.16496 | 1.5902 | 0.94611 | -3.5229 | 1.5902 | 0.91105 | 1.8982 | 1.1952 | -1.885 | 1.8982 | 1.4166 | 0.044946 | 1.1003 | 0.63763 | 2.0104 | 60.2328 | 0.17037 | 0.11471 | 0.096277 | 0.17037 | 0.16496 | 1.5902 | 0.94611 | -3.5229 | 1.5902 | 0.91105 | 1.8982 | 1.1952 | -1.885 | 1.8982 | 1.4166
78 | 0.2 | 0.23 | South/Central | CA | Daggett.Intl.AP.723815 | 3 | 3397182 | 25.2051 | 13.4107 | 44.4161 | 25.0587 | 19.3574 | 1294.92 | 4.1035 | 80.58 | 3.3037 | 0.79973 | 73.993 | 2.8652 | 66.25 | 2.0578 | 0.80736 | 58.3522 | 2.455 | -33.18 | 4.0034 | -1.5483 | -10.1786 | 4.1035 | 80.58 | 3.3037 | 0.79973 | 73.993 | 3.9832 | 65.47 | 3.525 | 0.4582 | 63.2792 | 0.044946 | 1.1329 | 0.60276 | 1.9963 | 58.2012 | 0.18443 | 0.12878 | 0.11034 | 0.18443 | 0.17903 | 3.6217 | 2.9777 | -1.4913 | 3.6217 | 2.9426 | 3.3257 | 2.6227 | -0.45749 | 3.3257 | 2.8441 | 0.044946 | 1.1329 | 0.60276 | 1.9963 | 58.2012 | 0.18443 | 0.12878 | 0.11034 | 0.18443 | 0.17903 | 3.6217 | 2.9777 | -1.4913 | 3.6217 | 2.9426 | 3.3257 | 2.6227 | -0.45749 | 3.3257 | 2.8441
79 | 0.2 | 0.19 | South/Central | CA | Daggett.Intl.AP.723815 | 3 | 3397182 | 26.0324 | 12.6516 | 44.2228 | 25.8812 | 18.3416 | 1251.82 | 4.2968 | 123.68 | 2.4813 | 1.8155 | 103.7546 | 3.0585 | 109.35 | 1.2353 | 1.8231 | 88.1138 | 2.6483 | 9.92 | 3.1809 | -0.53253 | 19.5831 | 4.2968 | 123.68 | 2.4813 | 1.8155 | 103.7546 | 4.1765 | 108.57 | 2.7025 | 1.474 | 93.0408 | 0.044946 | 1.17 | 0.56863 | 1.9876 | 56.2641 | 0.19312 | 0.13746 | 0.11903 | 0.19312 | 0.18772 | 5.5589 | 4.9148 | 0.44586 | 5.5589 | 4.8798 | 4.6633 | 3.9603 | 0.88018 | 4.6633 | 4.1818 | 0.044946 | 1.17 | 0.56863 | 1.9876 | 56.2641 | 0.19312 | 0.13746 | 0.11903 | 0.19312 | 0.18772 | 5.5589 | 4.9148 | 0.44586 | 5.5589 | 4.8798 | 4.6633 | 3.9603 | 0.88018 | 4.6633 | 4.1818
80 | 0.2 | 0.17 | South/Central | CA | Daggett.Intl.AP.723815 | 3 | 3397182 | 26.486 | 12.267 | 44.1603 | 26.3321 | 17.8282 | 1230.46 | 4.3593 | 145.04 | 2.0304 | 2.3289 | 118.3468 | 3.121 | 130.71 | 0.7844 | 2.3366 | 102.7059 | 2.7108 | 31.28 | 2.73 | -0.019115 | 34.1752 | 4.3593 | 145.04 | 2.0304 | 2.3289 | 118.3468 | 4.239 | 129.93 | 2.2516 | 1.9874 | 107.6329 | 0.044946 | 1.1904 | 0.55135 | 1.9848 | 55.304 | 0.19593 | 0.14027 | 0.12184 | 0.19593 | 0.19053 | 6.5189 | 5.8749 | 1.4059 | 6.5189 | 5.8398 | 5.3192 | 4.6162 | 1.536 | 5.3192 | 4.8376 | 0.044946 | 1.1904 | 0.55135 | 1.9848 | 55.304 | 0.19593 | 0.14027 | 0.12184 | 0.19593 | 0.19053 | 6.5189 | 5.8749 | 1.4059 | 6.5189 | 5.8398 | 5.3192 | 4.6162 | 1.536 | 5.3192 | 4.8376
81 | 0.35 | 0.2 | South/Central | CA | Daggett.Intl.AP.723815 | 3 | 3397182 | 29.7996 | 12.7186 | 48.1986 | 29.6274 | 18.5712 | 1308.07 | 0.32092 | 67.43 | -1.265 | 1.5859 | 46.7107 | -0.9174 | 53.1 | -2.5109 | 1.5935 | 31.0698 | -1.3275 | -46.33 | -0.56538 | -0.76213 | -37.4609 | 0.32092 | 67.43 | -1.265 | 1.5859 | 46.7107 | 0.20065 | 52.32 | -1.0437 | 1.2444 | 35.9968 | 0.044946 | 1.3394 | 0.57165 | 2.1663 | 58.7923 | 0.014424 | -0.041233 | -0.059666 | 0.014424 | 0.0090185 | 3.0307 | 2.3866 | -2.0823 | 3.0307 | 2.3516 | 2.0994 | 1.3965 | -1.6837 | 2.0994 | 1.6179 | 0.044946 | 1.3394 | 0.57165 | 2.1663 | 58.7923 | 0.014424 | -0.041233 | -0.059666 | 0.014424 | 0.0090185 | 3.0307 | 2.3866 | -2.0823 | 3.0307 | 2.3516 | 2.0994 | 1.3965 | -1.6837 | 2.0994 | 1.6179
82 | 0.35 | 0.25 | South/Central | CA | Daggett.Intl.AP.723815 | 3 | 3397182 | 28.7497 | 13.6477 | 48.3993 | 28.5837 | 19.8156 | 1360.39 | 0.12027 | 15.11 | -0.22126 | 0.34153 | 10.7138 | -1.1181 | 0.78 | -1.4672 | 0.34916 | -4.927 | -1.5282 | -98.65 | 0.47835 | -2.0065 | -73.4577 | 0.12027 | 15.11 | -0.22126 | 0.34153 | 10.7138 | 0 | 0 | 0 | 0 | 0 | 0.044946 | 1.2922 | 0.61341 | 2.1753 | 61.1438 | 0.0054057 | -0.050252 | -0.068684 | 0.0054057 | 0 | 0.67913 | 0.035058 | -4.4339 | 0.67913 | 0 | 0.48154 | -0.22145 | -3.3016 | 0.48154 | 0 | 0.044946 | 1.2922 | 0.61341 | 2.1753 | 61.1438 | 0.0054057 | -0.050252 | -0.068684 | 0.0054057 | 0 | 0.67913 | 0.035058 | -4.4339 | 0.67913 | 0 | 0.48154 | -0.22145 | -3.3016 | 0.48154 | 0
83 | 0.35 | 0.3 | South/Central | CA | Daggett.Intl.AP.723815 | 3 | 3397182 | 28.5271 | 13.8607 | 48.5196 | 28.3624 | 20.1571 | 1375.5 | 0 | 0 | 0 | 0 | 0 | -1.2383 | -14.33 | -1.246 | 0.0076323 | -15.6408 | -1.6484 | -113.76 | 0.69961 | -2.348 | -84.1716 | 0 | 0 | 0 | 0 | 0 | -0.12027 | -15.11 | 0.22126 | -0.34153 | -10.7138 | 0.044946 | 1.2822 | 0.62298 | 2.1808 | 61.823 | 0 | -0.055657 | -0.07409 | 0 | -0.0054057 | 0 | -0.64407 | -5.113 | 0 | -0.67913 | 0 | -0.70299 | -3.7832 | 0 | -0.48154 | 0.044946 | 1.2822 | 0.62298 | 2.1808 | 61.823 | 0 | -0.055657 | -0.07409 | 0 | -0.0054057 | 0 | -0.64407 | -5.113 | 0 | -0.67913 | 0 | -0.70299 | -3.7832 | 0 | -0.48154
84 | 0.35 | 0.35 | South/Central | CA | Daggett.Intl.AP.723815 | 3 | 3397182 | 27.6231 | 14.6914 | 48.7292 | 27.4636 | 21.2655 | 1422.49 | -0.2096 | -46.99 | 0.89879 | -1.1084 | -32.458 | -1.4479 | -61.32 | -0.34717 | -1.1008 | -48.0988 | -1.858 | -160.75 | 1.5984 | -3.4564 | -116.6296 | -0.2096 | -46.99 | 0.89879 | -1.1084 | -32.458 | -0.32987 | -62.1 | 1.12 | -1.4499 | -43.1718 | 0.044946 | 1.2415 | 0.66032 | 2.1902 | 63.935 | -0.0094208 | -0.065078 | -0.083511 | -0.0094208 | -0.014826 | -2.112 | -2.7561 | -7.225 | -2.112 | -2.7911 | -1.4589 | -2.1618 | -5.242 | -1.4589 | -1.9404 | 0.044946 | 1.2415 | 0.66032 | 2.1902 | 63.935 | -0.0094208 | -0.065078 | -0.083511 | -0.0094208 | -0.014826 | -2.112 | -2.7561 | -7.225 | -2.112 | -2.7911 | -1.4589 | -2.1618 | -5.242 | -1.4589 | -1.9404
85 | 0.35 | 0.4 | South/Central | CA | Daggett.Intl.AP.723815 | 3 | 3397182 | 26.8572 | 15.5189 | 49.0623 | 26.7022 | 22.3601 | 1470.37 | -0.5427 | -94.87 | 1.6602 | -2.2029 | -66.1241 | -1.781 | -109.2 | 0.41428 | -2.1953 | -81.7649 | -2.1911 | -208.63 | 2.3598 | -4.551 | -150.2957 | -0.5427 | -94.87 | 1.6602 | -2.2029 | -66.1241 | -0.66297 | -109.98 | 1.8815 | -2.5445 | -76.8379 | 0.044946 | 1.2071 | 0.69751 | 2.2051 | 66.087 | -0.024392 | -0.080049 | -0.098482 | -0.024392 | -0.029798 | -4.264 | -4.9081 | -9.377 | -4.264 | -4.9431 | -2.972 | -3.675 | -6.7552 | -2.972 | -3.4535 | 0.044946 | 1.2071 | 0.69751 | 2.2051 | 66.087 | -0.024392 | -0.080049 | -0.098482 | -0.024392 | -0.029798 | -4.264 | -4.9081 | -9.377 | -4.264 | -4.9431 | -2.972 | -3.675 | -6.7552 | -2.972 | -3.4535
86 | 0.33 | 0.2 | South/Central | CA | Daggett.Intl.AP.723815 | 3 | 3397182 | 29.2963 | 12.7286 | 47.6938 | 29.1269 | 18.5669 | 1301.92 | 0.8258 | 73.58 | -0.76448 | 1.5903 | 53.2883 | -0.41253 | 59.25 | -2.0104 | 1.5979 | 37.6475 | -0.82264 | -40.18 | -0.064874 | -0.75776 | -30.8832 | 0.8258 | 73.58 | -0.76448 | 1.5903 | 53.2883 | 0.70552 | 58.47 | -0.54322 | 1.2487 | 42.5745 | 0.044946 | 1.3167 | 0.5721 | 2.1436 | 58.5158 | 0.037116 | -0.018541 | -0.036974 | 0.037116 | 0.03171 | 3.3071 | 2.663 | -1.8059 | 3.3071 | 2.628 | 2.3951 | 1.6921 | -1.3881 | 2.3951 | 1.9135 | 0.044946 | 1.3167 | 0.5721 | 2.1436 | 58.5158 | 0.037116 | -0.018541 | -0.036974 | 0.037116 | 0.03171 | 3.3071 | 2.663 | -1.8059 | 3.3071 | 2.628 | 2.3951 | 1.6921 | -1.3881 | 2.3951 | 1.9135
87 | 0.33 | 0.25 | South/Central | CA | Daggett.Intl.AP.723815 | 3 | 3397182 | 28.2395 | 13.6592 | 47.8906 | 28.0763 | 19.8143 | 1354.32 | 0.62892 | 21.18 | 0.28613 | 0.34279 | 17.2567 | -0.6094 | 6.85 | -0.95982 | 0.35042 | 1.6158 | -1.0195 | -92.58 | 0.98574 | -2.0052 | -66.9149 | 0.62892 | 21.18 | 0.28613 | 0.34279 | 17.2567 | 0.50865 | 6.07 | 0.50739 | 0.0012644 | 6.5428 | 0.044946 | 1.2692 | 0.61392 | 2.1525 | 60.871 | 0.028267 | -0.02739 | -0.045823 | 0.028267 | 0.022862 | 0.95195 | 0.30788 | -4.1611 | 0.95195 | 0.27282 | 0.77561 | 0.072624 | -3.0075 | 0.77561 | 0.29407 | 0.044946 | 1.2692 | 0.61392 | 2.1525 | 60.871 | 0.028267 | -0.02739 | -0.045823 | 0.028267 | 0.022862 | 0.95195 | 0.30788 | -4.1611 | 0.95195 | 0.27282 | 0.77561 | 0.072624 | -3.0075 | 0.77561 | 0.29407
88 | 0.33 | 0.3 | South/Central | CA | Daggett.Intl.AP.723815 | 3 | 3397182 | 28.0268 | 13.8822 | 48.0308 | 27.865 | 20.1658 | 1370.07 | 0.48881 | 5.43 | 0.49747 | -0.0086641 | 6.0221 | -0.74952 | -8.9 | -0.74848 | -0.0010318 | -9.6187 | -1.1596 | -108.33 | 1.1971 | -2.3567 | -78.1495 | 0.48881 | 5.43 | 0.49747 | -0.0086641 | 6.0221 | 0.36853 | -9.68 | 0.71873 | -0.35019 | -4.6917 | 0.044946 | 1.2597 | 0.62395 | 2.1588 | 61.5789 | 0.02197 | -0.033688 | -0.05212 | 0.02197 | 0.016564 | 0.24406 | -0.40002 | -4.869 | 0.24406 | -0.43508 | 0.27067 | -0.43232 | -3.5125 | 0.27067 | -0.21087 | 0.044946 | 1.2597 | 0.62395 | 2.1588 | 61.5789 | 0.02197 | -0.033688 | -0.05212 | 0.02197 | 0.016564 | 0.24406 | -0.40002 | -4.869 | 0.24406 | -0.43508 | 0.27067 | -0.43232 | -3.5125 | 0.27067 | -0.21087
89 | 0.33 | 0.35 | South/Central | CA | Daggett.Intl.AP.723815 | 3 | 3397182 | 27.1412 | 14.7213 | 48.2673 | 26.9845 | 21.2828 | 1417.72 | 0.2523 | -42.22 | 1.3779 | -1.1256 | -27.0108 | -0.98602 | -56.55 | 0.13199 | -1.118 | -42.6516 | -1.3961 | -155.98 | 2.0775 | -3.4737 | -111.1824 | 0.2523 | -42.22 | 1.3779 | -1.1256 | -27.0108 | 0.13203 | -57.33 | 1.5992 | -1.4672 | -37.7246 | 0.044946 | 1.2199 | 0.66166 | 2.1694 | 63.7206 | 0.01134 | -0.044318 | -0.06275 | 0.01134 | 0.0059341 | -1.8976 | -2.5417 | -7.0106 | -1.8976 | -2.5767 | -1.214 | -1.917 | -4.9972 | -1.214 | -1.6956 | 0.044946 | 1.2199 | 0.66166 | 2.1694 | 63.7206 | 0.01134 | -0.044318 | -0.06275 | 0.01134 | 0.0059341 | -1.8976 | -2.5417 | -7.0106 | -1.8976 | -2.5767 | -1.214 | -1.917 | -4.9972 | -1.214 | -1.6956
90 | 0.33 | 0.4 | South/Central | CA | Daggett.Intl.AP.723815 | 3 | 3397182 | 26.3769 | 15.5504 | 48.6134 | 26.2246 | 22.3889 | 1466.23 | -0.093871 | -90.73 | 2.1379 | -2.2317 | -61.1546 | -1.3322 | -105.06 | 0.89191 | -2.2241 | -76.7954 | -1.7423 | -204.49 | 2.8375 | -4.5798 | -145.3262 | -0.093871 | -90.73 | 2.1379 | -2.2317 | -61.1546 | -0.21414 | -105.84 | 2.3591 | -2.5733 | -71.8684 | 0.044946 | 1.1855 | 0.69893 | 2.185 | 65.9009 | -0.0042191 | -0.059876 | -0.078309 | -0.0042191 | -0.0096248 | -4.0779 | -4.722 | -9.191 | -4.0779 | -4.7571 | -2.7486 | -3.4516 | -6.5318 | -2.7486 | -3.2302 | 0.044946 | 1.1855 | 0.69893 | 2.185 | 65.9009 | -0.0042191 | -0.059876 | -0.078309 | -0.0042191 | -0.0096248 | -4.0779 | -4.722 | -9.191 | -4.0779 | -4.7571 | -2.7486 | -3.4516 | -6.5318 | -2.7486 | -3.2302
91 | 0.3 | 0.2 | South/Central | CA | Daggett.Intl.AP.723815 | 3 | 3397182 | 28.5167 | 12.75 | 46.9172 | 28.3517 | 18.5655 | 1292.67 | 1.6023 | 82.83 | 0.01072 | 1.5916 | 63.2607 | 0.364 | 68.5 | -1.2352 | 1.5992 | 47.6198 | -0.046108 | -30.93 | 0.71033 | -0.75644 | -20.9109 | 1.6023 | 82.83 | 0.01072 | 1.5916 | 63.2607 | 1.4821 | 67.72 | 0.23198 | 1.2501 | 52.5468 | 0.044946 | 1.2817 | 0.57306 | 2.1087 | 58.1001 | 0.072018 | 0.01636 | -0.0020724 | 0.072018 | 0.066612 | 3.7229 | 3.0788 | -1.3902 | 3.7229 | 3.0437 | 2.8433 | 2.1403 | -0.93986 | 2.8433 | 2.3618 | 0.044946 | 1.2817 | 0.57306 | 2.1087 | 58.1001 | 0.072018 | 0.01636 | -0.0020724 | 0.072018 | 0.066612 | 3.7229 | 3.0788 | -1.3902 | 3.7229 | 3.0437 | 2.8433 | 2.1403 | -0.93986 | 2.8433 | 2.3618
92 | 0.3 | 0.25 | South/Central | CA | Daggett.Intl.AP.723815 | 3 | 3397182 | 27.4784 | 13.6907 | 47.1508 | 27.3194 | 19.8314 | 1346.27 | 1.3687 | 29.23 | 1.043 | 0.3257 | 26.264 | 0.13039 | 14.9 | -0.20294 | 0.33333 | 10.6231 | -0.27972 | -84.53 | 1.7426 | -2.0223 | -57.9076 | 1.3687 | 29.23 | 1.043 | 0.3257 | 26.264 | 1.2484 | 14.12 | 1.2643 | -0.01583 | 15.5501 | 0.044946 | 1.235 | 0.61534 | 2.1192 | 60.5092 | 0.061518 | 0.0058606 | -0.012572 | 0.061518 | 0.056112 | 1.3138 | 0.66969 | -3.7993 | 1.3138 | 0.63463 | 1.1805 | 0.47747 | -2.6027 | 1.1805 | 0.69891 | 0.044946 | 1.235 | 0.61534 | 2.1192 | 60.5092 | 0.061518 | 0.0058606 | -0.012572 | 0.061518 | 0.056112 | 1.3138 | 0.66969 | -3.7993 | 1.3138 | 0.63463 | 1.1805 | 0.47747 | -2.6027 | 1.1805 | 0.69891
93 | 0.3 | 0.3 | South/Central | CA | Daggett.Intl.AP.723815 | 3 | 3397182 | 27.2742 | 13.9038 | 47.2812 | 27.1165 | 20.1648 | 1361.17 | 1.2383 | 14.33 | 1.246 | -0.0076323 | 15.6408 | 0 | 0 | 0 | 0 | 0 | -0.41011 | -99.43 | 1.9456 | -2.3557 | -68.5307 | 1.2383 | 14.33 | 1.246 | -0.0076323 | 15.6408 | 1.1181 | -0.78 | 1.4672 | -0.34916 | 4.927 | 0.044946 | 1.2259 | 0.62492 | 2.1251 | 61.1789 | 0.055657 | 0 | -0.018433 | 0.055657 | 0.050252 | 0.64407 | 0 | -4.469 | 0.64407 | -0.035058 | 0.70299 | 0 | -3.0802 | 0.70299 | 0.22145 | 0.044946 | 1.2259 | 0.62492 | 2.1251 | 61.1789 | 0.055657 | 0 | -0.018433 | 0.055657 | 0.050252 | 0.64407 | 0 | -4.469 | 0.64407 | -0.035058 | 0.70299 | 0 | -3.0802 | 0.70299 | 0.22145
94 | 0.3 | 0.35 | South/Central | CA | Daggett.Intl.AP.723815 | 3 | 3397182 | 26.4001 | 14.7628 | 47.5576 | 26.2474 | 21.3102 | 1410.44 | 0.96195 | -34.94 | 2.115 | -1.153 | -18.666 | -0.27638 | -49.27 | 0.86903 | -1.1454 | -34.3069 | -0.68649 | -148.7 | 2.8146 | -3.5011 | -102.8376 | 0.96195 | -34.94 | 2.115 | -1.153 | -18.666 | 0.84167 | -50.05 | 2.3362 | -1.4946 | -29.3799 | 0.044946 | 1.1866 | 0.66353 | 2.1375 | 63.3934 | 0.043235 | -0.012422 | -0.030855 | 0.043235 | 0.03783 | -1.5704 | -2.2145 | -6.6834 | -1.5704 | -2.2495 | -0.83896 | -1.5419 | -4.6221 | -0.83896 | -1.3205 | 0.044946 | 1.1866 | 0.66353 | 2.1375 | 63.3934 | 0.043235 | -0.012422 | -0.030855 | 0.043235 | 0.03783 | -1.5704 | -2.2145 | -6.6834 | -1.5704 | -2.2495 | -0.83896 | -1.5419 | -4.6221 | -0.83896 | -1.3205
95 | 0.3 | 0.4 | South/Central | CA | Daggett.Intl.AP.723815 | 3 | 3397182 | 25.6458 | 15.6019 | 47.9238 | 25.4974 | 22.4263 | 1459.59 | 0.59579 | -84.09 | 2.865 | -2.2692 | -53.3359 | -0.64253 | -98.42 | 1.619 | -2.2616 | -68.9768 | -1.0526 | -197.85 | 3.5646 | -4.6172 | -137.5075 | 0.59579 | -84.09 | 2.865 | -2.2692 | -53.3359 | 0.47552 | -99.2 | 3.0862 | -2.6107 | -64.0498 | 0.044946 | 1.1527 | 0.70124 | 2.154 | 65.6025 | 0.026778 | -0.028879 | -0.047312 | 0.026778 | 0.021373 | -3.7795 | -4.4236 | -8.8925 | -3.7795 | -4.4586 | -2.3972 | -3.1002 | -6.1804 | -2.3972 | -2.8788 | 0.044946 | 1.1527 | 0.70124 | 2.154 | 65.6025 | 0.026778 | -0.028879 | -0.047312 | 0.026778 | 0.021373 | -3.7795 | -4.4236 | -8.8925 | -3.7795 | -4.4586 | -2.3972 | -3.1002 | -6.1804 | -2.3972 | -2.8788
96 | 0.28 | 0.2 | South/Central | CA | Daggett.Intl.AP.723815 | 3 | 3397182 | 27.985 | 12.77 | 46.3955 | 27.823 | 18.5726 | 1286.79 | 2.124 | 88.71 | 0.53947 | 1.5846 | 69.7475 | 0.88571 | 74.38 | -0.70649 | 1.5922 | 54.1067 | 0.4756 | -25.05 | 1.2391 | -0.76347 | -14.4241 | 2.124 | 88.71 | 0.53947 | 1.5846 | 69.7475 | 2.0038 | 73.6 | 0.76072 | 1.243 | 59.0337 | 0.044946 | 1.2578 | 0.57396 | 2.0853 | 57.8358 | 0.095466 | 0.039809 | 0.021376 | 0.095466 | 0.090061 | 3.9871 | 3.3431 | -1.1259 | 3.9871 | 3.308 | 3.1349 | 2.4319 | -0.6483 | 3.1349 | 2.6533 | 0.044946 | 1.2578 | 0.57396 | 2.0853 | 57.8358 | 0.095466 | 0.039809 | 0.021376 | 0.095466 | 0.090061 | 3.9871 | 3.3431 | -1.1259 | 3.9871 | 3.308 | 3.1349 | 2.4319 | -0.6483 | 3.1349 | 2.6533
97 | 0.28 | 0.25 | South/Central | CA | Daggett.Intl.AP.723815 | 3 | 3397182 | 26.9566 | 13.7107 | 46.6391 | 26.8006 | 19.8385 | 1340.5 | 1.8805 | 35 | 1.5618 | 0.31864 | 32.623 | 0.64216 | 20.67 | 0.31589 | 0.32627 | 16.9822 | 0.23205 | -78.76 | 2.2614 | -2.0294 | -51.5486 | 1.8805 | 35 | 1.5618 | 0.31864 | 32.623 | 1.7602 | 19.89 | 1.7831 | -0.02289 | 21.9091 | 0.044946 | 1.2116 | 0.61624 | 2.0962 | 60.2499 | 0.08452 | 0.028862 | 0.01043 | 0.08452 | 0.079114 | 1.5731 | 0.92903 | -3.5399 | 1.5731 | 0.89397 | 1.4663 | 0.76328 | -2.3169 | 1.4663 | 0.98472 | 0.044946 | 1.2116 | 0.61624 | 2.0962 | 60.2499 | 0.08452 | 0.028862 | 0.01043 | 0.08452 | 0.079114 | 1.5731 | 0.92903 | -3.5399 | 1.5731 | 0.89397 | 1.4663 | 0.76328 | -2.3169 | 1.4663 | 0.98472
98 | 0.28 | 0.3 | South/Central | CA | Daggett.Intl.AP.723815 | 3 | 3397182 | 26.5729 | 14.0968 | 46.8129 | 26.4191 | 20.3938 | 1364.84 | 1.7067 | 10.66 | 1.9433 | -0.23665 | 15.4816 | 0.46835 | -3.67 | 0.69737 | -0.22902 | -0.15924 | 0.05824 | -103.1 | 2.6429 | -2.5847 | -68.69 | 1.7067 | 10.66 | 1.9433 | -0.23665 | 15.4816 | 1.5864 | -4.45 | 2.1646 | -0.57818 | 4.7678 | 0.044946 | 1.1943 | 0.63359 | 2.104 | 61.3438 | 0.076708 | 0.02105 | 0.0026176 | 0.076708 | 0.071302 | 0.47912 | -0.16495 | -4.6339 | 0.47912 | -0.20001 | 0.69583 | -0.007157 | -3.0873 | 0.69583 | 0.21429 | 0.044946 | 1.1943 | 0.63359 | 2.104 | 61.3438 | 0.076708 | 0.02105 | 0.0026176 | 0.076708 | 0.071302 | 0.47912 | -0.16495 | -4.6339 | 0.47912 | -0.20001 | 0.69583 | -0.007157 | -3.0873 | 0.69583 | 0.21429
99 | 0.28 | 0.35 | South/Central | CA | Daggett.Intl.AP.723815 | 3 | 3397182 | 25.7487 | 14.9659 | 47.1508 | 25.5997 | 21.5511 | 1415.31 | 1.3688 | -39.81 | 2.7628 | -1.394 | -19.9338 | 0.13043 | -54.14 | 1.5168 | -1.3864 | -35.5746 | -0.27968 | -153.57 | 3.4624 | -3.742 | -104.1054 | 1.3688 | -39.81 | 2.7628 | -1.394 | -19.9338 | 1.2485 | -54.92 | 2.984 | -1.7355 | -30.6476 | 0.044946 | 1.1573 | 0.67265 | 2.1192 | 63.6123 | 0.06152 | 0.0058623 | -0.01257 | 0.06152 | 0.056114 | -1.7893 | -2.4334 | -6.9023 | -1.7893 | -2.4684 | -0.89594 | -1.5989 | -4.6791 | -0.89594 | -1.3775 | 0.044946 | 1.1573 | 0.67265 | 2.1192 | 63.6123 | 0.06152 | 0.0058623 | -0.01257 | 0.06152 | 0.056114 | -1.7893 | -2.4334 | -6.9023 | -1.7893 | -2.4684 | -0.89594 | -1.5989 | -4.6791 | -0.89594 | -1.3775
100 | 0.28 | 0.4 | South/Central | CA | Daggett.Intl.AP.723815 | 3 | 3397182 | 25.1455 | 15.632 | 47.4435 | 25 | 22.4435 | 1454.6 | 1.076 | -79.1 | 3.3625 | -2.2864 | -47.6531 | -0.16228 | -93.43 | 2.1165 | -2.2788 | -63.2939 | -0.57239 | -192.86 | 4.0621 | -4.6345 | -131.8247 | 1.076 | -79.1 | 3.3625 | -2.2864 | -47.6531 | 0.95577 | -94.21 | 3.5837 | -2.6279 | -58.3669 | 0.044946 | 1.1302 | 0.70259 | 2.1324 | 65.3782 | 0.048364 | -0.0072938 | -0.025727 | 0.048364 | 0.042958 | -3.5552 | -4.1993 | -8.6682 | -3.5552 | -4.2343 | -2.1418 | -2.8448 | -5.925 | -2.1418 | -2.6233 | 0.044946 | 1.1302 | 0.70259 | 2.1324 | 65.3782 | 0.048364 | -0.0072938 | -0.025727 | 0.048364 | 0.042958 | -3.5552 | -4.1993 | -8.6682 | -3.5552 | -4.2343 | -2.1418 | -2.8448 | -5.925 | -2.1418 | -2.6233
101 | 0.27 | 0.2 | South/Central | CA | Daggett.Intl.AP.723815 | 3 | 3397182 | 27.7142 | 12.78 | 46.1331 | 27.5536 | 18.5794 | 1283.96 | 2.3865 | 91.54 | 0.8088 | 1.5777 | 72.9213 | 1.1482 | 77.21 | -0.43715 | 1.5853 | 57.2805 | 0.73806 | -22.22 | 1.5084 | -0.77035 | -11.2503 | 2.3865 | 91.54 | 0.8088 | 1.5777 | 72.9213 | 2.2662 | 76.43 | 1.0301 | 1.2362 | 62.2075 | 0.044946 | 1.2456 | 0.57441 | 2.0735 | 57.7086 | 0.10726 | 0.051605 | 0.033173 | 0.10726 | 0.10186 | 4.1143 | 3.4703 | -0.9987 | 4.1143 | 3.4352 | 3.2775 | 2.5745 | -0.50565 | 3.2775 | 2.796 | 0.044946 | 1.2456 | 0.57441 | 2.0735 | 57.7086 | 0.10726 | 0.051605 | 0.033173 | 0.10726 | 0.10186 | 4.1143 | 3.4703 | -0.9987 | 4.1143 | 3.4352 | 3.2775 | 2.5745 | -0.50565 | 3.2775 | 2.796
102 | 0.27 | 0.25 | South/Central | CA | Daggett.Intl.AP.723815 | 3 | 3397182 | 26.6973 | 13.7207 | 46.3798 | 26.5427 | 19.8371 | 1337.38 | 2.1397 | 38.12 | 1.8197 | 0.31999 | 35.9766 | 0.9014 | 23.79 | 0.57378 | 0.32762 | 20.3357 | 0.49129 | -75.64 | 2.5193 | -2.0281 | -48.195 | 2.1397 | 38.12 | 1.8197 | 0.31999 | 35.9766 | 2.0195 | 23.01 | 2.041 | -0.021541 | 25.2627 | 0.044946 | 1.1999 | 0.61669 | 2.0846 | 60.1096 | 0.096172 | 0.040514 | 0.022081 | 0.096172 | 0.090766 | 1.7133 | 1.0693 | -3.3997 | 1.7133 | 1.0342 | 1.617 | 0.91401 | -2.1662 | 1.617 | 1.1355 | 0.044946 | 1.1999 | 0.61669 | 2.0846 | 60.1096 | 0.096172 | 0.040514 | 0.022081 | 0.096172 | 0.090766 | 1.7133 | 1.0693 | -3.3997 | 1.7133 | 1.0342 | 1.617 | 0.91401 | -2.1662 | 1.617 | 1.1355
103 | 0.27 | 0.3 | South/Central | CA | Daggett.Intl.AP.723815 | 3 | 3397182 | 26.1923 | 14.2283 | 46.5938 | 26.0407 | 20.5531 | 1368.65 | 1.9257 | 6.85 | 2.3218 | -0.39602 | 14.0037 | 0.68743 | -7.48 | 1.0758 | -0.38838 | -1.6371 | 0.27732 | -106.91 | 3.0214 | -2.7441 | -70.1679 | 1.9257 | 6.85 | 2.3218 | -0.39602 | 14.0037 | 1.8055 | -8.26 | 2.543 | -0.73754 | 3.2899 | 0.044946 | 1.1772 | 0.6395 | 2.0942 | 61.5151 | 0.086554 | 0.030897 | 0.012464 | 0.086554 | 0.081149 | 0.30788 | -0.33619 | -4.8052 | 0.30788 | -0.37125 | 0.62941 | -0.073581 | -3.1538 | 0.62941 | 0.14787 | 0.044946 | 1.1772 | 0.6395 | 2.0942 | 61.5151 | 0.086554 | 0.030897 | 0.012464 | 0.086554 | 0.081149 | 0.30788 | -0.33619 | -4.8052 | 0.30788 | -0.37125 | 0.62941 | -0.073581 | -3.1538 | 0.62941 | 0.14787
104 | 0.27 | 0.35 | South/Central | CA | Daggett.Intl.AP.723815 | 3 | 3397182 | 25.3765 | 15.1674 | 47.0385 | 25.2296 | 21.8089 | 1424.34 | 1.481 | -48.84 | 3.1328 | -1.6518 | -25.4213 | 0.24272 | -63.17 | 1.8868 | -1.6441 | -41.0621 | -0.16739 | -162.6 | 3.8324 | -3.9998 | -109.5929 | 1.481 | -48.84 | 3.1328 | -1.6518 | -25.4213 | 1.3608 | -63.95 | 3.3541 | -1.9933 | -36.1351 | 0.044946 | 1.1406 | 0.68171 | 2.1142 | 64.0181 | 0.066566 | 0.010909 | -0.0075236 | 0.066566 | 0.061161 | -2.1952 | -2.8392 | -7.3082 | -2.1952 | -2.8743 | -1.1426 | -1.8456 | -4.9257 | -1.1426 | -1.6241 | 0.044946 | 1.1406 | 0.68171 | 2.1142 | 64.0181 | 0.066566 | 0.010909 | -0.0075236 | 0.066566 | 0.061161 | -2.1952 | -2.8392 | -7.3082 | -2.1952 | -2.8743 | -1.1426 | -1.8456 | -4.9257 | -1.1426 | -1.6241
105 | 0.27 | 0.4 | South/Central | CA | Daggett.Intl.AP.723815 | 3 | 3397182 | 24.8946 | 15.6435 | 47.2042 | 24.7505 | 22.4537 | 1452.19 | 1.3154 | -76.69 | 3.612 | -2.2966 | -44.8642 | 0.077035 | -91.02 | 2.366 | -2.289 | -60.5051 | -0.33308 | -190.45 | 4.3116 | -4.6446 | -129.0358 | 1.3154 | -76.69 | 3.612 | -2.2966 | -44.8642 | 1.1951 | -91.8 | 3.8332 | -2.6381 | -55.5781 | 0.044946 | 1.1189 | 0.70311 | 2.1216 | 65.2699 | 0.05912 | 0.0034624 | -0.01497 | 0.05912 | 0.053714 | -3.4469 | -4.091 | -8.5599 | -3.4469 | -4.126 | -2.0165 | -2.7194 | -5.7996 | -2.0165 | -2.498 | 0.044946 | 1.1189 | 0.70311 | 2.1216 | 65.2699 | 0.05912 | 0.0034624 | -0.01497 | 0.05912 | 0.053714 | -3.4469 | -4.091 | -8.5599 | -3.4469 | -4.126 | -2.0165 | -2.7194 | -5.7996 | -2.0165 | -2.498
106 | 0.26 | 0.2 | South/Central | CA | Daggett.Intl.AP.723815 | 3 | 3397182 | 27.4433 | 12.79 | 45.8638 | 27.2843 | 18.5795 | 1280.77 | 2.6557 | 94.73 | 1.0781 | 1.5776 | 76.3637 | 1.4174 | 80.4 | -0.16782 | 1.5852 | 60.7229 | 1.0073 | -19.03 | 1.7777 | -0.77045 | -7.8079 | 2.6557 | 94.73 | 1.0781 | 1.5776 | 76.3637 | 2.5355 | 79.62 | 1.2994 | 1.2361 | 65.6499 | 0.044946 | 1.2335 | 0.57486 | 2.0614 | 57.5652 | 0.11936 | 0.063706 | 0.045273 | 0.11936 | 0.11396 | 4.2577 | 3.6136 | -0.85532 | 4.2577 | 3.5786 | 3.4322 | 2.7292 | -0.35093 | 3.4322 | 2.9507 | 0.044946 | 1.2335 | 0.57486 | 2.0614 | 57.5652 | 0.11936 | 0.063706 | 0.045273 | 0.11936 | 0.11396 | 4.2577 | 3.6136 | -0.85532 | 4.2577 | 3.5786 | 3.4322 | 2.7292 | -0.35093 | 3.4322 | 2.9507
107 | 0.26 | 0.25 | South/Central | CA | Daggett.Intl.AP.723815 | 3 | 3397182 | 26.4364 | 13.7307 | 46.1273 | 26.2833 | 19.844 | 1334.67 | 2.3922 | 40.83 | 2.0791 | 0.31309 | 39.0227 | 1.1539 | 26.5 | 0.8332 | 0.32073 | 23.3819 | 0.74381 | -72.93 | 2.7788 | -2.0349 | -45.1489 | 2.3922 | 40.83 | 2.0791 | 0.31309 | 39.0227 | 2.272 | 25.72 | 2.3004 | -0.028434 | 28.3089 | 0.044946 | 1.1882 | 0.61714 | 2.0732 | 59.9878 | 0.10752 | 0.051864 | 0.033431 | 0.10752 | 0.10212 | 1.8351 | 1.1911 | -3.2779 | 1.8351 | 1.156 | 1.7539 | 1.0509 | -2.0293 | 1.7539 | 1.2724 | 0.044946 | 1.1882 | 0.61714 | 2.0732 | 59.9878 | 0.10752 | 0.051864 | 0.033431 | 0.10752 | 0.10212 | 1.8351 | 1.1911 | -3.2779 | 1.8351 | 1.156 | 1.7539 | 1.0509 | -2.0293 | 1.7539 | 1.2724
108 | 0.26 | 0.3 | South/Central | CA | Daggett.Intl.AP.723815 | 3 | 3397182 | 25.7603 | 14.4498 | 46.4333 | 25.6111 | 20.8222 | 1377.56 | 2.0863 | -2.06 | 2.7513 | -0.66507 | 8.8298 | 0.84793 | -16.39 | 1.5054 | -0.65744 | -6.8111 | 0.43782 | -115.82 | 3.4509 | -3.0131 | -75.3418 | 2.0863 | -2.06 | 2.7513 | -0.66507 | 8.8298 | 1.966 | -17.17 | 2.9726 | -1.0066 | -1.8841 | 0.044946 | 1.1578 | 0.64946 | 2.087 | 61.9156 | 0.093768 | 0.038111 | 0.019678 | 0.093768 | 0.088363 | -0.092588 | -0.73666 | -5.2056 | -0.092588 | -0.77172 | 0.39686 | -0.30613 | -3.3863 | 0.39686 | -0.08468 | 0.044946 | 1.1578 | 0.64946 | 2.087 | 61.9156 | 0.093768 | 0.038111 | 0.019678 | 0.093768 | 0.088363 | -0.092588 | -0.73666 | -5.2056 | -0.092588 | -0.77172 | 0.39686 | -0.30613 | -3.3863 | 0.39686 | -0.08468
109 | 0.26 | 0.35 | South/Central | CA | Daggett.Intl.AP.723815 | 3 | 3397182 | 24.986 | 15.3789 | 46.9095 | 24.8413 | 22.0682 | 1433.22 | 1.6101 | -57.72 | 3.5212 | -1.9111 | -30.7357 | 0.37178 | -72.05 | 2.2752 | -1.9034 | -46.3765 | -0.038334 | -171.48 | 4.2208 | -4.2591 | -114.9073 | 1.6101 | -57.72 | 3.5212 | -1.9111 | -30.7357 | 1.4898 | -72.83 | 3.7424 | -2.2526 | -41.4495 | 0.044946 | 1.123 | 0.69122 | 2.1084 | 64.4172 | 0.072367 | 0.01671 | -0.001723 | 0.072367 | 0.066961 | -2.5943 | -3.2383 | -7.7073 | -2.5943 | -3.2734 | -1.3814 | -2.0844 | -5.1646 | -1.3814 | -1.863 | 0.044946 | 1.123 | 0.69122 | 2.1084 | 64.4172 | 0.072367 | 0.01671 | -0.001723 | 0.072367 | 0.066961 | -2.5943 | -3.2383 | -7.7073 | -2.5943 | -3.2734 | -1.3814 | -2.0844 | -5.1646 | -1.3814 | -1.863
110 | 0.26 | 0.4 | South/Central | CA | Daggett.Intl.AP.723815 | 3 | 3397182 | 24.6437 | 15.6635 | 46.9634 | 24.501 | 22.4624 | 1449.69 | 1.5562 | -74.19 | 3.8614 | -2.3052 | -42.0146 | 0.31788 | -88.52 | 2.6155 | -2.2976 | -57.6554 | -0.092227 | -187.95 | 4.5611 | -4.6533 | -126.1861 | 1.5562 | -74.19 | 3.8614 | -2.3052 | -42.0146 | 1.4359 | -89.3 | 4.0827 | -2.6468 | -52.7284 | 0.044946 | 1.1076 | 0.70401 | 2.1108 | 65.1575 | 0.069945 | 0.014288 | -0.0041452 | 0.069945 | 0.064539 | -3.3345 | -3.9786 | -8.4476 | -3.3345 | -4.0137 | -1.8884 | -2.5914 | -5.6715 | -1.8884 | -2.3699 | 0.044946 | 1.1076 | 0.70401 | 2.1108 | 65.1575 | 0.069945 | 0.014288 | -0.0041452 | 0.069945 | 0.064539 | -3.3345 | -3.9786 | -8.4476 | -3.3345 | -4.0137 | -1.8884 | -2.5914 | -5.6715 | -1.8884 | -2.3699
111 | 0.25 | 0.2 | South/Central | CA | Daggett.Intl.AP.723815 | 3 | 3397182 | 27.1725 | 12.8016 | 45.6029 | 27.015 | 18.5879 | 1278.03 | 2.9167 | 97.47 | 1.3475 | 1.5692 | 79.4777 | 1.6783 | 83.14 | 0.10151 | 1.5768 | 63.8368 | 1.2682 | -16.29 | 2.0471 | -0.77883 | -4.6939 | 2.9167 | 97.47 | 1.3475 | 1.5692 | 79.4777 | 2.7964 | 82.36 | 1.5687 | 1.2277 | 68.7638 | 0.044946 | 1.2213 | 0.57538 | 2.0497 | 57.4421 | 0.13109 | 0.075435 | 0.057002 | 0.13109 | 0.12569 | 4.3809 | 3.7368 | -0.73217 | 4.3809 | 3.7017 | 3.5722 | 2.8692 | -0.21097 | 3.5722 | 3.0906 | 0.044946 | 1.2213 | 0.57538 | 2.0497 | 57.4421 | 0.13109 | 0.075435 | 0.057002 | 0.13109 | 0.12569 | 4.3809 | 3.7368 | -0.73217 | 4.3809 | 3.7017 | 3.5722 | 2.8692 | -0.21097 | 3.5722 | 3.0906
112 | 0.25 | 0.25 | South/Central | CA | Daggett.Intl.AP.723815 | 3 | 3397182 | 26.1656 | 13.7407 | 45.8581 | 26.0139 | 19.8441 | 1331.51 | 2.6615 | 43.99 | 2.3485 | 0.31299 | 42.4651 | 1.4232 | 29.66 | 1.1025 | 0.32062 | 26.8243 | 1.013 | -69.77 | 3.0481 | -2.035 | -41.7065 | 2.6615 | 43.99 | 2.3485 | 0.31299 | 42.4651 | 2.5412 | 28.88 | 2.5697 | -0.028536 | 31.7513 | 0.044946 | 1.176 | 0.61759 | 2.0611 | 59.8458 | 0.11962 | 0.063965 | 0.045532 | 0.11962 | 0.11422 | 1.9772 | 1.3331 | -3.1359 | 1.9772 | 1.298 | 1.9086 | 1.2056 | -1.8745 | 1.9086 | 1.4271 | 0.044946 | 1.176 | 0.61759 | 2.0611 | 59.8458 | 0.11962 | 0.063965 | 0.045532 | 0.11962 | 0.11422 | 1.9772 | 1.3331 | -3.1359 | 1.9772 | 1.298 | 1.9086 | 1.2056 | -1.8745 | 1.9086 | 1.4271
113 | 0.25 | 0.3 | South/Central | CA | Daggett.Intl.AP.723815 | 3 | 3397182 | 25.3198 | 14.6713 | 46.2743 | 25.1732 | 21.1012 | 1386.9 | 2.2452 | -11.4 | 3.1893 | -0.94404 | 3.3699 | 1.0069 | -25.73 | 1.9433 | -0.93641 | -12.271 | 0.5968 | -125.16 | 3.8889 | -3.2921 | -80.8017 | 2.2452 | -11.4 | 3.1893 | -0.94404 | 3.3699 | 2.125 | -26.51 | 3.4105 | -1.2856 | -7.344 | 0.044946 | 1.138 | 0.65941 | 2.0798 | 62.3353 | 0.10091 | 0.045257 | 0.026824 | 0.10091 | 0.095508 | -0.51238 | -1.1565 | -5.6254 | -0.51238 | -1.1915 | 0.15146 | -0.55153 | -3.6317 | 0.15146 | -0.33008 | 0.044946 | 1.138 | 0.65941 | 2.0798 | 62.3353 | 0.10091 | 0.045257 | 0.026824 | 0.10091 | 0.095508 | -0.51238 | -1.1565 | -5.6254 | -0.51238 | -1.1915 | 0.15146 | -0.55153 | -3.6317 | 0.15146 | -0.33008
114 | 0.25 | 0.35 | South/Central | CA | Daggett.Intl.AP.723815 | 3 | 3397182 | 24.5755 | 15.6404 | 46.832 | 24.4331 | 22.3989 | 1445.61 | 1.6875 | -70.11 | 3.9294 | -2.2418 | -38.63 | 0.44922 | -84.44 | 2.6834 | -2.2342 | -54.2708 | 0.039112 | -183.87 | 4.629 | -4.5899 | -122.8016 | 1.6875 | -70.11 | 3.9294 | -2.2418 | -38.63 | 1.5673 | -85.22 | 4.1506 | -2.5833 | -49.3438 | 0.044946 | 1.1046 | 0.70297 | 2.1049 | 64.9741 | 0.075848 | 0.020191 | 0.0017579 | 0.075848 | 0.070442 | -3.1512 | -3.7952 | -8.2642 | -3.1512 | -3.8303 | -1.7363 | -2.4392 | -5.5194 | -1.7363 | -2.2178 | 0.044946 | 1.1046 | 0.70297 | 2.1049 | 64.9741 | 0.075848 | 0.020191 | 0.0017579 | 0.075848 | 0.070442 | -3.1512 | -3.7952 | -8.2642 | -3.1512 | -3.8303 | -1.7363 | -2.4392 | -5.5194 | -1.7363 | -2.2178
115 | 0.25 | 0.4 | South/Central | CA | Daggett.Intl.AP.723815 | 3 | 3397182 | 24.3929 | 15.685 | 46.7339 | 24.2515 | 22.4824 | 1447.79 | 1.7857 | -72.29 | 4.1109 | -2.3253 | -39.6167 | 0.54734 | -86.62 | 2.865 | -2.3176 | -55.2576 | 0.13723 | -186.05 | 4.8105 | -4.6733 | -123.7883 | 1.7857 | -72.29 | 4.1109 | -2.3253 | -39.6167 | 1.6654 | -87.4 | 4.3322 | -2.6668 | -50.3306 | 0.044946 | 1.0964 | 0.70498 | 2.1005 | 65.0721 | 0.080258 | 0.024601 | 0.0061678 | 0.080258 | 0.074852 | -3.2491 | -3.8932 | -8.3622 | -3.2491 | -3.9283 | -1.7806 | -2.4836 | -5.5638 | -1.7806 | -2.2621 | 0.044946 | 1.0964 | 0.70498 | 2.1005 | 65.0721 | 0.080258 | 0.024601 | 0.0061678 | 0.080258 | 0.074852 | -3.2491 | -3.8932 | -8.3622 | -3.2491 | -3.9283 | -1.7806 | -2.4836 | -5.5638 | -1.7806 | -2.2621
116 | 0.24 | 0.2 | South/Central | CA | Daggett.Intl.AP.723815 | 3 | 3397182 | 26.9031 | 12.8116 | 45.3351 | 26.7472 | 18.588 | 1274.86 | 3.1844 | 100.64 | 1.6153 | 1.5692 | 82.9026 | 1.9461 | 86.31 | 0.36932 | 1.5768 | 67.2617 | 1.536 | -13.12 | 2.3149 | -0.77889 | -1.269 | 3.1844 | 100.64 | 1.6153 | 1.5692 | 82.9026 | 3.0642 | 85.53 | 1.8365 | 1.2276 | 72.1887 | 0.044946 | 1.2092 | 0.57583 | 2.0376 | 57.2996 | 0.14313 | 0.087469 | 0.069037 | 0.14313 | 0.13772 | 4.5233 | 3.8793 | -0.58969 | 4.5233 | 3.8442 | 3.7261 | 3.0231 | -0.057037 | 3.7261 | 3.2446 | 0.044946 | 1.2092 | 0.57583 | 2.0376 | 57.2996 | 0.14313 | 0.087469 | 0.069037 | 0.14313 | 0.13772 | 4.5233 | 3.8793 | -0.58969 | 4.5233 | 3.8442 | 3.7261 | 3.0231 | -0.057037 | 3.7261 | 3.2446
117 | 0.24 | 0.25 | South/Central | CA | Daggett.Intl.AP.723815 | 3 | 3397182 | 25.9047 | 13.7522 | 45.6071 | 25.7545 | 19.8526 | 1328.87 | 2.9124 | 46.63 | 2.6079 | 0.30453 | 45.4489 | 1.6741 | 32.3 | 1.3619 | 0.31216 | 29.8081 | 1.264 | -67.13 | 3.3075 | -2.0435 | -38.7227 | 2.9124 | 46.63 | 2.6079 | 0.30453 | 45.4489 | 2.7922 | 31.52 | 2.8292 | -0.037001 | 34.7351 | 0.044946 | 1.1643 | 0.6181 | 2.0498 | 59.7271 | 0.1309 | 0.075244 | 0.056811 | 0.1309 | 0.1255 | 2.0958 | 1.4517 | -3.0172 | 2.0958 | 1.4167 | 2.0427 | 1.3397 | -1.7404 | 2.0427 | 1.5612 | 0.044946 | 1.1643 | 0.6181 | 2.0498 | 59.7271 | 0.1309 | 0.075244 | 0.056811 | 0.1309 | 0.1255 | 2.0958 | 1.4517 | -3.0172 | 2.0958 | 1.4167 | 2.0427 | 1.3397 | -1.7404 | 2.0427 | 1.5612
118 | 0.24 | 0.3 | South/Central | CA | Daggett.Intl.AP.723815 | 3 | 3397182 | 25.059 | 14.6913 | 46.0235 | 24.9137 | 21.1098 | 1384.28 | 2.4961 | -8.78 | 3.4487 | -0.95263 | 6.3487 | 1.2577 | -23.11 | 2.2027 | -0.945 | -9.2921 | 0.84763 | -122.54 | 4.1483 | -3.3007 | -77.8228 | 2.4961 | -8.78 | 3.4487 | -0.95263 | 6.3487 | 2.3758 | -23.89 | 3.6699 | -1.2942 | -4.3651 | 0.044946 | 1.1263 | 0.66031 | 2.0686 | 62.2176 | 0.11219 | 0.05653 | 0.038097 | 0.11219 | 0.10678 | -0.39462 | -1.0387 | -5.5077 | -0.39462 | -1.0738 | 0.28535 | -0.41764 | -3.4978 | 0.28535 | -0.19619 | 0.044946 | 1.1263 | 0.66031 | 2.0686 | 62.2176 | 0.11219 | 0.05653 | 0.038097 | 0.11219 | 0.10678 | -0.39462 | -1.0387 | -5.5077 | -0.39462 | -1.0738 | 0.28535 | -0.41764 | -3.4978 | 0.28535 | -0.19619
119 | 0.24 | 0.35 | South/Central | CA | Daggett.Intl.AP.723815 | 3 | 3397182 | 24.3231 | 15.662 | 46.5996 | 24.1821 | 22.4175 | 1443.61 | 1.92 | -68.11 | 4.1804 | -2.2604 | -36.1556 | 0.68164 | -82.44 | 2.9344 | -2.2528 | -51.7964 | 0.27153 | -181.87 | 4.88 | -4.6085 | -120.3272 | 1.92 | -68.11 | 4.1804 | -2.2604 | -36.1556 | 1.7997 | -83.22 | 4.4016 | -2.6019 | -46.8694 | 0.044946 | 1.0932 | 0.70394 | 2.0945 | 64.8842 | 0.086294 | 0.030637 | 0.012204 | 0.086294 | 0.080889 | -3.0613 | -3.7053 | -8.1743 | -3.0613 | -3.7404 | -1.625 | -2.328 | -5.4082 | -1.625 | -2.1066 | 0.044946 | 1.0932 | 0.70394 | 2.0945 | 64.8842 | 0.086294 | 0.030637 | 0.012204 | 0.086294 | 0.080889 | -3.0613 | -3.7053 | -8.1743 | -3.0613 | -3.7404 | -1.625 | -2.328 | -5.4082 | -1.625 | -2.1066
120 | 0.24 | 0.4 | South/Central | CA | Daggett.Intl.AP.723815 | 3 | 3397182 | 24.1435 | 15.6966 | 46.4877 | 24.0035 | 22.4842 | 1444.96 | 2.0319 | -69.46 | 4.3589 | -2.327 | -36.5131 | 0.79356 | -83.79 | 3.113 | -2.3194 | -52.154 | 0.38345 | -183.22 | 5.0585 | -4.6751 | -120.6847 | 2.0319 | -69.46 | 4.3589 | -2.327 | -36.5131 | 1.9116 | -84.57 | 4.5802 | -2.6686 | -47.227 | 0.044946 | 1.0851 | 0.70549 | 2.0894 | 64.9449 | 0.091325 | 0.035667 | 0.017234 | 0.091325 | 0.085919 | -3.1219 | -3.766 | -8.235 | -3.1219 | -3.8011 | -1.6411 | -2.3441 | -5.4243 | -1.6411 | -2.1227 | 0.044946 | 1.0851 | 0.70549 | 2.0894 | 64.9449 | 0.091325 | 0.035667 | 0.017234 | 0.091325 | 0.085919 | -3.1219 | -3.766 | -8.235 | -3.1219 | -3.8011 | -1.6411 | -2.3441 | -5.4243 | -1.6411 | -2.1227
121 | 0.22 | 0.2 | South/Central | CA | Daggett.Intl.AP.723815 | 3 | 3397182 | 26.3615 | 12.8231 | 44.795 | 26.2085 | 18.5865 | 1268.42 | 3.7245 | 107.08 | 2.1539 | 1.5706 | 89.853 | 2.4862 | 92.75 | 0.90799 | 1.5782 | 74.2122 | 2.0761 | -6.68 | 2.8535 | -0.77743 | 5.6815 | 3.7245 | 107.08 | 2.1539 | 1.5706 | 89.853 | 3.6043 | 91.97 | 2.3752 | 1.2291 | 79.1392 | 0.044946 | 1.1848 | 0.57634 | 2.0133 | 57.0102 | 0.1674 | 0.11175 | 0.093313 | 0.1674 | 0.162 | 4.8128 | 4.1687 | -0.30024 | 4.8128 | 4.1337 | 4.0385 | 3.3355 | 0.25536 | 4.0385 | 3.557 | 0.044946 | 1.1848 | 0.57634 | 2.0133 | 57.0102 | 0.1674 | 0.11175 | 0.093313 | 0.1674 | 0.162 | 4.8128 | 4.1687 | -0.30024 | 4.8128 | 4.1337 | 4.0385 | 3.3355 | 0.25536 | 4.0385 | 3.557
122 | 0.22 | 0.25 | South/Central | CA | Daggett.Intl.AP.723815 | 3 | 3397182 | 25.373 | 13.7737 | 45.0885 | 25.2258 | 19.8627 | 1323.16 | 3.4311 | 52.34 | 3.1366 | 0.29442 | 51.8141 | 2.1927 | 38.01 | 1.8907 | 0.30205 | 36.1733 | 1.7826 | -61.42 | 3.8362 | -2.0536 | -32.3575 | 3.4311 | 52.34 | 3.1366 | 0.29442 | 51.8141 | 3.3108 | 37.23 | 3.3579 | -0.047107 | 41.1002 | 0.044946 | 1.1404 | 0.61907 | 2.0265 | 59.4705 | 0.15421 | 0.098555 | 0.080122 | 0.15421 | 0.14881 | 2.3525 | 1.7084 | -2.7606 | 2.3525 | 1.6733 | 2.3288 | 1.6258 | -1.4543 | 2.3288 | 1.8473 | 0.044946 | 1.1404 | 0.61907 | 2.0265 | 59.4705 | 0.15421 | 0.098555 | 0.080122 | 0.15421 | 0.14881 | 2.3525 | 1.7084 | -2.7606 | 2.3525 | 1.6733 | 2.3288 | 1.6258 | -1.4543 | 2.3288 | 1.8473
123 | 0.22 | 0.3 | South/Central | CA | Daggett.Intl.AP.723815 | 3 | 3397182 | 24.5373 | 14.7228 | 45.5248 | 24.3949 | 21.1299 | 1379.2 | 2.9947 | -3.7 | 3.9675 | -0.97281 | 12.1875 | 1.7564 | -18.03 | 2.7216 | -0.96517 | -3.4533 | 1.3463 | -117.46 | 4.6671 | -3.3208 | -71.984 | 2.9947 | -3.7 | 3.9675 | -0.97281 | 12.1875 | 2.8744 | -18.81 | 4.1888 | -1.3143 | 1.4737 | 0.044946 | 1.1028 | 0.66173 | 2.0462 | 61.9893 | 0.1346 | 0.078942 | 0.06051 | 0.1346 | 0.12919 | -0.1663 | -0.81037 | -5.2793 | -0.1663 | -0.84543 | 0.54778 | -0.15521 | -3.2354 | 0.54778 | 0.066237 | 0.044946 | 1.1028 | 0.66173 | 2.0462 | 61.9893 | 0.1346 | 0.078942 | 0.06051 | 0.1346 | 0.12919 | -0.1663 | -0.81037 | -5.2793 | -0.1663 | -0.84543 | 0.54778 | -0.15521 | -3.2354 | 0.54778 | 0.066237
124 | 0.22 | 0.35 | South/Central | CA | Daggett.Intl.AP.723815 | 3 | 3397182 | 23.8044 | 15.6935 | 46.1041 | 23.6663 | 22.4378 | 1438.58 | 2.4155 | -63.08 | 4.6962 | -2.2807 | -30.3586 | 1.1772 | -77.41 | 3.4502 | -2.273 | -45.9994 | 0.76706 | -176.84 | 5.3958 | -4.6287 | -114.5302 | 2.4155 | -63.08 | 4.6962 | -2.2807 | -30.3586 | 2.2952 | -78.19 | 4.9174 | -2.6222 | -41.0724 | 0.044946 | 1.0699 | 0.70536 | 2.0722 | 64.6581 | 0.10857 | 0.052909 | 0.034476 | 0.10857 | 0.10316 | -2.8352 | -3.4793 | -7.9482 | -2.8352 | -3.5143 | -1.3645 | -2.0675 | -5.1477 | -1.3645 | -1.846 | 0.044946 | 1.0699 | 0.70536 | 2.0722 | 64.6581 | 0.10857 | 0.052909 | 0.034476 | 0.10857 | 0.10316 | -2.8352 | -3.4793 | -7.9482 | -2.8352 | -3.5143 | -1.3645 | -2.0675 | -5.1477 | -1.3645 | -1.846
125 | 0.22 | 0.4 | South/Central | CA | Daggett.Intl.AP.723815 | 3 | 3397182 | 23.6417 | 15.7381 | 46.0259 | 23.5045 | 22.5214 | 1441.01 | 2.4937 | -65.51 | 4.8579 | -2.3642 | -31.6034 | 1.2553 | -79.84 | 3.612 | -2.3566 | -47.2443 | 0.84523 | -179.27 | 5.5575 | -4.7123 | -115.775 | 2.4937 | -65.51 | 4.8579 | -2.3642 | -31.6034 | 2.3734 | -80.62 | 5.0792 | -2.7058 | -42.3173 | 0.044946 | 1.0626 | 0.70736 | 2.0687 | 64.7674 | 0.11208 | 0.056423 | 0.03799 | 0.11208 | 0.10667 | -2.9444 | -3.5885 | -8.0574 | -2.9444 | -3.6235 | -1.4204 | -2.1234 | -5.2036 | -1.4204 | -1.902 | 0.044946 | 1.0626 | 0.70736 | 2.0687 | 64.7674 | 0.11208 | 0.056423 | 0.03799 | 0.11208 | 0.10667 | -2.9444 | -3.5885 | -8.0574 | -2.9444 | -3.6235 | -1.4204 | -2.1234 | -5.2036 | -1.4204 | -1.902
126 | 0.2 | 0.2 | South/Central | CA | Daggett.Intl.AP.723815 | 3 | 3397182 | 25.8198 | 12.843 | 44.2632 | 25.6698 | 18.5934 | 1262.42 | 4.2564 | 113.08 | 2.6926 | 1.5638 | 96.4742 | 3.018 | 98.75 | 1.4467 | 1.5714 | 80.8334 | 2.6079 | -0.68 | 3.3922 | -0.78429 | 12.3026 | 4.2564 | 113.08 | 2.6926 | 1.5638 | 96.4742 | 4.1361 | 97.97 | 2.9139 | 1.2222 | 85.7603 | 0.044946 | 1.1605 | 0.57724 | 1.9894 | 56.7405 | 0.19131 | 0.13565 | 0.11722 | 0.19131 | 0.1859 | 5.0825 | 4.4384 | -0.030563 | 5.0825 | 4.4033 | 4.3361 | 3.6331 | 0.55295 | 4.3361 | 3.8546 | 0.044946 | 1.1605 | 0.57724 | 1.9894 | 56.7405 | 0.19131 | 0.13565 | 0.11722 | 0.19131 | 0.1859 | 5.0825 | 4.4384 | -0.030563 | 5.0825 | 4.4033 | 4.3361 | 3.6331 | 0.55295 | 4.3361 | 3.8546
127 | 0.2 | 0.25 | South/Central | CA | Daggett.Intl.AP.723815 | 3 | 3397182 | 24.8329 | 13.8037 | 44.5683 | 24.6886 | 19.8796 | 1317.69 | 3.9513 | 57.81 | 3.6738 | 0.27751 | 58.0167 | 2.713 | 43.48 | 2.4278 | 0.28514 | 42.3759 | 2.3029 | -55.95 | 4.3734 | -2.0705 | -26.1549 | 3.9513 | 57.81 | 3.6738 | 0.27751 | 58.0167 | 3.831 | 42.7 | 3.895 | -0.064021 | 47.3029 | 0.044946 | 1.1161 | 0.62042 | 2.0032 | 59.2246 | 0.17759 | 0.12194 | 0.1035 | 0.17759 | 0.17219 | 2.5983 | 1.9542 | -2.5147 | 2.5983 | 1.9192 | 2.6076 | 1.9046 | -1.1756 | 2.6076 | 2.1261 | 0.044946 | 1.1161 | 0.62042 | 2.0032 | 59.2246 | 0.17759 | 0.12194 | 0.1035 | 0.17759 | 0.17219 | 2.5983 | 1.9542 | -2.5147 | 2.5983 | 1.9192 | 2.6076 | 1.9046 | -1.1756 | 2.6076 | 2.1261
128 | 0.2 | 0.3 | South/Central | CA | Daggett.Intl.AP.723815 | 3 | 3397182 | 24.0071 | 14.7544 | 45.0246 | 23.8677 | 21.1569 | 1374.39 | 3.495 | 1.11 | 4.4947 | -0.99976 | 17.8653 | 2.2567 | -13.22 | 3.2488 | -0.99212 | 2.2244 | 1.8466 | -112.65 | 5.1944 | -3.3478 | -66.3063 | 3.495 | 1.11 | 4.4947 | -0.99976 | 17.8653 | 3.3747 | -14 | 4.716 | -1.3413 | 7.1514 | 0.044946 | 1.079 | 0.66315 | 2.0237 | 61.7731 | 0.15709 | 0.10143 | 0.082995 | 0.15709 | 0.15168 | 0.04989 | -0.59418 | -5.0631 | 0.04989 | -0.62924 | 0.80297 | 0.099979 | -2.9802 | 0.80297 | 0.32143 | 0.044946 | 1.079 | 0.66315 | 2.0237 | 61.7731 | 0.15709 | 0.10143 | 0.082995 | 0.15709 | 0.15168 | 0.04989 | -0.59418 | -5.0631 | 0.04989 | -0.62924 | 0.80297 | 0.099979 | -2.9802 | 0.80297 | 0.32143
129 | 0.2 | 0.35 | South/Central | CA | Daggett.Intl.AP.723815 | 3 | 3397182 | 23.2911 | 15.735 | 45.6307 | 23.1558 | 22.4748 | 1434.48 | 2.8889 | -58.98 | 5.2066 | -2.3177 | -25.2952 | 1.6506 | -73.31 | 3.9606 | -2.3101 | -40.936 | 1.2405 | -172.74 | 5.9062 | -4.6657 | -109.4668 | 2.8889 | -58.98 | 5.2066 | -2.3177 | -25.2952 | 2.7686 | -74.09 | 5.4278 | -2.6592 | -36.009 | 0.044946 | 1.0468 | 0.70722 | 2.0509 | 64.4739 | 0.12984 | 0.074187 | 0.055754 | 0.12984 | 0.12444 | -2.6509 | -3.295 | -7.7639 | -2.6509 | -3.33 | -1.1369 | -1.8399 | -4.9201 | -1.1369 | -1.6185 | 0.044946 | 1.0468 | 0.70722 | 2.0509 | 64.4739 | 0.12984 | 0.074187 | 0.055754 | 0.12984 | 0.12444 | -2.6509 | -3.295 | -7.7639 | -2.6509 | -3.33 | -1.1369 | -1.8399 | -4.9201 | -1.1369 | -1.6185
130 | 0.2 | 0.4 | South/Central | CA | Daggett.Intl.AP.723815 | 3 | 3397182 | 23.1316 | 15.7781 | 45.5557 | 22.9971 | 22.5585 | 1436.96 | 2.9639 | -61.46 | 5.3653 | -2.4014 | -26.584 | 1.7256 | -75.79 | 4.1193 | -2.3938 | -42.2249 | 1.3155 | -175.22 | 6.0649 | -4.7494 | -110.7556 | 2.9639 | -61.46 | 5.3653 | -2.4014 | -26.584 | 2.8436 | -76.57 | 5.5866 | -2.7429 | -37.2979 | 0.044946 | 1.0397 | 0.70916 | 2.0475 | 64.5853 | 0.13322 | 0.077558 | 0.059125 | 0.13322 | 0.12781 | -2.7624 | -3.4064 | -7.8754 | -2.7624 | -3.4415 | -1.1948 | -1.8978 | -4.978 | -1.1948 | -1.6764 | 0.044946 | 1.0397 | 0.70916 | 2.0475 | 64.5853 | 0.13322 | 0.077558 | 0.059125 | 0.13322 | 0.12781 | -2.7624 | -3.4064 | -7.8754 | -2.7624 | -3.4415 | -1.1948 | -1.8978 | -4.978 | -1.1948 | -1.6764
133 | 0.32 | 0.2 | South/Central | CA | Daggett.Intl.AP.723815 | 3 | 3397182 | 29.0369 | 12.7385 | 47.4359 | 28.869 | 18.5669 | 1298.87 | 1.0836 | 76.63 | -0.50659 | 1.5902 | 56.5865 | -0.15468 | 62.3 | -1.7525 | 1.5979 | 40.9456 | -0.56479 | -37.13 | 0.19302 | -0.75781 | -27.5851 | 1.0836 | 76.63 | -0.50659 | 1.5902 | 56.5865 | 0.96337 | 61.52 | -0.28533 | 1.2487 | 45.8726 | 0.044946 | 1.3051 | 0.57254 | 2.132 | 58.3788 | 0.048705 | -0.0069523 | -0.025385 | 0.048705 | 0.043299 | 3.4442 | 2.8001 | -1.6688 | 3.4442 | 2.7651 | 2.5433 | 1.8403 | -1.2398 | 2.5433 | 2.0618 | 0.044946 | 1.3051 | 0.57254 | 2.132 | 58.3788 | 0.048705 | -0.0069523 | -0.025385 | 0.048705 | 0.043299 | 3.4442 | 2.8001 | -1.6688 | 3.4442 | 2.7651 | 2.5433 | 1.8403 | -1.2398 | 2.5433 | 2.0618
134 | 0.32 | 0.23 | South/Central | CA | Daggett.Intl.AP.723815 | 3 | 3397182 | 28.3922 | 13.2962 | 47.5487 | 28.2281 | 19.3206 | 1330.46 | 0.97081 | 45.04 | 0.13431 | 0.8365 | 34.8946 | -0.26751 | 30.71 | -1.1116 | 0.84414 | 19.2538 | -0.67762 | -68.72 | 0.83391 | -1.5115 | -49.277 | 0.97081 | 45.04 | 0.13431 | 0.8365 | 34.8946 | 0.85054 | 29.93 | 0.35556 | 0.49498 | 24.1808 | 0.044946 | 1.2761 | 0.59761 | 2.1371 | 59.7986 | 0.043634 | -0.012023 | -0.030456 | 0.043634 | 0.038228 | 2.0244 | 1.3803 | -3.0887 | 2.0244 | 1.3452 | 1.5684 | 0.86538 | -2.2148 | 1.5684 | 1.0868 | 0.044946 | 1.2761 | 0.59761 | 2.1371 | 59.7986 | 0.043634 | -0.012023 | -0.030456 | 0.043634 | 0.038228 | 2.0244 | 1.3803 | -3.0887 | 2.0244 | 1.3452 | 1.5684 | 0.86538 | -2.2148 | 1.5684 | 1.0868
135 | 0.32 | 0.25 | South/Central | CA | Daggett.Intl.AP.723815 | 3 | 3397182 | 27.9886 | 13.6692 | 47.6496 | 27.8268 | 19.8228 | 1351.82 | 0.86992 | 23.68 | 0.53563 | 0.33429 | 20.1122 | -0.3684 | 9.35 | -0.71033 | 0.34193 | 4.4714 | -0.77851 | -90.08 | 1.2352 | -2.0137 | -64.0594 | 0.86992 | 23.68 | 0.53563 | 0.33429 | 20.1122 | 0.74965 | 8.57 | 0.75688 | -0.0072341 | 9.3984 | 0.044946 | 1.258 | 0.61437 | 2.1417 | 60.7586 | 0.039099 | -0.016558 | -0.034991 | 0.039099 | 0.033694 | 1.0643 | 0.42024 | -4.0487 | 1.0643 | 0.38519 | 0.90396 | 0.20097 | -2.8792 | 0.90396 | 0.42242 | 0.044946 | 1.258 | 0.61437 | 2.1417 | 60.7586 | 0.039099 | -0.016558 | -0.034991 | 0.039099 | 0.033694 | 1.0643 | 0.42024 | -4.0487 | 1.0643 | 0.38519 | 0.90396 | 0.20097 | -2.8792 | 0.90396 | 0.42242
136 | 0.32 | 0.3 | South/Central | CA | Daggett.Intl.AP.723815 | 3 | 3397182 | 27.7759 | 13.8838 | 47.773 | 27.6155 | 20.1576 | 1366.7 | 0.74652 | 8.8 | 0.74696 | -0.00044769 | 9.5406 | -0.4918 | -5.53 | -0.49899 | 0.0071846 | -6.1002 | -0.90192 | -104.96 | 1.4466 | -2.3485 | -74.631 | 0.74652 | 8.8 | 0.74696 | -0.00044769 | 9.5406 | 0.62625 | -6.31 | 0.96822 | -0.34198 | -1.1733 | 0.044946 | 1.2484 | 0.62402 | 2.1472 | 61.4274 | 0.033553 | -0.022105 | -0.040537 | 0.033553 | 0.028147 | 0.39552 | -0.24855 | -4.7175 | 0.39552 | -0.28361 | 0.42881 | -0.27418 | -3.3544 | 0.42881 | -0.052733 | 0.044946 | 1.2484 | 0.62402 | 2.1472 | 61.4274 | 0.033553 | -0.022105 | -0.040537 | 0.033553 | 0.028147 | 0.39552 | -0.24855 | -4.7175 | 0.39552 | -0.28361 | 0.42881 | -0.27418 | -3.3544 | 0.42881 | -0.052733
137 | 0.32 | 0.35 | South/Central | CA | Daggett.Intl.AP.723815 | 3 | 3397182 | 26.8919 | 14.7329 | 48.0295 | 26.7365 | 21.293 | 1415.32 | 0.49008 | -39.82 | 1.6259 | -1.1358 | -24.242 | -0.74824 | -54.15 | 0.37996 | -1.1282 | -39.8829 | -1.1584 | -153.58 | 2.3255 | -3.4839 | -108.4136 | 0.49008 | -39.82 | 1.6259 | -1.1358 | -24.242 | 0.36981 | -54.93 | 1.8472 | -1.4774 | -34.9559 | 0.044946 | 1.2087 | 0.66218 | 2.1587 | 63.6127 | 0.022027 | -0.03363 | -0.052063 | 0.022027 | 0.016621 | -1.7897 | -2.4338 | -6.9028 | -1.7897 | -2.4689 | -1.0896 | -1.7926 | -4.8727 | -1.0896 | -1.5711 | 0.044946 | 1.2087 | 0.66218 | 2.1587 | 63.6127 | 0.022027 | -0.03363 | -0.052063 | 0.022027 | 0.016621 | -1.7897 | -2.4338 | -6.9028 | -1.7897 | -2.4689 | -1.0896 | -1.7926 | -4.8727 | -1.0896 | -1.5711
138 | 0.32 | 0.4 | South/Central | CA | Daggett.Intl.AP.723815 | 3 | 3397182 | 26.136 | 15.562 | 48.3757 | 25.985 | 22.3907 | 1463.5 | 0.14387 | -88 | 2.3774 | -2.2336 | -58.1615 | -1.0944 | -102.33 | 1.1315 | -2.2259 | -73.8023 | -1.5046 | -201.76 | 3.077 | -4.5816 | -142.3331 | 0.14387 | -88 | 2.3774 | -2.2336 | -58.1615 | 0.023604 | -103.11 | 2.5987 | -2.5751 | -68.8753 | 0.044946 | 1.1747 | 0.69945 | 2.1743 | 65.7782 | 0.0064666 | -0.049191 | -0.067624 | 0.0064666 | 0.0010609 | -3.9552 | -4.5993 | -9.0683 | -3.9552 | -4.6344 | -2.6141 | -3.3171 | -6.3973 | -2.6141 | -3.0957 | 0.044946 | 1.1747 | 0.69945 | 2.1743 | 65.7782 | 0.0064666 | -0.049191 | -0.067624 | 0.0064666 | 0.0010609 | -3.9552 | -4.5993 | -9.0683 | -3.9552 | -4.6344 | -2.6141 | -3.3171 | -6.3973 | -2.6141 | -3.0957
140 | 0.2 | 0.45 | South/Central | CA | Daggett.Intl.AP.723815 | 3 | 3397182 | 22.6995 | 16.4626 | 46.0596 | 22.5676 | 23.492 | 1480.41 | 2.4599 | -104.91 | 5.7949 | -3.3349 | -58.1112 | 1.2216 | -119.24 | 4.5489 | -3.3273 | -73.7521 | 0.81151 | -218.67 | 6.4945 | -5.683 | -142.2828 | 2.4599 | -104.91 | 5.7949 | -3.3349 | -58.1112 | 2.3397 | -120.02 | 6.0161 | -3.6764 | -68.8251 | 0.044946 | 1.0202 | 0.73993 | 2.0702 | 66.5382 | 0.11056 | 0.054907 | 0.036474 | 0.11056 | 0.10516 | -4.7153 | -5.3593 | -9.8283 | -4.7153 | -5.3944 | -2.6119 | -3.3148 | -6.395 | -2.6119 | -3.0934 | 0.044946 | 1.0202 | 0.73993 | 2.0702 | 66.5382 | 0.11056 | 0.054907 | 0.036474 | 0.11056 | 0.10516 | -4.7153 | -5.3593 | -9.8283 | -4.7153 | -5.3944 | -2.6119 | -3.3148 | -6.395 | -2.6119 | -3.0934
141 | 0.22 | 0.45 | South/Central | CA | Daggett.Intl.AP.723815 | 3 | 3397182 | 23.1998 | 16.4226 | 46.5299 | 23.065 | 23.4648 | 1484.85 | 1.9897 | -109.35 | 5.2974 | -3.3077 | -63.3968 | 0.75138 | -123.68 | 4.0514 | -3.3 | -79.0377 | 0.34127 | -223.11 | 5.997 | -5.6557 | -147.5684 | 1.9897 | -109.35 | 5.2974 | -3.3077 | -63.3968 | 1.8694 | -124.46 | 5.5186 | -3.6492 | -74.1107 | 0.044946 | 1.0427 | 0.73813 | 2.0913 | 66.7378 | 0.089429 | 0.033772 | 0.015339 | 0.089429 | 0.084023 | -4.9148 | -5.5589 | -10.0279 | -4.9148 | -5.594 | -2.8494 | -3.5524 | -6.6326 | -2.8494 | -3.331 | 0.044946 | 1.0427 | 0.73813 | 2.0913 | 66.7378 | 0.089429 | 0.033772 | 0.015339 | 0.089429 | 0.084023 | -4.9148 | -5.5589 | -10.0279 | -4.9148 | -5.594 | -2.8494 | -3.5524 | -6.6326 | -2.8494 | -3.331
142 | 0.24 | 0.45 | South/Central | CA | Daggett.Intl.AP.723815 | 3 | 3397182 | 23.6999 | 16.3911 | 47.0085 | 23.5625 | 23.4459 | 1489.74 | 1.5111 | -114.24 | 4.7999 | -3.2888 | -69.0141 | 0.27279 | -128.57 | 3.554 | -3.2812 | -84.6549 | -0.13733 | -228 | 5.4995 | -5.6368 | -153.1857 | 1.5111 | -114.24 | 4.7999 | -3.2888 | -69.0141 | 1.3908 | -129.35 | 5.0212 | -3.6303 | -79.7279 | 0.044946 | 1.0652 | 0.73671 | 2.1128 | 66.9576 | 0.067918 | 0.012261 | -0.0061722 | 0.067918 | 0.062512 | -5.1346 | -5.7787 | -10.2476 | -5.1346 | -5.8137 | -3.1019 | -3.8049 | -6.8851 | -3.1019 | -3.5834 | 0.044946 | 1.0652 | 0.73671 | 2.1128 | 66.9576 | 0.067918 | 0.012261 | -0.0061722 | 0.067918 | 0.062512 | -5.1346 | -5.7787 | -10.2476 | -5.1346 | -5.8137 | -3.1019 | -3.8049 | -6.8851 | -3.1019 | -3.5834
143 | 0.25 | 0.45 | South/Central | CA | Daggett.Intl.AP.723815 | 3 | 3397182 | 23.9424 | 16.3711 | 47.231 | 23.8036 | 23.4274 | 1491.62 | 1.2885 | -116.12 | 4.5588 | -3.2703 | -71.3651 | 0.0502 | -130.45 | 3.3129 | -3.2627 | -87.006 | -0.35991 | -229.88 | 5.2584 | -5.6183 | -155.5367 | 1.2885 | -116.12 | 4.5588 | -3.2703 | -71.3651 | 1.1683 | -131.23 | 4.7801 | -3.6118 | -82.079 | 0.044946 | 1.0761 | 0.73581 | 2.1228 | 67.0421 | 0.057914 | 0.0022563 | -0.016176 | 0.057914 | 0.052508 | -5.2191 | -5.8632 | -10.3321 | -5.2191 | -5.8982 | -3.2076 | -3.9106 | -6.9907 | -3.2076 | -3.6891 | 0.044946 | 1.0761 | 0.73581 | 2.1228 | 67.0421 | 0.057914 | 0.0022563 | -0.016176 | 0.057914 | 0.052508 | -5.2191 | -5.8632 | -10.3321 | -5.2191 | -5.8982 | -3.2076 | -3.9106 | -6.9907 | -3.2076 | -3.6891
144 | 0.26 | 0.45 | South/Central | CA | Daggett.Intl.AP.723815 | 3 | 3397182 | 24.1519 | 16.3911 | 47.4705 | 24.0119 | 23.4586 | 1495.7 | 1.049 | -120.2 | 4.3505 | -3.3015 | -75.2677 | -0.18929 | -134.53 | 3.1046 | -3.2939 | -90.9086 | -0.5994 | -233.96 | 5.0501 | -5.6495 | -159.4393 | 1.049 | -120.2 | 4.3505 | -3.3015 | -75.2677 | 0.92876 | -135.31 | 4.5718 | -3.643 | -85.9816 | 0.044946 | 1.0855 | 0.73671 | 2.1336 | 67.2254 | 0.047149 | -0.0085079 | -0.026941 | 0.047149 | 0.041744 | -5.4025 | -6.0466 | -10.5155 | -5.4025 | -6.0816 | -3.383 | -4.086 | -7.1661 | -3.383 | -3.8645 | 0.044946 | 1.0855 | 0.73671 | 2.1336 | 67.2254 | 0.047149 | -0.0085079 | -0.026941 | 0.047149 | 0.041744 | -5.4025 | -6.0466 | -10.5155 | -5.4025 | -6.0816 | -3.383 | -4.086 | -7.1661 | -3.383 | -3.8645
145 | 0.27 | 0.45 | South/Central | CA | Daggett.Intl.AP.723815 | 3 | 3397182 | 24.3613 | 16.4111 | 47.7199 | 24.2202 | 23.4997 | 1500.29 | 0.79968 | -124.79 | 4.1422 | -3.3425 | -79.5614 | -0.43865 | -139.12 | 2.8963 | -3.3349 | -95.2022 | -0.84876 | -238.55 | 4.8418 | -5.6906 | -163.7329 | 0.79968 | -124.79 | 4.1422 | -3.3425 | -79.5614 | 0.67941 | -139.9 | 4.3635 | -3.6841 | -90.2752 | 0.044946 | 1.0949 | 0.73761 | 2.1448 | 67.4317 | 0.035942 | -0.019715 | -0.038148 | 0.035942 | 0.030536 | -5.6088 | -6.2529 | -10.7218 | -5.6088 | -6.2879 | -3.5759 | -4.2789 | -7.3591 | -3.5759 | -4.0575 | 0.044946 | 1.0949 | 0.73761 | 2.1448 | 67.4317 | 0.035942 | -0.019715 | -0.038148 | 0.035942 | 0.030536 | -5.6088 | -6.2529 | -10.7218 | -5.6088 | -6.2879 | -3.5759 | -4.2789 | -7.3591 | -3.5759 | -4.0575
146 | 0.28 | 0.45 | South/Central | CA | Daggett.Intl.AP.723815 | 3 | 3397182 | 24.5723 | 16.4296 | 47.9509 | 24.43 | 23.5209 | 1503.86 | 0.56864 | -128.36 | 3.9324 | -3.3638 | -83.0876 | -0.66968 | -142.69 | 2.6864 | -3.3561 | -98.7284 | -1.0798 | -242.12 | 4.632 | -5.7118 | -167.2591 | 0.56864 | -128.36 | 3.9324 | -3.3638 | -83.0876 | 0.44837 | -143.47 | 4.1537 | -3.7053 | -93.8014 | 0.044946 | 1.1044 | 0.73844 | 2.1552 | 67.5922 | 0.025558 | -0.030099 | -0.048532 | 0.025558 | 0.020153 | -5.7692 | -6.4133 | -10.8823 | -5.7692 | -6.4484 | -3.7344 | -4.4374 | -7.5176 | -3.7344 | -4.216 | 0.044946 | 1.1044 | 0.73844 | 2.1552 | 67.5922 | 0.025558 | -0.030099 | -0.048532 | 0.025558 | 0.020153 | -5.7692 | -6.4133 | -10.8823 | -5.7692 | -6.4484 | -3.7344 | -4.4374 | -7.5176 | -3.7344 | -4.216
147 | 0.3 | 0.45 | South/Central | CA | Daggett.Intl.AP.723815 | 3 | 3397182 | 24.9612 | 16.5212 | 48.4714 | 24.8169 | 23.6546 | 1515.38 | 0.048112 | -139.88 | 3.5456 | -3.4974 | -93.3399 | -1.1902 | -154.21 | 2.2996 | -3.4898 | -108.9807 | -1.6003 | -253.64 | 4.2452 | -5.8455 | -177.5115 | 0.048112 | -139.88 | 3.5456 | -3.4974 | -93.3399 | -0.072159 | -154.99 | 3.7668 | -3.839 | -104.0537 | 0.044946 | 1.1219 | 0.74256 | 2.1786 | 68.11 | 0.0021624 | -0.053495 | -0.071928 | 0.0021624 | -0.0032432 | -6.287 | -6.9311 | -11.4001 | -6.287 | -6.9662 | -4.1952 | -4.8982 | -7.9784 | -4.1952 | -4.6768 | 0.044946 | 1.1219 | 0.74256 | 2.1786 | 68.11 | 0.0021624 | -0.053495 | -0.071928 | 0.0021624 | -0.0032432 | -6.287 | -6.9311 | -11.4001 | -6.287 | -6.9662 | -4.1952 | -4.8982 | -7.9784 | -4.1952 | -4.6768
148 | 0.2 | 0.5 | South/Central | CA | Daggett.Intl.AP.723815 | 3 | 3397182 | 22.1263 | 17.4102 | 46.7654 | 21.9976 | 24.7678 | 1540 | 1.7541 | -164.5 | 6.3648 | -4.6106 | -101.414 | 0.51583 | -178.83 | 5.1188 | -4.603 | -117.0549 | 0.10572 | -278.26 | 7.0644 | -6.9587 | -185.5856 | 1.7541 | -164.5 | 6.3648 | -4.6106 | -101.414 | 1.6339 | -179.61 | 6.586 | -4.9522 | -112.1279 | 0.044946 | 0.99449 | 0.78252 | 2.1019 | 69.2165 | 0.078842 | 0.023184 | 0.0047515 | 0.078842 | 0.073436 | -7.3936 | -8.0377 | -12.5066 | -7.3936 | -8.0727 | -4.5581 | -5.2611 | -8.3413 | -4.5581 | -5.0397 | 0.044946 | 0.99449 | 0.78252 | 2.1019 | 69.2165 | 0.078842 | 0.023184 | 0.0047515 | 0.078842 | 0.073436 | -7.3936 | -8.0377 | -12.5066 | -7.3936 | -8.0727 | -4.5581 | -5.2611 | -8.3413 | -4.5581 | -5.0397
149 | 0.22 | 0.5 | South/Central | CA | Daggett.Intl.AP.723815 | 3 | 3397182 | 22.6166 | 17.3618 | 47.2172 | 22.4852 | 24.732 | 1543.88 | 1.3024 | -168.38 | 5.8772 | -4.5748 | -106.2332 | 0.064073 | -182.71 | 4.6313 | -4.5672 | -121.874 | -0.34604 | -282.14 | 6.5768 | -6.9229 | -190.4047 | 1.3024 | -168.38 | 5.8772 | -4.5748 | -106.2332 | 1.1821 | -183.49 | 6.0985 | -4.9164 | -116.947 | 0.044946 | 1.0165 | 0.78034 | 2.1222 | 69.3909 | 0.058537 | 0.0028798 | -0.015553 | 0.058537 | 0.053131 | -7.568 | -8.212 | -12.681 | -7.568 | -8.2471 | -4.7747 | -5.4777 | -8.5579 | -4.7747 | -5.2563 | 0.044946 | 1.0165 | 0.78034 | 2.1222 | 69.3909 | 0.058537 | 0.0028798 | -0.015553 | 0.058537 | 0.053131 | -7.568 | -8.212 | -12.681 | -7.568 | -8.2471 | -4.7747 | -5.4777 | -8.5579 | -4.7747 | -5.2563
150 | 0.24 | 0.5 | South/Central | CA | Daggett.Intl.AP.723815 | 3 | 3397182 | 23.1068 | 17.3203 | 47.6759 | 22.9727 | 24.7031 | 1548.12 | 0.84368 | -172.62 | 5.3897 | -4.546 | -111.3281 | -0.39464 | -186.95 | 4.1437 | -4.5384 | -126.969 | -0.80475 | -286.38 | 6.0893 | -6.894 | -195.4997 | 0.84368 | -172.62 | 5.3897 | -4.546 | -111.3281 | 0.72341 | -187.73 | 5.6109 | -4.8875 | -122.042 | 0.044946 | 1.0386 | 0.77847 | 2.1428 | 69.5815 | 0.03792 | -0.017737 | -0.03617 | 0.03792 | 0.032514 | -7.7585 | -8.4026 | -12.8716 | -7.7585 | -8.4377 | -5.0037 | -5.7067 | -8.7869 | -5.0037 | -5.4853 | 0.044946 | 1.0386 | 0.77847 | 2.1428 | 69.5815 | 0.03792 | -0.017737 | -0.03617 | 0.03792 | 0.032514 | -7.7585 | -8.4026 | -12.8716 | -7.7585 | -8.4377 | -5.0037 | -5.7067 | -8.7869 | -5.0037 | -5.4853
151 | 0.25 | 0.5 | South/Central | CA | Daggett.Intl.AP.723815 | 3 | 3397182 | 23.3477 | 17.2987 | 47.8953 | 23.2123 | 24.683 | 1549.89 | 0.62429 | -174.39 | 5.1501 | -4.5258 | -113.5933 | -0.61403 | -188.72 | 3.9042 | -4.5182 | -129.2342 | -1.0241 | -288.15 | 5.8497 | -6.8739 | -197.7649 | 0.62429 | -174.39 | 5.1501 | -4.5258 | -113.5933 | 0.50402 | -189.5 | 5.3714 | -4.8674 | -124.3072 | 0.044946 | 1.0494 | 0.77751 | 2.1527 | 69.6611 | 0.028059 | -0.027598 | -0.046031 | 0.028059 | 0.022654 | -7.8381 | -8.4822 | -12.9511 | -7.8381 | -8.5172 | -5.1055 | -5.8085 | -8.8887 | -5.1055 | -5.5871 | 0.044946 | 1.0494 | 0.77751 | 2.1527 | 69.6611 | 0.028059 | -0.027598 | -0.046031 | 0.028059 | 0.022654 | -7.8381 | -8.4822 | -12.9511 | -7.8381 | -8.5172 | -5.1055 | -5.8085 | -8.8887 | -5.1055 | -5.5871
152 | 0.26 | 0.5 | South/Central | CA | Daggett.Intl.AP.723815 | 3 | 3397182 | 23.5587 | 17.3187 | 48.1363 | 23.4221 | 24.7142 | 1553.99 | 0.38324 | -178.49 | 4.9403 | -4.5571 | -117.5168 | -0.85508 | -192.82 | 3.6943 | -4.5494 | -133.1576 | -1.2652 | -292.25 | 5.6399 | -6.9051 | -201.6884 | 0.38324 | -178.49 | 4.9403 | -4.5571 | -117.5168 | 0.26297 | -193.6 | 5.1616 | -4.8986 | -128.2307 | 0.044946 | 1.0589 | 0.7784 | 2.1635 | 69.8453 | 0.017225 | -0.038432 | -0.056865 | 0.017225 | 0.01182 | -8.0224 | -8.6665 | -13.1354 | -8.0224 | -8.7015 | -5.2819 | -5.9849 | -9.065 | -5.2819 | -5.7634 | 0.044946 | 1.0589 | 0.7784 | 2.1635 | 69.8453 | 0.017225 | -0.038432 | -0.056865 | 0.017225 | 0.01182 | -8.0224 | -8.6665 | -13.1354 | -8.0224 | -8.7015 | -5.2819 | -5.9849 | -9.065 | -5.2819 | -5.7634
153 | 0.27 | 0.5 | South/Central | CA | Daggett.Intl.AP.723815 | 3 | 3397182 | 23.7781 | 17.3287 | 48.3757 | 23.6403 | 24.7354 | 1557.66 | 0.14386 | -182.16 | 4.7221 | -4.5782 | -121.1487 | -1.0945 | -196.49 | 3.4761 | -4.5706 | -136.7895 | -1.5046 | -295.92 | 5.4217 | -6.9263 | -205.3203 | 0.14386 | -182.16 | 4.7221 | -4.5782 | -121.1487 | 0.023587 | -197.27 | 4.9433 | -4.9197 | -131.8626 | 0.044946 | 1.0687 | 0.77885 | 2.1743 | 70.0103 | 0.0064658 | -0.049192 | -0.067624 | 0.0064658 | 0.0010601 | -8.1873 | -8.8314 | -13.3004 | -8.1873 | -8.8665 | -5.4451 | -6.1481 | -9.2283 | -5.4451 | -5.9267 | 0.044946 | 1.0687 | 0.77885 | 2.1743 | 70.0103 | 0.0064658 | -0.049192 | -0.067624 | 0.0064658 | 0.0010601 | -8.1873 | -8.8314 | -13.3004 | -8.1873 | -8.8665 | -5.4451 | -6.1481 | -9.2283 | -5.4451 | -5.9267
154 | 0.28 | 0.5 | South/Central | CA | Daggett.Intl.AP.723815 | 3 | 3397182 | 23.9676 | 17.3887 | 48.6552 | 23.8288 | 24.8264 | 1564.61 | -0.13561 | -189.11 | 4.5336 | -4.6692 | -127.1697 | -1.3739 | -203.44 | 3.2877 | -4.6616 | -142.8105 | -1.784 | -302.87 | 5.2332 | -7.0173 | -211.3413 | -0.13561 | -189.11 | 4.5336 | -4.6692 | -127.1697 | -0.25588 | -204.22 | 4.7549 | -5.0108 | -137.8835 | 0.044946 | 1.0772 | 0.78155 | 2.1868 | 70.3227 | -0.0060951 | -0.061752 | -0.080185 | -0.0060951 | -0.011501 | -8.4997 | -9.1438 | -13.6127 | -8.4997 | -9.1788 | -5.7157 | -6.4187 | -9.4989 | -5.7157 | -6.1973 | 0.044946 | 1.0772 | 0.78155 | 2.1868 | 70.3227 | -0.0060951 | -0.061752 | -0.080185 | -0.0060951 | -0.011501 | -8.4997 | -9.1438 | -13.6127 | -8.4997 | -9.1788 | -5.7157 | -6.4187 | -9.4989 | -5.7157 | -6.1973
155 | 0.3 | 0.5 | South/Central | CA | Daggett.Intl.AP.723815 | 3 | 3397182 | 24.3382 | 17.5203 | 49.2073 | 24.1973 | 25.01 | 1578.51 | -0.68774 | -203.01 | 4.1651 | -4.8528 | -139.1673 | -1.9261 | -217.34 | 2.9191 | -4.8452 | -154.8081 | -2.3362 | -316.77 | 4.8647 | -7.2009 | -223.3389 | -0.68774 | -203.01 | 4.1651 | -4.8528 | -139.1673 | -0.80801 | -218.12 | 4.3864 | -5.1944 | -149.8811 | 0.044946 | 1.0939 | 0.78746 | 2.2117 | 70.9474 | -0.030911 | -0.086568 | -0.105 | -0.030911 | -0.036317 | -9.1244 | -9.7685 | -14.2375 | -9.1244 | -9.8036 | -6.255 | -6.958 | -10.0381 | -6.255 | -6.7365 | 0.044946 | 1.0939 | 0.78746 | 2.2117 | 70.9474 | -0.030911 | -0.086568 | -0.105 | -0.030911 | -0.036317 | -9.1244 | -9.7685 | -14.2375 | -9.1244 | -9.8036 | -6.255 | -6.958 | -10.0381 | -6.255 | -6.7365
156 | 0.37 | 0.17 | South/Central | CA | Daggett.Intl.AP.723815 | 3 | 3397182 | 31.0259 | 12.1609 | 48.6843 | 30.8467 | 17.8376 | 1284.36 | -0.16474 | 91.14 | -2.4842 | 2.3195 | 60.2027 | -1.4031 | 76.81 | -3.7302 | 2.3271 | 44.5618 | -1.8132 | -22.62 | -1.7846 | -0.028554 | -23.9689 | -0.16474 | 91.14 | -2.4842 | 2.3195 | 60.2027 | -0.28501 | 76.03 | -2.263 | 1.978 | 49.4888 | 0.044946 | 1.3945 | 0.54658 | 2.1882 | 57.7266 | -0.0074044 | -0.063062 | -0.081495 | -0.0074044 | -0.01281 | 4.0964 | 3.4523 | -1.0167 | 4.0964 | 3.4172 | 2.7059 | 2.0029 | -1.0773 | 2.7059 | 2.2243 | 0.044946 | 1.3945 | 0.54658 | 2.1882 | 57.7266 | -0.0074044 | -0.063062 | -0.081495 | -0.0074044 | -0.01281 | 4.0964 | 3.4523 | -1.0167 | 4.0964 | 3.4172 | 2.7059 | 2.0029 | -1.0773 | 2.7059 | 2.2243
157 | 0.37 | 0.19 | South/Central | CA | Daggett.Intl.AP.723815 | 3 | 3397182 | 30.5324 | 12.5256 | 48.687 | 30.3561 | 18.3309 | 1304.2 | -0.16741 | 71.3 | -1.9936 | 1.8262 | 46.9177 | -1.4057 | 56.97 | -3.2396 | 1.8339 | 31.2769 | -1.8158 | -42.46 | -1.294 | -0.52181 | -37.2539 | -0.16741 | 71.3 | -1.9936 | 1.8262 | 46.9177 | -0.28768 | 56.19 | -1.7724 | 1.4847 | 36.2039 | 0.044946 | 1.3723 | 0.56297 | 2.1883 | 58.6183 | -0.0075243 | -0.063182 | -0.081614 | -0.0075243 | -0.01293 | 3.2046 | 2.5606 | -1.9084 | 3.2046 | 2.5255 | 2.1088 | 1.4058 | -1.6744 | 2.1088 | 1.6272 | 0.044946 | 1.3723 | 0.56297 | 2.1883 | 58.6183 | -0.0075243 | -0.063182 | -0.081614 | -0.0075243 | -0.01293 | 3.2046 | 2.5606 | -1.9084 | 3.2046 | 2.5255 | 2.1088 | 1.4058 | -1.6744 | 2.1088 | 1.6272
158 | 0.37 | 0.2 | South/Central | CA | Daggett.Intl.AP.723815 | 3 | 3397182 | 30.3014 | 12.7086 | 48.7006 | 30.1264 | 18.5742 | 1314.12 | -0.181 | 61.38 | -1.764 | 1.583 | 40.2091 | -1.4193 | 47.05 | -3.0099 | 1.5906 | 24.5683 | -1.8294 | -52.38 | -1.0644 | -0.76506 | -43.9625 | -0.181 | 61.38 | -1.764 | 1.583 | 40.2091 | -0.30127 | 46.27 | -1.5427 | 1.2415 | 29.4953 | 0.044946 | 1.3619 | 0.5712 | 2.1889 | 59.0642 | -0.0081352 | -0.063793 | -0.082225 | -0.0081352 | -0.013541 | 2.7588 | 2.1147 | -2.3543 | 2.7588 | 2.0796 | 1.8072 | 1.1042 | -1.9759 | 1.8072 | 1.3257 | 0.044946 | 1.3619 | 0.5712 | 2.1889 | 59.0642 | -0.0081352 | -0.063793 | -0.082225 | -0.0081352 | -0.013541 | 2.7588 | 2.1147 | -2.3543 | 2.7588 | 2.0796 | 1.8072 | 1.1042 | -1.9759 | 1.8072 | 1.3257
159 | 0.37 | 0.23 | South/Central | CA | Daggett.Intl.AP.723815 | 3 | 3397182 | 29.6452 | 13.2632 | 48.7903 | 29.4741 | 19.3163 | 1344.97 | -0.27078 | 30.53 | -1.1116 | 0.84087 | 19.1242 | -1.5091 | 16.2 | -2.3576 | 0.8485 | 3.4834 | -1.9192 | -83.23 | -0.41204 | -1.5072 | -65.0474 | -0.27078 | 30.53 | -1.1116 | 0.84087 | 19.1242 | -0.39105 | 15.42 | -0.89039 | 0.49934 | 8.4104 | 0.044946 | 1.3324 | 0.59612 | 2.1929 | 60.4508 | -0.01217 | -0.067828 | -0.08626 | -0.01217 | -0.017576 | 1.3722 | 0.72812 | -3.7408 | 1.3722 | 0.69306 | 0.85955 | 0.15656 | -2.9236 | 0.85955 | 0.37801 | 0.044946 | 1.3324 | 0.59612 | 2.1929 | 60.4508 | -0.01217 | -0.067828 | -0.08626 | -0.01217 | -0.017576 | 1.3722 | 0.72812 | -3.7408 | 1.3722 | 0.69306 | 0.85955 | 0.15656 | -2.9236 | 0.85955 | 0.37801
160 | 0.37 | 0.25 | South/Central | CA | Daggett.Intl.AP.723815 | 3 | 3397182 | 29.2415 | 13.6277 | 48.8811 | 29.0728 | 19.8084 | 1365.8 | -0.36157 | 9.7 | -0.71033 | 0.34875 | 4.7422 | -1.5999 | -4.63 | -1.9563 | 0.35639 | -10.8986 | -2.01 | -104.06 | -0.01072 | -1.9993 | -79.4294 | -0.36157 | 9.7 | -0.71033 | 0.34875 | 4.7422 | -0.48184 | -5.41 | -0.48907 | 0.0072268 | -5.9716 | 0.044946 | 1.3143 | 0.61251 | 2.197 | 61.387 | -0.016251 | -0.071909 | -0.090341 | -0.016251 | -0.021657 | 0.43597 | -0.2081 | -4.6771 | 0.43597 | -0.24316 | 0.21314 | -0.48985 | -3.57 | 0.21314 | -0.2684 | 0.044946 | 1.3143 | 0.61251 | 2.197 | 61.387 | -0.016251 | -0.071909 | -0.090341 | -0.016251 | -0.021657 | 0.43597 | -0.2081 | -4.6771 | 0.43597 | -0.24316 | 0.21314 | -0.48985 | -3.57 | 0.21314 | -0.2684
161 | 0.4 | 0.17 | South/Central | CA | Daggett.Intl.AP.723815 | 3 | 3397182 | 31.7686 | 12.151 | 49.4371 | 31.5852 | 17.8519 | 1293.85 | -0.91758 | 81.65 | -3.2228 | 2.3052 | 50.1855 | -2.1559 | 67.32 | -4.4687 | 2.3128 | 34.5447 | -2.566 | -32.11 | -2.5232 | -0.042833 | -33.9861 | -0.91758 | 81.65 | -3.2228 | 2.3052 | 50.1855 | -1.0379 | 66.54 | -3.0015 | 1.9637 | 39.4717 | 0.044946 | 1.4279 | 0.54614 | 2.222 | 58.1531 | -0.041242 | -0.096899 | -0.11533 | -0.041242 | -0.046647 | 3.6698 | 3.0258 | -1.4432 | 3.6698 | 2.9907 | 2.2556 | 1.5526 | -1.5275 | 2.2556 | 1.7741 | 0.044946 | 1.4279 | 0.54614 | 2.222 | 58.1531 | -0.041242 | -0.096899 | -0.11533 | -0.041242 | -0.046647 | 3.6698 | 3.0258 | -1.4432 | 3.6698 | 2.9907 | 2.2556 | 1.5526 | -1.5275 | 2.2556 | 1.7741
162 | 0.4 | 0.19 | South/Central | CA | Daggett.Intl.AP.723815 | 3 | 3397182 | 31.2836 | 12.5156 | 49.4397 | 31.103 | 18.3367 | 1313.34 | -0.92016 | 62.16 | -2.7406 | 1.8204 | 37.1298 | -2.1585 | 47.83 | -3.9866 | 1.8281 | 21.489 | -2.5686 | -51.6 | -2.041 | -0.5276 | -47.0418 | -0.92016 | 62.16 | -2.7406 | 1.8204 | 37.1298 | -1.0404 | 47.05 | -2.5193 | 1.4789 | 26.416 | 0.044946 | 1.4061 | 0.56252 | 2.2221 | 59.0291 | -0.041357 | -0.097015 | -0.11545 | -0.041357 | -0.046763 | 2.7938 | 2.1498 | -2.3192 | 2.7938 | 2.1147 | 1.6688 | 0.96584 | -2.1143 | 1.6688 | 1.1873 | 0.044946 | 1.4061 | 0.56252 | 2.2221 | 59.0291 | -0.041357 | -0.097015 | -0.11545 | -0.041357 | -0.046763 | 2.7938 | 2.1498 | -2.3192 | 2.7938 | 2.1147 | 1.6688 | 0.96584 | -2.1143 | 1.6688 | 1.1873
163 | 0.4 | 0.2 | South/Central | CA | Daggett.Intl.AP.723815 | 3 | 3397182 | 31.051 | 12.6971 | 49.4571 | 30.8719 | 18.5852 | 1323.53 | -0.93753 | 51.97 | -2.5094 | 1.5719 | 30.2305 | -2.1759 | 37.64 | -3.7554 | 1.5795 | 14.5897 | -2.586 | -61.79 | -1.8098 | -0.77615 | -53.941 | -0.93753 | 51.97 | -2.5094 | 1.5719 | 30.2305 | -1.0578 | 36.86 | -2.2882 | 1.2304 | 19.5167 | 0.044946 | 1.3956 | 0.57068 | 2.2229 | 59.4871 | -0.042138 | -0.097795 | -0.11623 | -0.042138 | -0.047544 | 2.3358 | 1.6918 | -2.7772 | 2.3358 | 1.6567 | 1.3587 | 0.65575 | -2.4244 | 1.3587 | 0.87719 | 0.044946 | 1.3956 | 0.57068 | 2.2229 | 59.4871 | -0.042138 | -0.097795 | -0.11623 | -0.042138 | -0.047544 | 2.3358 | 1.6918 | -2.7772 | 2.3358 | 1.6567 | 1.3587 | 0.65575 | -2.4244 | 1.3587 | 0.87719
164 | 0.4 | 0.23 | South/Central | CA | Daggett.Intl.AP.723815 | 3 | 3397182 | 30.3864 | 13.2516 | 49.5384 | 30.2111 | 19.3273 | 1354.27 | -1.0189 | 21.23 | -1.8487 | 0.82982 | 9.2545 | -2.2572 | 6.9 | -3.0946 | 0.83745 | -6.3863 | -2.6673 | -92.53 | -1.1491 | -1.5182 | -74.917 | -1.0189 | 21.23 | -1.8487 | 0.82982 | 9.2545 | -1.1391 | 6.12 | -1.6274 | 0.48829 | -1.4593 | 0.044946 | 1.3657 | 0.5956 | 2.2265 | 60.8688 | -0.045794 | -0.10145 | -0.11988 | -0.045794 | -0.0512 | 0.9542 | 0.31013 | -4.1588 | 0.9542 | 0.27507 | 0.41595 | -0.28704 | -3.3672 | 0.41595 | -0.06559 | 0.044946 | 1.3657 | 0.5956 | 2.2265 | 60.8688 | -0.045794 | -0.10145 | -0.11988 | -0.045794 | -0.0512 | 0.9542 | 0.31013 | -4.1588 | 0.9542 | 0.27507 | 0.41595 | -0.28704 | -3.3672 | 0.41595 | -0.06559
165 | 0.4 | 0.25 | South/Central | CA | Daggett.Intl.AP.723815 | 3 | 3397182 | 29.9827 | 13.6062 | 49.6208 | 29.8098 | 19.811 | 1374.66 | -1.1012 | 0.84 | -1.4474 | 0.34614 | -4.793 | -2.3396 | -13.49 | -2.6933 | 0.35377 | -20.4338 | -2.7497 | -112.92 | -0.74777 | -2.0019 | -88.9646 | -1.1012 | 0.84 | -1.4474 | 0.34614 | -4.793 | -1.2215 | -14.27 | -1.2261 | 0.0046105 | -15.5068 | 0.044946 | 1.3476 | 0.61154 | 2.2302 | 61.7852 | -0.049496 | -0.10515 | -0.12359 | -0.049496 | -0.054902 | 0.037754 | -0.60632 | -5.0753 | 0.037754 | -0.64138 | -0.21542 | -0.91841 | -3.9986 | -0.21542 | -0.69697 | 0.044946 | 1.3476 | 0.61154 | 2.2302 | 61.7852 | -0.049496 | -0.10515 | -0.12359 | -0.049496 | -0.054902 | 0.037754 | -0.60632 | -5.0753 | 0.037754 | -0.64138 | -0.21542 | -0.91841 | -3.9986 | -0.21542 | -0.69697
166 | 0.21 | 0.17 | South/Central | CA | Daggett.Intl.AP.723815 | 3 | 3397182 | 26.7668 | 12.257 | 44.4327 | 26.6113 | 17.8214 | 1233.41 | 4.0868 | 142.09 | 1.7511 | 2.3357 | 115.0425 | 2.8485 | 127.76 | 0.50515 | 2.3433 | 99.4017 | 2.4384 | 28.33 | 2.4507 | -0.012329 | 30.8709 | 4.0868 | 142.09 | 1.7511 | 2.3357 | 115.0425 | 3.9665 | 126.98 | 1.9724 | 1.9942 | 104.3287 | 0.044946 | 1.2031 | 0.5509 | 1.9971 | 55.4366 | 0.18369 | 0.12803 | 0.1096 | 0.18369 | 0.17828 | 6.3864 | 5.7423 | 1.2733 | 6.3864 | 5.7072 | 5.1707 | 4.4677 | 1.3875 | 5.1707 | 4.6891 | 0.044946 | 1.2031 | 0.5509 | 1.9971 | 55.4366 | 0.18369 | 0.12803 | 0.1096 | 0.18369 | 0.17828 | 6.3864 | 5.7423 | 1.2733 | 6.3864 | 5.7072 | 5.1707 | 4.4677 | 1.3875 | 5.1707 | 4.6891
167 | 0.21 | 0.19 | South/Central | CA | Daggett.Intl.AP.723815 | 3 | 3397182 | 26.3033 | 12.6416 | 44.4837 | 26.1505 | 18.3332 | 1254.57 | 4.0358 | 120.93 | 2.2119 | 1.8239 | 100.6403 | 2.7975 | 106.6 | 0.96598 | 1.8315 | 84.9995 | 2.3874 | 7.17 | 2.9115 | -0.52415 | 16.4688 | 4.0358 | 120.93 | 2.2119 | 1.8239 | 100.6403 | 3.9156 | 105.82 | 2.4332 | 1.4824 | 89.9265 | 0.044946 | 1.1822 | 0.56818 | 1.9994 | 56.3877 | 0.18139 | 0.12574 | 0.1073 | 0.18139 | 0.17599 | 5.4353 | 4.7912 | 0.32226 | 5.4353 | 4.7562 | 4.5234 | 3.8204 | 0.7402 | 4.5234 | 4.0418 | 0.044946 | 1.1822 | 0.56818 | 1.9994 | 56.3877 | 0.18139 | 0.12574 | 0.1073 | 0.18139 | 0.17599 | 5.4353 | 4.7912 | 0.32226 | 5.4353 | 4.7562 | 4.5234 | 3.8204 | 0.7402 | 4.5234 | 4.0418
168 | 0.21 | 0.2 | South/Central | CA | Daggett.Intl.AP.723815 | 3 | 3397182 | 26.0907 | 12.8331 | 44.5326 | 25.9392 | 18.5934 | 1265.6 | 3.987 | 109.9 | 2.4233 | 1.5637 | 93.0261 | 2.7487 | 95.57 | 1.1773 | 1.5713 | 77.3853 | 2.3386 | -3.86 | 3.1229 | -0.78433 | 8.8545 | 3.987 | 109.9 | 2.4233 | 1.5637 | 93.0261 | 3.8667 | 94.79 | 2.6445 | 1.2222 | 82.3123 | 0.044946 | 1.1727 | 0.57679 | 2.0016 | 56.8834 | 0.1792 | 0.12354 | 0.10511 | 0.1792 | 0.17379 | 4.9395 | 4.2955 | -0.17349 | 4.9395 | 4.2604 | 4.1811 | 3.4781 | 0.39797 | 4.1811 | 3.6996 | 0.044946 | 1.1727 | 0.57679 | 2.0016 | 56.8834 | 0.1792 | 0.12354 | 0.10511 | 0.1792 | 0.17379 | 4.9395 | 4.2955 | -0.17349 | 4.9395 | 4.2604 | 4.1811 | 3.4781 | 0.39797 | 4.1811 | 3.6996
169 | 0.21 | 0.23 | South/Central | CA | Daggett.Intl.AP.723815 | 3 | 3397182 | 25.4759 | 13.4007 | 44.6785 | 25.328 | 19.3505 | 1297.75 | 3.8411 | 77.75 | 3.0344 | 0.80666 | 70.8216 | 2.6028 | 63.42 | 1.7885 | 0.8143 | 55.1808 | 2.1926 | -36.01 | 3.734 | -1.5414 | -13.35 | 3.8411 | 77.75 | 3.0344 | 0.80666 | 70.8216 | 3.7208 | 62.64 | 3.2557 | 0.46514 | 60.1078 | 0.044946 | 1.145 | 0.60231 | 2.0081 | 58.3284 | 0.17264 | 0.11698 | 0.09855 | 0.17264 | 0.16723 | 3.4945 | 2.8505 | -1.6185 | 3.4945 | 2.8154 | 3.1831 | 2.4801 | -0.60002 | 3.1831 | 2.7016 | 0.044946 | 1.145 | 0.60231 | 2.0081 | 58.3284 | 0.17264 | 0.11698 | 0.09855 | 0.17264 | 0.16723 | 3.4945 | 2.8505 | -1.6185 | 3.4945 | 2.8154 | 3.1831 | 2.4801 | -0.60002 | 3.1831 | 2.7016
170 | 0.21 | 0.25 | South/Central | CA | Daggett.Intl.AP.723815 | 3 | 3397182 | 25.1037 | 13.7837 | 44.8192 | 24.958 | 19.8612 | 1319.92 | 3.7003 | 55.58 | 3.4045 | 0.29589 | 55.2995 | 2.462 | 41.25 | 2.1585 | 0.30353 | 39.6587 | 2.0519 | -58.18 | 4.1041 | -2.0521 | -28.8721 | 3.7003 | 55.58 | 3.4045 | 0.29589 | 55.2995 | 3.5801 | 40.47 | 3.6257 | -0.045634 | 44.5857 | 0.044946 | 1.1283 | 0.61952 | 2.0144 | 59.3249 | 0.16632 | 0.11066 | 0.092225 | 0.16632 | 0.16091 | 2.4981 | 1.854 | -2.6149 | 2.4981 | 1.819 | 2.4855 | 1.7825 | -1.2977 | 2.4855 | 2.0039 | 0.044946 | 1.1283 | 0.61952 | 2.0144 | 59.3249 | 0.16632 | 0.11066 | 0.092225 | 0.16632 | 0.16091 | 2.4981 | 1.854 | -2.6149 | 2.4981 | 1.819 | 2.4855 | 1.7825 | -1.2977 | 2.4855 | 2.0039
171 | 0.21 | 0.27 | South/Central | CA | Daggett.Intl.AP.723815 | 3 | 3397182 | 24.7514 | 14.1683 | 44.9914 | 24.6078 | 20.3836 | 1342.93 | 3.5281 | 32.57 | 3.7547 | -0.22652 | 39.0618 | 2.2898 | 18.24 | 2.5087 | -0.21889 | 23.4209 | 1.8797 | -81.19 | 4.4543 | -2.5746 | -45.1098 | 3.5281 | 32.57 | 3.7547 | -0.22652 | 39.0618 | 3.4079 | 17.46 | 3.9759 | -0.56805 | 28.3479 | 0.044946 | 1.1125 | 0.63681 | 2.0222 | 60.3591 | 0.15858 | 0.10292 | 0.084485 | 0.15858 | 0.15317 | 1.4639 | 0.81981 | -3.6492 | 1.4639 | 0.78475 | 1.7557 | 1.0527 | -2.0275 | 1.7557 | 1.2741 | 0.044946 | 1.1125 | 0.63681 | 2.0222 | 60.3591 | 0.15858 | 0.10292 | 0.084485 | 0.15858 | 0.15317 | 1.4639 | 0.81981 | -3.6492 | 1.4639 | 0.78475 | 1.7557 | 1.0527 | -2.0275 | 1.7557 | 1.2741
172 | 0.21 | 0.3 | South/Central | CA | Daggett.Intl.AP.723815 | 3 | 3397182 | 24.268 | 14.7428 | 45.2739 | 24.1271 | 21.1468 | 1376.92 | 3.2456 | -1.42 | 4.2353 | -0.98969 | 14.9449 | 2.0073 | -15.75 | 2.9894 | -0.98206 | -0.69588 | 1.5972 | -115.18 | 4.9349 | -3.3377 | -69.2266 | 3.2456 | -1.42 | 4.2353 | -0.98969 | 14.9449 | 3.1254 | -16.53 | 4.4566 | -1.3312 | 4.2311 | 0.044946 | 1.0907 | 0.66263 | 2.0349 | 61.8868 | 0.14588 | 0.090221 | 0.071788 | 0.14588 | 0.14047 | -0.063823 | -0.7079 | -5.1769 | -0.063823 | -0.74295 | 0.67171 | -0.031277 | -3.1114 | 0.67171 | 0.19017 | 0.044946 | 1.0907 | 0.66263 | 2.0349 | 61.8868 | 0.14588 | 0.090221 | 0.071788 | 0.14588 | 0.14047 | -0.063823 | -0.7079 | -5.1769 | -0.063823 | -0.74295 | 0.67171 | -0.031277 | -3.1114 | 0.67171 | 0.19017
173 | 0.21 | 0.32 | South/Central | CA | Daggett.Intl.AP.723815 | 3 | 3397182 | 23.9756 | 15.1174 | 45.4876 | 23.8364 | 21.6512 | 1399.71 | 3.032 | -24.21 | 4.526 | -1.494 | -1.3375 | 1.7937 | -38.54 | 3.2801 | -1.4864 | -16.9783 | 1.3836 | -137.97 | 5.2256 | -3.8421 | -85.5091 | 3.032 | -24.21 | 4.526 | -1.494 | -1.3375 | 2.9117 | -39.32 | 4.7473 | -1.8356 | -12.0513 | 0.044946 | 1.0776 | 0.67946 | 2.0445 | 62.9111 | 0.13628 | 0.080618 | 0.062185 | 0.13628 | 0.13087 | -1.0881 | -1.7322 | -6.2012 | -1.0881 | -1.7673 | -0.060114 | -0.7631 | -3.8433 | -0.060114 | -0.54166 | 0.044946 | 1.0776 | 0.67946 | 2.0445 | 62.9111 | 0.13628 | 0.080618 | 0.062185 | 0.13628 | 0.13087 | -1.0881 | -1.7322 | -6.2012 | -1.0881 | -1.7673 | -0.060114 | -0.7631 | -3.8433 | -0.060114 | -0.54166
174 | 0.21 | 0.35 | South/Central | CA | Daggett.Intl.AP.723815 | 3 | 3397182 | 23.552 | 15.7135 | 45.8715 | 23.4153 | 22.4563 | 1436.58 | 2.648 | -61.08 | 4.9472 | -2.2992 | -27.8799 | 1.4097 | -75.41 | 3.7012 | -2.2915 | -43.5207 | 0.99959 | -174.84 | 5.6468 | -4.6472 | -112.0515 | 2.648 | -61.08 | 4.9472 | -2.2992 | -27.8799 | 2.5277 | -76.19 | 5.1684 | -2.6407 | -38.5938 | 0.044946 | 1.0586 | 0.70626 | 2.0617 | 64.5683 | 0.11902 | 0.06336 | 0.044927 | 0.11902 | 0.11361 | -2.7453 | -3.3894 | -7.8583 | -2.7453 | -3.4244 | -1.2531 | -1.9561 | -5.0362 | -1.2531 | -1.7346 | 0.044946 | 1.0586 | 0.70626 | 2.0617 | 64.5683 | 0.11902 | 0.06336 | 0.044927 | 0.11902 | 0.11361 | -2.7453 | -3.3894 | -7.8583 | -2.7453 | -3.4244 | -1.2531 | -1.9561 | -5.0362 | -1.2531 | -1.7346
175 | 0.21 | 0.37 | South/Central | CA | Daggett.Intl.AP.723815 | 3 | 3397182 | 23.542 | 15.6649 | 45.813 | 23.4053 | 22.4077 | 1433.93 | 2.7065 | -58.43 | 4.9571 | -2.2506 | -25.8256 | 1.4682 | -72.76 | 3.7111 | -2.2429 | -41.4665 | 1.0581 | -172.19 | 5.6567 | -4.5986 | -109.9972 | 2.7065 | -58.43 | 4.9571 | -2.2506 | -25.8256 | 2.5863 | -73.54 | 5.1784 | -2.5921 | -36.5395 | 0.044946 | 1.0581 | 0.70407 | 2.0591 | 64.4491 | 0.12165 | 0.06599 | 0.047557 | 0.12165 | 0.11624 | -2.6262 | -3.2703 | -7.7392 | -2.6262 | -3.3053 | -1.1608 | -1.8637 | -4.9439 | -1.1608 | -1.6423 | 0.044946 | 1.0581 | 0.70407 | 2.0591 | 64.4491 | 0.12165 | 0.06599 | 0.047557 | 0.12165 | 0.11624 | -2.6262 | -3.2703 | -7.7392 | -2.6262 | -3.3053 | -1.1608 | -1.8637 | -4.9439 | -1.1608 | -1.6423
176 | 0.21 | 0.4 | South/Central | CA | Daggett.Intl.AP.723815 | 3 | 3397182 | 23.3909 | 15.7581 | 45.7949 | 23.255 | 22.5399 | 1439.03 | 2.7246 | -63.53 | 5.1074 | -2.3828 | -29.1464 | 1.4863 | -77.86 | 3.8614 | -2.3752 | -44.7872 | 1.0762 | -177.29 | 5.807 | -4.7308 | -113.318 | 2.7246 | -63.53 | 5.1074 | -2.3828 | -29.1464 | 2.6043 | -78.64 | 5.3287 | -2.7243 | -39.8602 | 0.044946 | 1.0513 | 0.70826 | 2.0583 | 64.6784 | 0.12246 | 0.066803 | 0.04837 | 0.12246 | 0.11705 | -2.8554 | -3.4995 | -7.9684 | -2.8554 | -3.5345 | -1.31 | -2.013 | -5.0932 | -1.31 | -1.7915 | 0.044946 | 1.0513 | 0.70826 | 2.0583 | 64.6784 | 0.12246 | 0.066803 | 0.04837 | 0.12246 | 0.11705 | -2.8554 | -3.4995 | -7.9684 | -2.8554 | -3.5345 | -1.31 | -2.013 | -5.0932 | -1.31 | -1.7915
177 | 0.21 | 0.42 | South/Central | CA | Daggett.Intl.AP.723815 | 3 | 3397182 | 23.2197 | 16.0095 | 45.9653 | 23.0849 | 22.8804 | 1454.72 | 2.5543 | -79.22 | 5.2775 | -2.7232 | -40.4717 | 1.316 | -93.55 | 4.0316 | -2.7156 | -56.1125 | 0.90587 | -192.98 | 5.9771 | -5.0713 | -124.6432 | 2.5543 | -79.22 | 5.2775 | -2.7232 | -40.4717 | 2.434 | -94.33 | 5.4988 | -3.0648 | -51.1855 | 0.044946 | 1.0436 | 0.71956 | 2.0659 | 65.3836 | 0.11481 | 0.059148 | 0.040715 | 0.11481 | 0.1094 | -3.5606 | -4.2047 | -8.6736 | -3.5606 | -4.2397 | -1.819 | -2.522 | -5.6022 | -1.819 | -2.3006 | 0.044946 | 1.0436 | 0.71956 | 2.0659 | 65.3836 | 0.11481 | 0.059148 | 0.040715 | 0.11481 | 0.1094 | -3.5606 | -4.2047 | -8.6736 | -3.5606 | -4.2397 | -1.819 | -2.522 | -5.6022 | -1.819 | -2.3006
178 | 0.21 | 0.45 | South/Central | CA | Daggett.Intl.AP.723815 | 3 | 3397182 | 22.9504 | 16.4426 | 46.3004 | 22.8171 | 23.4834 | 1482.9 | 2.2191 | -107.4 | 5.5454 | -3.3262 | -60.9592 | 0.98081 | -121.73 | 4.2994 | -3.3186 | -76.6001 | 0.5707 | -221.16 | 6.245 | -5.6743 | -145.1308 | 2.2191 | -107.4 | 5.5454 | -3.3262 | -60.9592 | 2.0989 | -122.51 | 5.7666 | -3.6678 | -71.6731 | 0.044946 | 1.0315 | 0.73903 | 2.081 | 66.6501 | 0.099741 | 0.044083 | 0.025651 | 0.099741 | 0.094335 | -4.8272 | -5.4713 | -9.9402 | -4.8272 | -5.5063 | -2.7399 | -3.4429 | -6.523 | -2.7399 | -3.2214 | 0.044946 | 1.0315 | 0.73903 | 2.081 | 66.6501 | 0.099741 | 0.044083 | 0.025651 | 0.099741 | 0.094335 | -4.8272 | -5.4713 | -9.9402 | -4.8272 | -5.5063 | -2.7399 | -3.4429 | -6.523 | -2.7399 | -3.2214
179 | 0.21 | 0.47 | South/Central | CA | Daggett.Intl.AP.723815 | 3 | 3397182 | 22.7079 | 16.8257 | 46.571 | 22.576 | 23.995 | 1506.65 | 1.9486 | -131.15 | 5.7865 | -3.8379 | -78.1664 | 0.71025 | -145.48 | 4.5405 | -3.8302 | -93.8073 | 0.30014 | -244.91 | 6.4861 | -6.1859 | -162.338 | 1.9486 | -131.15 | 5.7865 | -3.8379 | -78.1664 | 1.8283 | -146.26 | 6.0077 | -4.1794 | -88.8803 | 0.044946 | 1.0206 | 0.75624 | 2.0932 | 67.7176 | 0.08758 | 0.031923 | 0.01349 | 0.08758 | 0.082175 | -5.8946 | -6.5387 | -11.0077 | -5.8946 | -6.5738 | -3.5133 | -4.2162 | -7.2964 | -3.5133 | -3.9948 | 0.044946 | 1.0206 | 0.75624 | 2.0932 | 67.7176 | 0.08758 | 0.031923 | 0.01349 | 0.08758 | 0.082175 | -5.8946 | -6.5387 | -11.0077 | -5.8946 | -6.5738 | -3.5133 | -4.2162 | -7.2964 | -3.5133 | -3.9948
180 | 0.21 | 0.5 | South/Central | CA | Daggett.Intl.AP.723815 | 3 | 3397182 | 22.3757 | 17.3818 | 46.9963 | 22.2456 | 24.7507 | 1542.03 | 1.5233 | -166.53 | 6.1168 | -4.5935 | -103.9082 | 0.28497 | -180.86 | 4.8709 | -4.5859 | -119.549 | -0.12514 | -280.29 | 6.8164 | -6.9416 | -188.0798 | 1.5233 | -166.53 | 6.1168 | -4.5935 | -103.9082 | 1.403 | -181.64 | 6.3381 | -4.9351 | -114.6221 | 0.044946 | 1.0057 | 0.78124 | 2.1123 | 69.3078 | 0.068466 | 0.012808 | -0.0056245 | 0.068466 | 0.06306 | -7.4848 | -8.1289 | -12.5979 | -7.4848 | -8.164 | -4.6702 | -5.3732 | -8.4534 | -4.6702 | -5.1518 | 0.044946 | 1.0057 | 0.78124 | 2.1123 | 69.3078 | 0.068466 | 0.012808 | -0.0056245 | 0.068466 | 0.06306 | -7.4848 | -8.1289 | -12.5979 | -7.4848 | -8.164 | -4.6702 | -5.3732 | -8.4534 | -4.6702 | -5.1518
181 | 0.23 | 0.17 | South/Central | CA | Daggett.Intl.AP.723815 | 3 | 3397182 | 27.3085 | 12.2455 | 44.973 | 27.15 | 17.823 | 1239.86 | 3.5466 | 135.64 | 1.2124 | 2.3342 | 108.0878 | 2.3083 | 121.31 | -0.033514 | 2.3418 | 92.4469 | 1.8982 | 21.88 | 1.912 | -0.013889 | 23.9162 | 3.5466 | 135.64 | 1.2124 | 2.3342 | 108.0878 | 3.4263 | 120.53 | 1.4337 | 1.9926 | 97.3739 | 0.044946 | 1.2274 | 0.55038 | 2.0213 | 55.7265 | 0.1594 | 0.10375 | 0.085314 | 0.1594 | 0.154 | 6.0964 | 5.4524 | 0.98341 | 6.0964 | 5.4173 | 4.8581 | 4.1551 | 1.0749 | 4.8581 | 4.3766 | 0.044946 | 1.2274 | 0.55038 | 2.0213 | 55.7265 | 0.1594 | 0.10375 | 0.085314 | 0.1594 | 0.154 | 6.0964 | 5.4524 | 0.98341 | 6.0964 | 5.4173 | 4.8581 | 4.1551 | 1.0749 | 4.8581 | 4.3766
182 | 0.23 | 0.19 | South/Central | CA | Daggett.Intl.AP.723815 | 3 | 3397182 | 26.8533 | 12.63 | 45.0323 | 26.6976 | 18.3347 | 1261.12 | 3.4873 | 114.38 | 1.6649 | 1.8224 | 93.5803 | 2.2489 | 100.05 | 0.41892 | 1.83 | 77.9395 | 1.8388 | 0.62 | 2.3645 | -0.52566 | 9.4087 | 3.4873 | 114.38 | 1.6649 | 1.8224 | 93.5803 | 3.367 | 99.27 | 1.8861 | 1.4809 | 82.8665 | 0.044946 | 1.2069 | 0.56767 | 2.024 | 56.6821 | 0.15674 | 0.10108 | 0.082647 | 0.15674 | 0.15133 | 5.1409 | 4.4968 | 0.027866 | 5.1409 | 4.4618 | 4.206 | 3.5031 | 0.42288 | 4.206 | 3.7245 | 0.044946 | 1.2069 | 0.56767 | 2.024 | 56.6821 | 0.15674 | 0.10108 | 0.082647 | 0.15674 | 0.15133 | 5.1409 | 4.4968 | 0.027866 | 5.1409 | 4.4618 | 4.206 | 3.5031 | 0.42288 | 4.206 | 3.7245
183 | 0.23 | 0.2 | South/Central | CA | Daggett.Intl.AP.723815 | 3 | 3397182 | 26.6323 | 12.8131 | 45.0643 | 26.4778 | 18.5864 | 1271.6 | 3.4553 | 103.9 | 1.8846 | 1.5707 | 86.4101 | 2.217 | 89.57 | 0.63866 | 1.5783 | 70.7693 | 1.8069 | -9.86 | 2.5842 | -0.77734 | 2.2386 | 3.4553 | 103.9 | 1.8846 | 1.5707 | 86.4101 | 3.335 | 88.79 | 2.1059 | 1.2292 | 75.6963 | 0.044946 | 1.197 | 0.57589 | 2.0254 | 57.1531 | 0.1553 | 0.099644 | 0.081211 | 0.1553 | 0.1499 | 4.6699 | 4.0258 | -0.44317 | 4.6699 | 3.9907 | 3.8838 | 3.1808 | 0.10061 | 3.8838 | 3.4022 | 0.044946 | 1.197 | 0.57589 | 2.0254 | 57.1531 | 0.1553 | 0.099644 | 0.081211 | 0.1553 | 0.1499 | 4.6699 | 4.0258 | -0.44317 | 4.6699 | 3.9907 | 3.8838 | 3.1808 | 0.10061 | 3.8838 | 3.4022
184 | 0.23 | 0.23 | South/Central | CA | Daggett.Intl.AP.723815 | 3 | 3397182 | 26.0176 | 13.3792 | 45.2086 | 25.8667 | 19.342 | 1303.66 | 3.3109 | 71.84 | 2.4957 | 0.81517 | 64.2662 | 2.0726 | 57.51 | 1.2498 | 0.8228 | 48.6254 | 1.6625 | -41.92 | 3.1954 | -1.5329 | -19.9054 | 3.3109 | 71.84 | 2.4957 | 0.81517 | 64.2662 | 3.1906 | 56.73 | 2.717 | 0.47364 | 53.5523 | 0.044946 | 1.1694 | 0.60134 | 2.0319 | 58.5941 | 0.14881 | 0.093155 | 0.074722 | 0.14881 | 0.14341 | 3.2289 | 2.5848 | -1.8841 | 3.2289 | 2.5498 | 2.8885 | 2.1855 | -0.89466 | 2.8885 | 2.407 | 0.044946 | 1.1694 | 0.60134 | 2.0319 | 58.5941 | 0.14881 | 0.093155 | 0.074722 | 0.14881 | 0.14341 | 3.2289 | 2.5848 | -1.8841 | 3.2289 | 2.5498 | 2.8885 | 2.1855 | -0.89466 | 2.8885 | 2.407
185 | 0.23 | 0.25 | South/Central | CA | Daggett.Intl.AP.723815 | 3 | 3397182 | 25.6354 | 13.7622 | 45.3394 | 25.4867 | 19.8527 | 1325.72 | 3.1801 | 49.78 | 2.8757 | 0.30441 | 48.8713 | 1.9418 | 35.45 | 1.6298 | 0.31204 | 33.2305 | 1.5317 | -63.98 | 3.5753 | -2.0436 | -35.3002 | 3.1801 | 49.78 | 2.8757 | 0.30441 | 48.8713 | 3.0598 | 34.67 | 3.097 | -0.037116 | 38.1575 | 0.044946 | 1.1522 | 0.61855 | 2.0378 | 59.5856 | 0.14293 | 0.087276 | 0.068843 | 0.14293 | 0.13753 | 2.2374 | 1.5933 | -2.8756 | 2.2374 | 1.5583 | 2.1966 | 1.4936 | -1.5866 | 2.1966 | 1.715 | 0.044946 | 1.1522 | 0.61855 | 2.0378 | 59.5856 | 0.14293 | 0.087276 | 0.068843 | 0.14293 | 0.13753 | 2.2374 | 1.5933 | -2.8756 | 2.2374 | 1.5583 | 2.1966 | 1.4936 | -1.5866 | 2.1966 | 1.715
186 | 0.23 | 0.27 | South/Central | CA | Daggett.Intl.AP.723815 | 3 | 3397182 | 25.2832 | 14.1452 | 45.5017 | 25.1365 | 20.3651 | 1348.21 | 3.0179 | 27.29 | 3.2259 | -0.20801 | 33.0297 | 1.7796 | 12.96 | 1.98 | -0.20038 | 17.3889 | 1.3695 | -86.47 | 3.9255 | -2.5561 | -51.1419 | 3.0179 | 27.29 | 3.2259 | -0.20801 | 33.0297 | 2.8976 | 12.18 | 3.4472 | -0.54954 | 22.3159 | 0.044946 | 1.1364 | 0.63577 | 2.0451 | 60.5964 | 0.13564 | 0.079985 | 0.061552 | 0.13564 | 0.13024 | 1.2266 | 0.5825 | -3.8865 | 1.2266 | 0.54744 | 1.4845 | 0.78156 | -2.2986 | 1.4845 | 1.003 | 0.044946 | 1.1364 | 0.63577 | 2.0451 | 60.5964 | 0.13564 | 0.079985 | 0.061552 | 0.13564 | 0.13024 | 1.2266 | 0.5825 | -3.8865 | 1.2266 | 0.54744 | 1.4845 | 0.78156 | -2.2986 | 1.4845 | 1.003
187 | 0.23 | 0.3 | South/Central | CA | Daggett.Intl.AP.723815 | 3 | 3397182 | 24.7982 | 14.7028 | 45.7741 | 24.6543 | 21.1198 | 1381.74 | 2.7454 | -6.24 | 3.7081 | -0.96269 | 9.2694 | 1.5071 | -20.57 | 2.4621 | -0.95505 | -6.3714 | 1.097 | -120 | 4.4077 | -3.3107 | -74.9022 | 2.7454 | -6.24 | 3.7081 | -0.96269 | 9.2694 | 2.6251 | -21.35 | 3.9294 | -1.3042 | -1.4444 | 0.044946 | 1.1146 | 0.66083 | 2.0574 | 62.1034 | 0.1234 | 0.067738 | 0.049305 | 0.1234 | 0.11799 | -0.28046 | -0.92454 | -5.3935 | -0.28046 | -0.95959 | 0.41662 | -0.28637 | -3.3665 | 0.41662 | -0.06492 | 0.044946 | 1.1146 | 0.66083 | 2.0574 | 62.1034 | 0.1234 | 0.067738 | 0.049305 | 0.1234 | 0.11799 | -0.28046 | -0.92454 | -5.3935 | -0.28046 | -0.95959 | 0.41662 | -0.28637 | -3.3665 | 0.41662 | -0.06492
188 | 0.23 | 0.32 | South/Central | CA | Daggett.Intl.AP.723815 | 3 | 3397182 | 24.4973 | 15.0759 | 45.9763 | 24.3552 | 21.6211 | 1404.27 | 2.5432 | -28.77 | 4.0072 | -1.464 | -6.784 | 1.3049 | -43.1 | 2.7612 | -1.4563 | -22.4248 | 0.8948 | -142.53 | 4.7068 | -3.812 | -90.9556 | 2.5432 | -28.77 | 4.0072 | -1.464 | -6.784 | 2.423 | -43.88 | 4.2284 | -1.8055 | -17.4978 | 0.044946 | 1.1011 | 0.6776 | 2.0664 | 63.1161 | 0.11431 | 0.05865 | 0.040218 | 0.11431 | 0.1089 | -1.2931 | -1.9372 | -6.4061 | -1.2931 | -1.9722 | -0.30491 | -1.0079 | -4.0881 | -0.30491 | -0.78645 | 0.044946 | 1.1011 | 0.6776 | 2.0664 | 63.1161 | 0.11431 | 0.05865 | 0.040218 | 0.11431 | 0.1089 | -1.2931 | -1.9372 | -6.4061 | -1.2931 | -1.9722 | -0.30491 | -1.0079 | -4.0881 | -0.30491 | -0.78645
189 | 0.23 | 0.35 | South/Central | CA | Daggett.Intl.AP.723815 | 3 | 3397182 | 24.0637 | 15.6735 | 46.3434 | 23.9242 | 22.4193 | 1440.66 | 2.1761 | -65.16 | 4.4383 | -2.2621 | -32.9237 | 0.93781 | -79.49 | 3.1923 | -2.2545 | -48.5645 | 0.5277 | -178.92 | 5.1379 | -4.6102 | -117.0953 | 2.1761 | -65.16 | 4.4383 | -2.2621 | -32.9237 | 2.0559 | -80.27 | 4.6595 | -2.6037 | -43.6375 | 0.044946 | 1.0816 | 0.70446 | 2.0829 | 64.7516 | 0.097808 | 0.042151 | 0.023718 | 0.097808 | 0.092403 | -2.9287 | -3.5727 | -8.0417 | -2.9287 | -3.6078 | -1.4798 | -2.1828 | -5.2629 | -1.4798 | -1.9613 | 0.044946 | 1.0816 | 0.70446 | 2.0829 | 64.7516 | 0.097808 | 0.042151 | 0.023718 | 0.097808 | 0.092403 | -2.9287 | -3.5727 | -8.0417 | -2.9287 | -3.6078 | -1.4798 | -2.1828 | -5.2629 | -1.4798 | -1.9613
190 | 0.23 | 0.37 | South/Central | CA | Daggett.Intl.AP.723815 | 3 | 3397182 | 24.0538 | 15.6151 | 46.275 | 23.9142 | 22.3607 | 1437.49 | 2.2446 | -61.99 | 4.4482 | -2.2036 | -30.4755 | 1.0063 | -76.32 | 3.2022 | -2.196 | -46.1163 | 0.59615 | -175.75 | 5.1478 | -4.5516 | -114.6471 | 2.2446 | -61.99 | 4.4482 | -2.2036 | -30.4755 | 2.1243 | -77.1 | 4.6694 | -2.5451 | -41.1893 | 0.044946 | 1.0811 | 0.70183 | 2.0799 | 64.6092 | 0.10088 | 0.045227 | 0.026794 | 0.10088 | 0.095479 | -2.7862 | -3.4303 | -7.8992 | -2.7862 | -3.4653 | -1.3697 | -2.0727 | -5.1529 | -1.3697 | -1.8513 | 0.044946 | 1.0811 | 0.70183 | 2.0799 | 64.6092 | 0.10088 | 0.045227 | 0.026794 | 0.10088 | 0.095479 | -2.7862 | -3.4303 | -7.8992 | -2.7862 | -3.4653 | -1.3697 | -2.0727 | -5.1529 | -1.3697 | -1.8513
191 | 0.23 | 0.4 | South/Central | CA | Daggett.Intl.AP.723815 | 3 | 3397182 | 23.8926 | 15.7166 | 46.2568 | 23.754 | 22.5028 | 1442.98 | 2.2628 | -67.48 | 4.6084 | -2.3457 | -34.0591 | 1.0244 | -81.81 | 3.3625 | -2.338 | -49.6999 | 0.61432 | -181.24 | 5.308 | -4.6937 | -118.2306 | 2.2628 | -67.48 | 4.6084 | -2.3457 | -34.0591 | 2.1425 | -82.59 | 4.8297 | -2.6872 | -44.7729 | 0.044946 | 1.0739 | 0.70639 | 2.079 | 64.8559 | 0.1017 | 0.046044 | 0.027611 | 0.1017 | 0.096296 | -3.0329 | -3.677 | -8.146 | -3.0329 | -3.7121 | -1.5308 | -2.2338 | -5.314 | -1.5308 | -2.0124 | 0.044946 | 1.0739 | 0.70639 | 2.079 | 64.8559 | 0.1017 | 0.046044 | 0.027611 | 0.1017 | 0.096296 | -3.0329 | -3.677 | -8.146 | -3.0329 | -3.7121 | -1.5308 | -2.2338 | -5.314 | -1.5308 | -2.0124
192 | 0.23 | 0.42 | South/Central | CA | Daggett.Intl.AP.723815 | 3 | 3397182 | 23.7215 | 15.968 | 46.4271 | 23.5839 | 22.8432 | 1458.67 | 2.0925 | -83.17 | 4.7786 | -2.6861 | -45.3836 | 0.85414 | -97.5 | 3.5326 | -2.6785 | -61.0244 | 0.44403 | -196.93 | 5.4782 | -5.0341 | -129.5552 | 2.0925 | -83.17 | 4.7786 | -2.6861 | -45.3836 | 1.9722 | -98.28 | 4.9998 | -3.0276 | -56.0974 | 0.044946 | 1.0662 | 0.7177 | 2.0867 | 65.5611 | 0.094047 | 0.03839 | 0.019957 | 0.094047 | 0.088642 | -3.7381 | -4.3822 | -8.8512 | -3.7381 | -4.4173 | -2.0398 | -2.7428 | -5.823 | -2.0398 | -2.5213 | 0.044946 | 1.0662 | 0.7177 | 2.0867 | 65.5611 | 0.094047 | 0.03839 | 0.019957 | 0.094047 | 0.088642 | -3.7381 | -4.3822 | -8.8512 | -3.7381 | -4.4173 | -2.0398 | -2.7428 | -5.823 | -2.0398 | -2.5213
193 | 0.23 | 0.45 | South/Central | CA | Daggett.Intl.AP.723815 | 3 | 3397182 | 23.4506 | 16.4027 | 46.7608 | 23.3145 | 23.4463 | 1486.83 | 1.7588 | -111.33 | 5.0479 | -3.2891 | -65.8538 | 0.52044 | -125.66 | 3.8019 | -3.2815 | -81.4946 | 0.11033 | -225.09 | 5.7475 | -5.6372 | -150.0254 | 1.7588 | -111.33 | 5.0479 | -3.2891 | -65.8538 | 1.6385 | -126.44 | 5.2691 | -3.6307 | -76.5676 | 0.044946 | 1.054 | 0.73723 | 2.1017 | 66.8268 | 0.079049 | 0.023391 | 0.0049587 | 0.079049 | 0.073643 | -5.0038 | -5.6479 | -10.1169 | -5.0038 | -5.6829 | -2.9599 | -3.6628 | -6.743 | -2.9599 | -3.4414 | 0.044946 | 1.054 | 0.73723 | 2.1017 | 66.8268 | 0.079049 | 0.023391 | 0.0049587 | 0.079049 | 0.073643 | -5.0038 | -5.6479 | -10.1169 | -5.0038 | -5.6829 | -2.9599 | -3.6628 | -6.743 | -2.9599 | -3.4414
194 | 0.23 | 0.47 | South/Central | CA | Daggett.Intl.AP.723815 | 3 | 3397182 | 23.1997 | 16.7857 | 47.0327 | 23.065 | 23.9677 | 1510.99 | 1.4868 | -135.49 | 5.2974 | -3.8106 | -83.3413 | 0.2485 | -149.82 | 4.0514 | -3.8029 | -98.9822 | -0.16161 | -249.25 | 5.997 | -6.1586 | -167.5129 | 1.4868 | -135.49 | 5.2974 | -3.8106 | -83.3413 | 1.3666 | -150.6 | 5.5186 | -4.1521 | -94.0552 | 0.044946 | 1.0427 | 0.75444 | 2.1139 | 67.9127 | 0.066826 | 0.011169 | -0.0072637 | 0.066826 | 0.061421 | -6.0897 | -6.7338 | -11.2027 | -6.0897 | -6.7688 | -3.7458 | -4.4488 | -7.529 | -3.7458 | -4.2274 | 0.044946 | 1.0427 | 0.75444 | 2.1139 | 67.9127 | 0.066826 | 0.011169 | -0.0072637 | 0.066826 | 0.061421 | -6.0897 | -6.7338 | -11.2027 | -6.0897 | -6.7688 | -3.7458 | -4.4488 | -7.529 | -3.7458 | -4.2274
195 | 0.23 | 0.5 | South/Central | CA | Daggett.Intl.AP.723815 | 3 | 3397182 | 22.8575 | 17.3403 | 47.4367 | 22.7248 | 24.7119 | 1545.65 | 1.0829 | -170.15 | 5.6377 | -4.5548 | -108.5024 | -0.15542 | -184.48 | 4.3917 | -4.5471 | -124.1433 | -0.56553 | -283.91 | 6.3373 | -6.9028 | -192.674 | 1.0829 | -170.15 | 5.6377 | -4.5548 | -108.5024 | 0.96263 | -185.26 | 5.8589 | -4.8963 | -119.2163 | 0.044946 | 1.0273 | 0.77937 | 2.1321 | 69.4705 | 0.048672 | -0.0069856 | -0.025418 | 0.048672 | 0.043266 | -7.6475 | -8.2916 | -12.7606 | -7.6475 | -8.3267 | -4.8767 | -5.5797 | -8.6599 | -4.8767 | -5.3583 | 0.044946 | 1.0273 | 0.77937 | 2.1321 | 69.4705 | 0.048672 | -0.0069856 | -0.025418 | 0.048672 | 0.043266 | -7.6475 | -8.2916 | -12.7606 | -7.6475 | -8.3267 | -4.8767 | -5.5797 | -8.6599 | -4.8767 | -5.3583
196 | 0.29 | 0.17 | South/Central | CA | Daggett.Intl.AP.723815 | 3 | 3397182 | 28.9604 | 12.1925 | 46.6019 | 28.7927 | 17.8092 | 1258.56 | 1.9177 | 116.94 | -0.43027 | 2.348 | 87.6151 | 0.67937 | 102.61 | -1.6762 | 2.3556 | 71.9743 | 0.26926 | 3.18 | 0.26933 | -7.3505e-05 | 3.4435 | 1.9177 | 116.94 | -0.43027 | 2.348 | 87.6151 | 1.7974 | 101.83 | -0.20902 | 2.0064 | 76.9013 | 0.044946 | 1.3016 | 0.548 | 2.0946 | 56.567 | 0.086192 | 0.030535 | 0.012102 | 0.086192 | 0.080787 | 5.256 | 4.6119 | 0.14293 | 5.256 | 4.5768 | 3.9379 | 3.2349 | 0.15477 | 3.9379 | 3.4564 | 0.044946 | 1.3016 | 0.548 | 2.0946 | 56.567 | 0.086192 | 0.030535 | 0.012102 | 0.086192 | 0.080787 | 5.256 | 4.6119 | 0.14293 | 5.256 | 4.5768 | 3.9379 | 3.2349 | 0.15477 | 3.9379 | 3.4564
197 | 0.29 | 0.19 | South/Central | CA | Daggett.Intl.AP.723815 | 3 | 3397182 | 28.4785 | 12.5686 | 46.626 | 28.3136 | 18.3124 | 1279.06 | 1.8936 | 96.44 | 0.048877 | 1.8447 | 73.7863 | 0.65524 | 82.11 | -1.1971 | 1.8523 | 58.1455 | 0.24513 | -17.32 | 0.74848 | -0.50335 | -10.3852 | 1.8936 | 96.44 | 0.048877 | 1.8447 | 73.7863 | 1.7733 | 81.33 | 0.27013 | 1.5032 | 63.0725 | 0.044946 | 1.28 | 0.5649 | 2.0956 | 57.4884 | 0.085108 | 0.02945 | 0.011018 | 0.085108 | 0.079702 | 4.3346 | 3.6905 | -0.77846 | 4.3346 | 3.6554 | 3.3164 | 2.6134 | -0.46677 | 3.3164 | 2.8348 | 0.044946 | 1.28 | 0.5649 | 2.0956 | 57.4884 | 0.085108 | 0.02945 | 0.011018 | 0.085108 | 0.079702 | 4.3346 | 3.6905 | -0.77846 | 4.3346 | 3.6554 | 3.3164 | 2.6134 | -0.46677 | 3.3164 | 2.8348
198 | 0.29 | 0.2 | South/Central | CA | Daggett.Intl.AP.723815 | 3 | 3397182 | 28.2558 | 12.76 | 46.6648 | 28.0923 | 18.5725 | 1289.96 | 1.8548 | 85.54 | 0.27013 | 1.5847 | 66.3052 | 0.61648 | 71.21 | -0.97582 | 1.5923 | 50.6644 | 0.20637 | -28.22 | 0.96974 | -0.76337 | -17.8663 | 1.8548 | 85.54 | 0.27013 | 1.5847 | 66.3052 | 1.7345 | 70.43 | 0.49139 | 1.2431 | 55.5914 | 0.044946 | 1.27 | 0.57351 | 2.0974 | 57.9783 | 0.083366 | 0.027708 | 0.0092756 | 0.083366 | 0.07796 | 3.8447 | 3.2006 | -1.2684 | 3.8447 | 3.1655 | 2.9801 | 2.2772 | -0.80302 | 2.9801 | 2.4986 | 0.044946 | 1.27 | 0.57351 | 2.0974 | 57.9783 | 0.083366 | 0.027708 | 0.0092756 | 0.083366 | 0.07796 | 3.8447 | 3.2006 | -1.2684 | 3.8447 | 3.1655 | 2.9801 | 2.2772 | -0.80302 | 2.9801 | 2.4986
199 | 0.29 | 0.23 | South/Central | CA | Daggett.Intl.AP.723815 | 3 | 3397182 | 27.6112 | 13.3177 | 46.7708 | 27.4514 | 19.3194 | 1321.21 | 1.7487 | 54.29 | 0.91103 | 0.83772 | 44.8818 | 0.51042 | 39.96 | -0.33492 | 0.84535 | 29.241 | 0.10031 | -59.47 | 1.6106 | -1.5103 | -39.2897 | 1.7487 | 54.29 | 0.91103 | 0.83772 | 44.8818 | 1.6285 | 39.18 | 1.1323 | 0.49619 | 34.168 | 0.044946 | 1.241 | 0.59857 | 2.1022 | 59.3829 | 0.078599 | 0.022941 | 0.0045087 | 0.078599 | 0.073193 | 2.4401 | 1.796 | -2.6729 | 2.4401 | 1.761 | 2.0173 | 1.3143 | -1.7659 | 2.0173 | 1.5357 | 0.044946 | 1.241 | 0.59857 | 2.1022 | 59.3829 | 0.078599 | 0.022941 | 0.0045087 | 0.078599 | 0.073193 | 2.4401 | 1.796 | -2.6729 | 2.4401 | 1.761 | 2.0173 | 1.3143 | -1.7659 | 2.0173 | 1.5357
200 | 0.29 | 0.25 | South/Central | CA | Daggett.Intl.AP.723815 | 3 | 3397182 | 27.2175 | 13.7007 | 46.89 | 27.06 | 19.83 | 1343.13 | 1.6295 | 32.37 | 1.3024 | 0.3271 | 29.6391 | 0.39121 | 18.04 | 0.056475 | 0.33473 | 13.9982 | -0.018904 | -81.39 | 2.002 | -2.0209 | -54.5325 | 1.6295 | 32.37 | 1.3024 | 0.3271 | 29.6391 | 1.5093 | 17.26 | 1.5237 | -0.014428 | 18.9252 | 0.044946 | 1.2233 | 0.61579 | 2.1075 | 60.3681 | 0.07324 | 0.017583 | -0.00084966 | 0.07324 | 0.067835 | 1.4549 | 0.81082 | -3.6581 | 1.4549 | 0.77576 | 1.3322 | 0.62916 | -2.451 | 1.3322 | 0.85061 | 0.044946 | 1.2233 | 0.61579 | 2.1075 | 60.3681 | 0.07324 | 0.017583 | -0.00084966 | 0.07324 | 0.067835 | 1.4549 | 0.81082 | -3.6581 | 1.4549 | 0.77576 | 1.3322 | 0.62916 | -2.451 | 1.3322 | 0.85061
201 | 0.29 | 0.27 | South/Central | CA | Daggett.Intl.AP.723815 | 3 | 3397182 | 27.186 | 13.7407 | 46.9385 | 27.0287 | 19.9097 | 1346.89 | 1.5811 | 28.61 | 1.3337 | 0.2474 | 26.8783 | 0.34278 | 14.28 | 0.087751 | 0.25503 | 11.2374 | -0.06733 | -85.15 | 2.0333 | -2.1006 | -57.2933 | 1.5811 | 28.61 | 1.3337 | 0.2474 | 26.8783 | 1.4608 | 13.5 | 1.555 | -0.094131 | 16.1644 | 0.044946 | 1.2219 | 0.61759 | 2.1097 | 60.5371 | 0.071064 | 0.015407 | -0.0030262 | 0.071064 | 0.065658 | 1.2859 | 0.64183 | -3.8271 | 1.2859 | 0.60677 | 1.2081 | 0.50508 | -2.5751 | 1.2081 | 0.72652 | 0.044946 | 1.2219 | 0.61759 | 2.1097 | 60.5371 | 0.071064 | 0.015407 | -0.0030262 | 0.071064 | 0.065658 | 1.2859 | 0.64183 | -3.8271 | 1.2859 | 0.60677 | 1.2081 | 0.50508 | -2.5751 | 1.2081 | 0.72652
202 | 0.29 | 0.3 | South/Central | CA | Daggett.Intl.AP.723815 | 3 | 3397182 | 26.9235 | 13.9953 | 47.0421 | 26.7678 | 20.2743 | 1362.74 | 1.4775 | 12.76 | 1.5946 | -0.11718 | 15.7579 | 0.23914 | -1.57 | 0.34868 | -0.10955 | 0.11711 | -0.17098 | -101 | 2.2942 | -2.4652 | -68.4136 | 1.4775 | 12.76 | 1.5946 | -0.11718 | 15.7579 | 1.3572 | -2.35 | 1.8159 | -0.45871 | 5.0441 | 0.044946 | 1.2101 | 0.62903 | 2.1143 | 61.2495 | 0.066405 | 0.010748 | -0.0076846 | 0.066405 | 0.061 | 0.57351 | -0.070565 | -4.5395 | 0.57351 | -0.10562 | 0.70825 | 0.0052636 | -3.0749 | 0.70825 | 0.22671 | 0.044946 | 1.2101 | 0.62903 | 2.1143 | 61.2495 | 0.066405 | 0.010748 | -0.0076846 | 0.066405 | 0.061 | 0.57351 | -0.070565 | -4.5395 | 0.57351 | -0.10562 | 0.70825 | 0.0052636 | -3.0749 | 0.70825 | 0.22671
203 | 0.29 | 0.32 | South/Central | CA | Daggett.Intl.AP.723815 | 3 | 3397182 | 26.5813 | 14.3383 | 47.1627 | 26.4275 | 20.7352 | 1382.68 | 1.3568 | -7.18 | 1.9349 | -0.5781 | 1.832 | 0.1185 | -21.51 | 0.68897 | -0.57047 | -13.8088 | -0.29161 | -120.94 | 2.6345 | -2.9261 | -82.3396 | 1.3568 | -7.18 | 1.9349 | -0.5781 | 1.832 | 1.2365 | -22.29 | 2.1562 | -0.91963 | -8.8818 | 0.044946 | 1.1947 | 0.64445 | 2.1198 | 62.1457 | 0.060983 | 0.005326 | -0.013107 | 0.060983 | 0.055578 | -0.32271 | -0.96678 | -5.4357 | -0.32271 | -1.0018 | 0.082341 | -0.62065 | -3.7008 | 0.082341 | -0.3992 | 0.044946 | 1.1947 | 0.64445 | 2.1198 | 62.1457 | 0.060983 | 0.005326 | -0.013107 | 0.060983 | 0.055578 | -0.32271 | -0.96678 | -5.4357 | -0.32271 | -1.0018 | 0.082341 | -0.62065 | -3.7008 | 0.082341 | -0.3992
204 | 0.29 | 0.35 | South/Central | CA | Daggett.Intl.AP.723815 | 3 | 3397182 | 26.0893 | 14.8444 | 47.3483 | 25.9384 | 21.4099 | 1411.97 | 1.1712 | -36.47 | 2.424 | -1.2528 | -18.6671 | -0.067095 | -50.8 | 1.178 | -1.2451 | -34.3079 | -0.47721 | -150.23 | 3.1236 | -3.6008 | -102.8387 | 1.1712 | -36.47 | 2.424 | -1.2528 | -18.6671 | 1.051 | -51.58 | 2.6453 | -1.5943 | -29.3809 | 0.044946 | 1.1726 | 0.66719 | 2.1281 | 63.4621 | 0.052642 | -0.0030156 | -0.021448 | 0.052642 | 0.047236 | -1.6392 | -2.2832 | -6.7522 | -1.6392 | -2.3183 | -0.83901 | -1.542 | -4.6222 | -0.83901 | -1.3205 | 0.044946 | 1.1726 | 0.66719 | 2.1281 | 63.4621 | 0.052642 | -0.0030156 | -0.021448 | 0.052642 | 0.047236 | -1.6392 | -2.2832 | -6.7522 | -1.6392 | -2.3183 | -0.83901 | -1.542 | -4.6222 | -0.83901 | -1.3205
205 | 0.29 | 0.37 | South/Central | CA | Daggett.Intl.AP.723815 | 3 | 3397182 | 25.7985 | 15.1489 | 47.4636 | 25.6493 | 21.8144 | 1429.58 | 1.0559 | -54.08 | 2.7132 | -1.6572 | -31.008 | -0.18239 | -68.41 | 1.4672 | -1.6496 | -46.6488 | -0.5925 | -167.84 | 3.4128 | -4.0053 | -115.1795 | 1.0559 | -54.08 | 2.7132 | -1.6572 | -31.008 | 0.93566 | -69.19 | 2.9344 | -1.9988 | -41.7218 | 0.044946 | 1.1595 | 0.68088 | 2.1333 | 64.2536 | 0.04746 | -0.0081976 | -0.02663 | 0.04746 | 0.042054 | -2.4307 | -3.0747 | -7.5437 | -2.4307 | -3.1098 | -1.3937 | -2.0967 | -5.1768 | -1.3937 | -1.8752 | 0.044946 | 1.1595 | 0.68088 | 2.1333 | 64.2536 | 0.04746 | -0.0081976 | -0.02663 | 0.04746 | 0.042054 | -2.4307 | -3.0747 | -7.5437 | -2.4307 | -3.1098 | -1.3937 | -2.0967 | -5.1768 | -1.3937 | -1.8752
206 | 0.29 | 0.4 | South/Central | CA | Daggett.Intl.AP.723815 | 3 | 3397182 | 25.3949 | 15.6135 | 47.676 | 25.2479 | 22.4281 | 1456.73 | 0.84355 | -81.23 | 3.1145 | -2.2709 | -50.2123 | -0.39477 | -95.56 | 1.8685 | -2.2633 | -65.8531 | -0.80488 | -194.99 | 3.8141 | -4.619 | -134.3838 | 0.84355 | -81.23 | 3.1145 | -2.2709 | -50.2123 | 0.72328 | -96.34 | 3.3357 | -2.6125 | -60.9261 | 0.044946 | 1.1414 | 0.70176 | 2.1428 | 65.4739 | 0.037914 | -0.017743 | -0.036176 | 0.037914 | 0.032508 | -3.6509 | -4.295 | -8.764 | -3.6509 | -4.3301 | -2.2568 | -2.9598 | -6.04 | -2.2568 | -2.7384 | 0.044946 | 1.1414 | 0.70176 | 2.1428 | 65.4739 | 0.037914 | -0.017743 | -0.036176 | 0.037914 | 0.032508 | -3.6509 | -4.295 | -8.764 | -3.6509 | -4.3301 | -2.2568 | -2.9598 | -6.04 | -2.2568 | -2.7384
207 | 0.29 | 0.42 | South/Central | CA | Daggett.Intl.AP.723815 | 3 | 3397182 | 25.1439 | 15.935 | 47.8566 | 24.9985 | 22.8581 | 1476.13 | 0.66301 | -100.63 | 3.364 | -2.701 | -64.075 | -0.57532 | -114.96 | 2.118 | -2.6933 | -79.7159 | -0.98543 | -214.39 | 4.0636 | -5.049 | -148.2466 | 0.66301 | -100.63 | 3.364 | -2.701 | -64.075 | 0.54274 | -115.74 | 3.5852 | -3.0425 | -74.7889 | 0.044946 | 1.1301 | 0.71621 | 2.151 | 66.3459 | 0.029799 | -0.025858 | -0.044291 | 0.029799 | 0.024394 | -4.5229 | -5.167 | -9.6359 | -4.5229 | -5.202 | -2.8799 | -3.5829 | -6.6631 | -2.8799 | -3.3614 | 0.044946 | 1.1301 | 0.71621 | 2.151 | 66.3459 | 0.029799 | -0.025858 | -0.044291 | 0.029799 | 0.024394 | -4.5229 | -5.167 | -9.6359 | -4.5229 | -5.202 | -2.8799 | -3.5829 | -6.6631 | -2.8799 | -3.3614
208 | 0.29 | 0.47 | South/Central | CA | Daggett.Intl.AP.723815 | 3 | 3397182 | 24.5208 | 16.8442 | 48.4725 | 24.3789 | 24.0936 | 1533.03 | 0.047085 | -157.53 | 3.9835 | -3.9364 | -105.1459 | -1.1912 | -171.86 | 2.7376 | -3.9288 | -120.7867 | -1.6013 | -271.29 | 4.6831 | -6.2845 | -189.3175 | 0.047085 | -157.53 | 3.9835 | -3.9364 | -105.1459 | -0.073186 | -172.64 | 4.2048 | -4.278 | -115.8597 | 0.044946 | 1.1021 | 0.75708 | 2.1786 | 68.9033 | 0.0021163 | -0.053541 | -0.071974 | 0.0021163 | -0.0032894 | -7.0803 | -7.7244 | -12.1933 | -7.0803 | -7.7594 | -4.7259 | -5.4289 | -8.509 | -4.7259 | -5.2074 | 0.044946 | 1.1021 | 0.75708 | 2.1786 | 68.9033 | 0.0021163 | -0.053541 | -0.071974 | 0.0021163 | -0.0032894 | -7.0803 | -7.7244 | -12.1933 | -7.0803 | -7.7594 | -4.7259 | -5.4289 | -8.509 | -4.7259 | -5.2074
209 | 0.31 | 0.17 | South/Central | CA | Daggett.Intl.AP.723815 | 3 | 3397182 | 29.4921 | 12.1725 | 47.1237 | 29.3214 | 17.8022 | 1264.46 | 1.3959 | 111.04 | -0.95902 | 2.3549 | 81.1247 | 0.15757 | 96.71 | -2.205 | 2.3625 | 65.4838 | -0.25254 | -2.72 | -0.25941 | 0.0068739 | -3.0469 | 1.3959 | 111.04 | -0.95902 | 2.3549 | 81.1247 | 1.2756 | 95.93 | -0.73776 | 2.0134 | 70.4108 | 0.044946 | 1.3255 | 0.5471 | 2.118 | 56.8322 | 0.06274 | 0.0070822 | -0.011351 | 0.06274 | 0.057334 | 4.9908 | 4.3467 | -0.12225 | 4.9908 | 4.3117 | 3.6462 | 2.9432 | -0.13695 | 3.6462 | 3.1647 | 0.044946 | 1.3255 | 0.5471 | 2.118 | 56.8322 | 0.06274 | 0.0070822 | -0.011351 | 0.06274 | 0.057334 | 4.9908 | 4.3467 | -0.12225 | 4.9908 | 4.3117 | 3.6462 | 2.9432 | -0.13695 | 3.6462 | 3.1647
210 | 0.31 | 0.19 | South/Central | CA | Daggett.Intl.AP.723815 | 3 | 3397182 | 29.0086 | 12.5486 | 47.1462 | 28.8408 | 18.3054 | 1284.94 | 1.3734 | 90.56 | -0.47835 | 1.8517 | 67.3191 | 0.13506 | 76.23 | -1.7243 | 1.8594 | 51.6783 | -0.27505 | -23.2 | 0.22126 | -0.49631 | -16.8525 | 1.3734 | 90.56 | -0.47835 | 1.8517 | 67.3191 | 1.2531 | 75.45 | -0.25709 | 1.5102 | 56.6053 | 0.044946 | 1.3038 | 0.56401 | 2.119 | 57.7527 | 0.061728 | 0.0060704 | -0.012362 | 0.061728 | 0.056322 | 4.0703 | 3.4262 | -1.0427 | 4.0703 | 3.3912 | 3.0257 | 2.3227 | -0.75745 | 3.0257 | 2.5442 | 0.044946 | 1.3038 | 0.56401 | 2.119 | 57.7527 | 0.061728 | 0.0060704 | -0.012362 | 0.061728 | 0.056322 | 4.0703 | 3.4262 | -1.0427 | 4.0703 | 3.3912 | 3.0257 | 2.3227 | -0.75745 | 3.0257 | 2.5442
211 | 0.31 | 0.2 | South/Central | CA | Daggett.Intl.AP.723815 | 3 | 3397182 | 28.7776 | 12.7401 | 47.1766 | 28.6111 | 18.5655 | 1295.74 | 1.343 | 79.76 | -0.24869 | 1.5916 | 59.9429 | 0.10463 | 65.43 | -1.4946 | 1.5993 | 44.302 | -0.30548 | -34 | 0.45091 | -0.75639 | -24.2287 | 1.343 | 79.76 | -0.24869 | 1.5916 | 59.9429 | 1.2227 | 64.65 | -0.027436 | 1.2501 | 49.229 | 0.044946 | 1.2934 | 0.57261 | 2.1204 | 58.2381 | 0.06036 | 0.0047028 | -0.01373 | 0.06036 | 0.054955 | 3.5849 | 2.9408 | -1.5282 | 3.5849 | 2.9057 | 2.6942 | 1.9912 | -1.089 | 2.6942 | 2.2126 | 0.044946 | 1.2934 | 0.57261 | 2.1204 | 58.2381 | 0.06036 | 0.0047028 | -0.01373 | 0.06036 | 0.054955 | 3.5849 | 2.9408 | -1.5282 | 3.5849 | 2.9057 | 2.6942 | 1.9912 | -1.089 | 2.6942 | 2.2126
212 | 0.31 | 0.23 | South/Central | CA | Daggett.Intl.AP.723815 | 3 | 3397182 | 28.1314 | 13.3061 | 47.2895 | 27.9687 | 19.3208 | 1327.4 | 1.2301 | 48.1 | 0.39372 | 0.83635 | 38.2081 | -0.0082479 | 33.77 | -0.85223 | 0.84398 | 22.5673 | -0.41836 | -65.66 | 1.0933 | -1.5117 | -45.9634 | 1.2301 | 48.1 | 0.39372 | 0.83635 | 38.2081 | 1.1098 | 32.99 | 0.61498 | 0.49482 | 27.4943 | 0.044946 | 1.2644 | 0.59806 | 2.1255 | 59.6611 | 0.055287 | -0.00037071 | -0.018803 | 0.055287 | 0.049881 | 2.1619 | 1.5178 | -2.9511 | 2.1619 | 1.4828 | 1.7173 | 1.0143 | -2.0659 | 1.7173 | 1.2358 | 0.044946 | 1.2644 | 0.59806 | 2.1255 | 59.6611 | 0.055287 | -0.00037071 | -0.018803 | 0.055287 | 0.049881 | 2.1619 | 1.5178 | -2.9511 | 2.1619 | 1.4828 | 1.7173 | 1.0143 | -2.0659 | 1.7173 | 1.2358
213 | 0.31 | 0.25 | South/Central | CA | Daggett.Intl.AP.723815 | 3 | 3397182 | 27.7377 | 13.6792 | 47.3988 | 27.5773 | 19.8214 | 1348.8 | 1.1208 | 26.7 | 0.78512 | 0.33569 | 23.36 | -0.11751 | 12.37 | -0.46083 | 0.34332 | 7.7192 | -0.52763 | -87.06 | 1.4847 | -2.0124 | -60.8116 | 1.1208 | 26.7 | 0.78512 | 0.33569 | 23.36 | 1.0005 | 11.59 | 1.0064 | -0.0058421 | 12.6462 | 0.044946 | 1.2467 | 0.61482 | 2.1304 | 60.6229 | 0.050376 | -0.0052818 | -0.023715 | 0.050376 | 0.04497 | 1.2001 | 0.55598 | -3.913 | 1.2001 | 0.52092 | 1.0499 | 0.34694 | -2.7332 | 1.0499 | 0.56839 | 0.044946 | 1.2467 | 0.61482 | 2.1304 | 60.6229 | 0.050376 | -0.0052818 | -0.023715 | 0.050376 | 0.04497 | 1.2001 | 0.55598 | -3.913 | 1.2001 | 0.52092 | 1.0499 | 0.34694 | -2.7332 | 1.0499 | 0.56839
214 | 0.31 | 0.27 | South/Central | CA | Daggett.Intl.AP.723815 | 3 | 3397182 | 27.7576 | 13.6607 | 47.4301 | 27.5971 | 19.833 | 1349.61 | 1.0894 | 25.89 | 0.76528 | 0.32416 | 22.6492 | -0.14887 | 11.56 | -0.48067 | 0.3318 | 7.0084 | -0.55898 | -87.87 | 1.4649 | -2.0239 | -61.5224 | 1.0894 | 25.89 | 0.76528 | 0.32416 | 22.6492 | 0.96918 | 10.78 | 0.98654 | -0.017363 | 11.9354 | 0.044946 | 1.2476 | 0.61399 | 2.1318 | 60.6593 | 0.048966 | -0.0066912 | -0.025124 | 0.048966 | 0.04356 | 1.1636 | 0.51957 | -3.9494 | 1.1636 | 0.48452 | 1.018 | 0.315 | -2.7652 | 1.018 | 0.53645 | 0.044946 | 1.2476 | 0.61399 | 2.1318 | 60.6593 | 0.048966 | -0.0066912 | -0.025124 | 0.048966 | 0.04356 | 1.1636 | 0.51957 | -3.9494 | 1.1636 | 0.48452 | 1.018 | 0.315 | -2.7652 | 1.018 | 0.53645
215 | 0.31 | 0.3 | South/Central | CA | Daggett.Intl.AP.723815 | 3 | 3397182 | 27.525 | 13.8938 | 47.5306 | 27.366 | 20.1646 | 1364.11 | 0.98901 | 11.39 | 0.99646 | -0.0074522 | 12.4554 | -0.24931 | -2.94 | -0.24949 | 0.00018009 | -3.1855 | -0.65943 | -102.37 | 1.6961 | -2.3555 | -71.7162 | 0.98901 | 11.39 | 0.99646 | -0.0074522 | 12.4554 | 0.86874 | -3.72 | 1.2177 | -0.34898 | 1.7415 | 0.044946 | 1.2371 | 0.62447 | 2.1363 | 61.311 | 0.044452 | -0.011206 | -0.029638 | 0.044452 | 0.039046 | 0.51193 | -0.13214 | -4.6011 | 0.51193 | -0.1672 | 0.55982 | -0.14317 | -3.2233 | 0.55982 | 0.078275 | 0.044946 | 1.2371 | 0.62447 | 2.1363 | 61.311 | 0.044452 | -0.011206 | -0.029638 | 0.044452 | 0.039046 | 0.51193 | -0.13214 | -4.6011 | 0.51193 | -0.1672 | 0.55982 | -0.14317 | -3.2233 | 0.55982 | 0.078275
216 | 0.31 | 0.32 | South/Central | CA | Daggett.Intl.AP.723815 | 3 | 3397182 | 27.1628 | 14.2368 | 47.6229 | 27.0058 | 20.617 | 1383.37 | 0.89669 | -7.87 | 1.3566 | -0.45989 | -0.88036 | -0.34163 | -22.2 | 0.11063 | -0.45226 | -16.5212 | -0.75174 | -121.63 | 2.0562 | -2.8079 | -85.0519 | 0.89669 | -7.87 | 1.3566 | -0.45989 | -0.88036 | 0.77642 | -22.98 | 1.5778 | -0.80142 | -11.5942 | 0.044946 | 1.2209 | 0.63988 | 2.1404 | 62.1767 | 0.040302 | -0.015355 | -0.033788 | 0.040302 | 0.034897 | -0.35372 | -0.9978 | -5.4668 | -0.35372 | -1.0329 | -0.039568 | -0.74256 | -3.8227 | -0.039568 | -0.52111 | 0.044946 | 1.2209 | 0.63988 | 2.1404 | 62.1767 | 0.040302 | -0.015355 | -0.033788 | 0.040302 | 0.034897 | -0.35372 | -0.9978 | -5.4668 | -0.35372 | -1.0329 | -0.039568 | -0.74256 | -3.8227 | -0.039568 | -0.52111
217 | 0.31 | 0.35 | South/Central | CA | Daggett.Intl.AP.723815 | 3 | 3397182 | 26.6494 | 14.7429 | 47.7871 | 26.4954 | 21.2917 | 1412.4 | 0.73248 | -36.9 | 1.867 | -1.1345 | -21.1049 | -0.50584 | -51.23 | 0.62106 | -1.1269 | -36.7457 | -0.91595 | -150.66 | 2.5666 | -3.4826 | -105.2765 | 0.73248 | -36.9 | 1.867 | -1.1345 | -21.1049 | 0.61221 | -52.01 | 2.0883 | -1.4761 | -31.8187 | 0.044946 | 1.1978 | 0.66263 | 2.1478 | 63.4815 | 0.032922 | -0.022735 | -0.041168 | 0.032922 | 0.027516 | -1.6585 | -2.3026 | -6.7715 | -1.6585 | -2.3376 | -0.94858 | -1.6516 | -4.7317 | -0.94858 | -1.4301 | 0.044946 | 1.1978 | 0.66263 | 2.1478 | 63.4815 | 0.032922 | -0.022735 | -0.041168 | 0.032922 | 0.027516 | -1.6585 | -2.3026 | -6.7715 | -1.6585 | -2.3376 | -0.94858 | -1.6516 | -4.7317 | -0.94858 | -1.4301
218 | 0.31 | 0.37 | South/Central | CA | Daggett.Intl.AP.723815 | 3 | 3397182 | 26.3287 | 15.0859 | 47.9292 | 26.1765 | 21.7527 | 1432.6 | 0.59037 | -57.1 | 2.1859 | -1.5956 | -35.3088 | -0.64795 | -71.43 | 0.93998 | -1.5879 | -50.9496 | -1.0581 | -170.86 | 2.8855 | -3.9436 | -119.4804 | 0.59037 | -57.1 | 2.1859 | -1.5956 | -35.3088 | 0.4701 | -72.21 | 2.4072 | -1.9371 | -46.0226 | 0.044946 | 1.1834 | 0.67805 | 2.1542 | 64.3894 | 0.026535 | -0.029123 | -0.047555 | 0.026535 | 0.021129 | -2.5664 | -3.2105 | -7.6794 | -2.5664 | -3.2455 | -1.587 | -2.29 | -5.3701 | -1.587 | -2.0685 | 0.044946 | 1.1834 | 0.67805 | 2.1542 | 64.3894 | 0.026535 | -0.029123 | -0.047555 | 0.026535 | 0.021129 | -2.5664 | -3.2105 | -7.6794 | -2.5664 | -3.2455 | -1.587 | -2.29 | -5.3701 | -1.587 | -2.0685
219 | 0.31 | 0.4 | South/Central | CA | Daggett.Intl.AP.723815 | 3 | 3397182 | 25.8866 | 15.582 | 48.1447 | 25.737 | 22.4077 | 1461.45 | 0.37482 | -85.95 | 2.6254 | -2.2506 | -55.6639 | -0.8635 | -100.28 | 1.3795 | -2.243 | -71.3047 | -1.2736 | -199.71 | 3.325 | -4.5986 | -139.8354 | 0.37482 | -85.95 | 2.6254 | -2.2506 | -55.6639 | 0.25455 | -101.06 | 2.8467 | -2.5921 | -66.3777 | 0.044946 | 1.1635 | 0.70034 | 2.1639 | 65.6861 | 0.016846 | -0.038811 | -0.057244 | 0.016846 | 0.011441 | -3.8631 | -4.5072 | -8.9761 | -3.8631 | -4.5422 | -2.5019 | -3.2048 | -6.285 | -2.5019 | -2.9834 | 0.044946 | 1.1635 | 0.70034 | 2.1639 | 65.6861 | 0.016846 | -0.038811 | -0.057244 | 0.016846 | 0.011441 | -3.8631 | -4.5072 | -8.9761 | -3.8631 | -4.5422 | -2.5019 | -3.2048 | -6.285 | -2.5019 | -2.9834
220 | 0.31 | 0.42 | South/Central | CA | Daggett.Intl.AP.723815 | 3 | 3397182 | 25.6143 | 15.925 | 48.3353 | 25.4662 | 22.8691 | 1482.23 | 0.18425 | -106.73 | 2.8963 | -2.712 | -70.4981 | -1.0541 | -121.06 | 1.6503 | -2.7044 | -86.139 | -1.4642 | -220.49 | 3.5959 | -5.0601 | -154.6697 | 0.18425 | -106.73 | 2.8963 | -2.712 | -70.4981 | 0.063976 | -121.84 | 3.1175 | -3.0535 | -81.212 | 0.044946 | 1.1513 | 0.71576 | 2.1725 | 66.62 | 0.0082811 | -0.047376 | -0.065809 | 0.0082811 | 0.0028754 | -4.7971 | -5.4411 | -9.9101 | -4.7971 | -5.4762 | -3.1686 | -3.8716 | -6.9518 | -3.1686 | -3.6501 | 0.044946 | 1.1513 | 0.71576 | 2.1725 | 66.62 | 0.0082811 | -0.047376 | -0.065809 | 0.0082811 | 0.0028754 | -4.7971 | -5.4411 | -9.9101 | -4.7971 | -5.4762 | -3.1686 | -3.8716 | -6.9518 | -3.1686 | -3.6501
221 | 0.31 | 0.47 | South/Central | CA | Daggett.Intl.AP.723815 | 3 | 3397182 | 24.9313 | 16.9041 | 48.9644 | 24.7871 | 24.1773 | 1542.19 | -0.44486 | -166.69 | 3.5753 | -4.0202 | -113.6909 | -1.6832 | -181.02 | 2.3294 | -4.0125 | -129.3317 | -2.0933 | -280.45 | 4.2749 | -6.3682 | -197.8625 | -0.44486 | -166.69 | 3.5753 | -4.0202 | -113.6909 | -0.56513 | -181.8 | 3.7966 | -4.3617 | -124.4047 | 0.044946 | 1.1206 | 0.75977 | 2.2007 | 69.315 | -0.019995 | -0.075652 | -0.094085 | -0.019995 | -0.0254 | -7.492 | -8.1361 | -12.6051 | -7.492 | -8.1711 | -5.1099 | -5.8129 | -8.8931 | -5.1099 | -5.5915 | 0.044946 | 1.1206 | 0.75977 | 2.2007 | 69.315 | -0.019995 | -0.075652 | -0.094085 | -0.019995 | -0.0254 | -7.492 | -8.1361 | -12.6051 | -7.492 | -8.1711 | -5.1099 | -5.8129 | -8.8931 | -5.1099 | -5.5915
222 | 0.32 | 0.17 | South/Central | CA | Daggett.Intl.AP.723815 | 3 | 3397182 | 29.7529 | 12.1725 | 47.3929 | 29.5809 | 17.812 | 1268.04 | 1.1267 | 107.46 | -1.2184 | 2.3451 | 77.4173 | -0.11162 | 93.13 | -2.4644 | 2.3528 | 61.7765 | -0.52173 | -6.3 | -0.51883 | -0.0029059 | -6.7543 | 1.1267 | 107.46 | -1.2184 | 2.3451 | 77.4173 | 1.0064 | 92.35 | -0.99718 | 2.0036 | 66.7035 | 0.044946 | 1.3373 | 0.5471 | 2.1301 | 56.9931 | 0.05064 | -0.0050169 | -0.02345 | 0.05064 | 0.045235 | 4.8299 | 4.1858 | -0.28316 | 4.8299 | 4.1507 | 3.4796 | 2.7766 | -0.30358 | 3.4796 | 2.998 | 0.044946 | 1.3373 | 0.5471 | 2.1301 | 56.9931 | 0.05064 | -0.0050169 | -0.02345 | 0.05064 | 0.045235 | 4.8299 | 4.1858 | -0.28316 | 4.8299 | 4.1507 | 3.4796 | 2.7766 | -0.30358 | 3.4796 | 2.998
223 | 0.32 | 0.19 | South/Central | CA | Daggett.Intl.AP.723815 | 3 | 3397182 | 29.2695 | 12.547 | 47.4154 | 29.1002 | 18.3152 | 1288.52 | 1.1041 | 86.98 | -0.73776 | 1.8419 | 63.6091 | -0.1342 | 72.65 | -1.9837 | 1.8495 | 47.9683 | -0.54431 | -26.78 | -0.038156 | -0.50615 | -20.5625 | 1.1041 | 86.98 | -0.73776 | 1.8419 | 63.6091 | 0.98385 | 71.87 | -0.51651 | 1.5004 | 52.8953 | 0.044946 | 1.3155 | 0.56394 | 2.1311 | 57.9136 | 0.049626 | -0.0060317 | -0.024464 | 0.049626 | 0.04422 | 3.9094 | 3.2653 | -1.2036 | 3.9094 | 3.2303 | 2.859 | 2.156 | -0.9242 | 2.859 | 2.3774 | 0.044946 | 1.3155 | 0.56394 | 2.1311 | 57.9136 | 0.049626 | -0.0060317 | -0.024464 | 0.049626 | 0.04422 | 3.9094 | 3.2653 | -1.2036 | 3.9094 | 3.2303 | 2.859 | 2.156 | -0.9242 | 2.859 | 2.3774
227 | 0.32 | 0.27 | South/Central | CA | Daggett.Intl.AP.723815 | 3 | 3397182 | 28.0086 | 13.6507 | 47.6711 | 27.8466 | 19.8245 | 1352.12 | 0.84843 | 23.38 | 0.51579 | 0.33264 | 19.7927 | -0.38989 | 9.05 | -0.73017 | 0.34027 | 4.1519 | -0.8 | -90.38 | 1.2154 | -2.0154 | -64.3789 | 0.84843 | 23.38 | 0.51579 | 0.33264 | 19.7927 | 0.72816 | 8.27 | 0.73705 | -0.0088885 | 9.0789 | 0.044946 | 1.2589 | 0.61354 | 2.1426 | 60.7721 | 0.038133 | -0.017524 | -0.035957 | 0.038133 | 0.032728 | 1.0508 | 0.40676 | -4.0622 | 1.0508 | 0.3717 | 0.8896 | 0.18661 | -2.8936 | 0.8896 | 0.40806 | 0.044946 | 1.2589 | 0.61354 | 2.1426 | 60.7721 | 0.038133 | -0.017524 | -0.035957 | 0.038133 | 0.032728 | 1.0508 | 0.40676 | -4.0622 | 1.0508 | 0.3717 | 0.8896 | 0.18661 | -2.8936 | 0.8896 | 0.40806
229 | 0.32 | 0.32 | South/Central | CA | Daggett.Intl.AP.723815 | 3 | 3397182 | 27.4137 | 14.2268 | 47.8737 | 27.2553 | 20.6184 | 1386.39 | 0.64586 | -10.89 | 1.1071 | -0.46122 | -4.1257 | -0.59246 | -25.22 | -0.13887 | -0.45359 | -19.7665 | -1.0026 | -124.65 | 1.8067 | -2.8093 | -88.2973 | 0.64586 | -10.89 | 1.1071 | -0.46122 | -4.1257 | 0.52559 | -26 | 1.3283 | -0.80275 | -14.8395 | 0.044946 | 1.2321 | 0.63943 | 2.1517 | 62.3124 | 0.029029 | -0.026628 | -0.045061 | 0.029029 | 0.023623 | -0.48946 | -1.1335 | -5.6025 | -0.48946 | -1.1686 | -0.18543 | -0.88842 | -3.9686 | -0.18543 | -0.66698 | 0.044946 | 1.2321 | 0.63943 | 2.1517 | 62.3124 | 0.029029 | -0.026628 | -0.045061 | 0.029029 | 0.023623 | -0.48946 | -1.1335 | -5.6025 | -0.48946 | -1.1686 | -0.18543 | -0.88842 | -3.9686 | -0.18543 | -0.66698
231 | 0.32 | 0.37 | South/Central | CA | Daggett.Intl.AP.723815 | 3 | 3397182 | 26.578 | 15.0659 | 48.1585 | 26.4245 | 21.734 | 1434.56 | 0.36105 | -59.06 | 1.938 | -1.5769 | -37.7424 | -0.87728 | -73.39 | 0.69201 | -1.5693 | -53.3832 | -1.2874 | -172.82 | 2.6376 | -3.925 | -121.9139 | 0.36105 | -59.06 | 1.938 | -1.5769 | -37.7424 | 0.24077 | -74.17 | 2.1592 | -1.9184 | -48.4562 | 0.044946 | 1.1946 | 0.67715 | 2.1645 | 64.4775 | 0.016227 | -0.03943 | -0.057863 | 0.016227 | 0.010822 | -2.6545 | -3.2986 | -7.7675 | -2.6545 | -3.3336 | -1.6964 | -2.3994 | -5.4795 | -1.6964 | -2.1779 | 0.044946 | 1.1946 | 0.67715 | 2.1645 | 64.4775 | 0.016227 | -0.03943 | -0.057863 | 0.016227 | 0.010822 | -2.6545 | -3.2986 | -7.7675 | -2.6545 | -3.3336 | -1.6964 | -2.3994 | -5.4795 | -1.6964 | -2.1779
233 | 0.32 | 0.42 | South/Central | CA | Daggett.Intl.AP.723815 | 3 | 3397182 | 25.8552 | 15.9051 | 48.5579 | 25.7057 | 22.8521 | 1484.17 | -0.038296 | -108.67 | 2.6567 | -2.695 | -72.8883 | -1.2766 | -123 | 1.4107 | -2.6874 | -88.5291 | -1.6867 | -222.43 | 3.3563 | -5.043 | -157.0598 | -0.038296 | -108.67 | 2.6567 | -2.695 | -72.8883 | -0.15857 | -123.78 | 2.8779 | -3.0365 | -83.6021 | 0.044946 | 1.1621 | 0.71487 | 2.1825 | 66.7072 | -0.0017212 | -0.057379 | -0.075811 | -0.0017212 | -0.0071269 | -4.8843 | -5.5283 | -9.9973 | -4.8843 | -5.5634 | -3.276 | -3.979 | -7.0592 | -3.276 | -3.7576 | 0.044946 | 1.1621 | 0.71487 | 2.1825 | 66.7072 | -0.0017212 | -0.057379 | -0.075811 | -0.0017212 | -0.0071269 | -4.8843 | -5.5283 | -9.9973 | -4.8843 | -5.5634 | -3.276 | -3.979 | -7.0592 | -3.276 | -3.7576
234 | 0.32 | 0.47 | South/Central | CA | Daggett.Intl.AP.723815 | 3 | 3397182 | 25.1706 | 16.8842 | 49.1938 | 25.0252 | 24.1686 | 1544.55 | -0.67423 | -169.05 | 3.3373 | -4.0115 | -116.3925 | -1.9126 | -183.38 | 2.0913 | -4.0039 | -132.0333 | -2.3227 | -282.81 | 4.0369 | -6.3595 | -200.5641 | -0.67423 | -169.05 | 3.3373 | -4.0115 | -116.3925 | -0.7945 | -184.16 | 3.5585 | -4.353 | -127.1063 | 0.044946 | 1.1313 | 0.75887 | 2.2111 | 69.4211 | -0.030304 | -0.085961 | -0.10439 | -0.030304 | -0.03571 | -7.5981 | -8.2422 | -12.7111 | -7.5981 | -8.2772 | -5.2314 | -5.9343 | -9.0145 | -5.2314 | -5.7129 | 0.044946 | 1.1313 | 0.75887 | 2.2111 | 69.4211 | -0.030304 | -0.085961 | -0.10439 | -0.030304 | -0.03571 | -7.5981 | -8.2422 | -12.7111 | -7.5981 | -8.2772 | -5.2314 | -5.9343 | -9.0145 | -5.2314 | -5.7129
235 | 0.34 | 0.17 | South/Central | CA | Daggett.Intl.AP.723815 | 3 | 3397182 | 30.2647 | 12.1625 | 47.9063 | 30.0898 | 17.8165 | 1274.3 | 0.61329 | 101.2 | -1.7273 | 2.3406 | 70.7268 | -0.62503 | 86.87 | -2.9733 | 2.3483 | 55.086 | -1.0351 | -12.56 | -1.0277 | -0.0074037 | -13.4448 | 0.61329 | 101.2 | -1.7273 | 2.3406 | 70.7268 | 0.49302 | 86.09 | -1.5061 | 1.9991 | 60.013 | 0.044946 | 1.3603 | 0.54665 | 2.1532 | 57.2744 | 0.027565 | -0.028092 | -0.046525 | 0.027565 | 0.022159 | 4.5485 | 3.9044 | -0.56452 | 4.5485 | 3.8694 | 3.1789 | 2.4759 | -0.60429 | 3.1789 | 2.6973 | 0.044946 | 1.3603 | 0.54665 | 2.1532 | 57.2744 | 0.027565 | -0.028092 | -0.046525 | 0.027565 | 0.022159 | 4.5485 | 3.9044 | -0.56452 | 4.5485 | 3.8694 | 3.1789 | 2.4759 | -0.60429 | 3.1789 | 2.6973
236 | 0.34 | 0.19 | South/Central | CA | Daggett.Intl.AP.723815 | 3 | 3397182 | 29.7797 | 12.537 | 47.9257 | 29.6076 | 18.3181 | 1294.67 | 0.59384 | 80.83 | -1.2452 | 1.839 | 57.0018 | -0.64448 | 66.5 | -2.4911 | 1.8466 | 41.361 | -1.0546 | -32.93 | -0.54554 | -0.50904 | -27.1698 | 0.59384 | 80.83 | -1.2452 | 1.839 | 57.0018 | 0.47357 | 65.72 | -1.0239 | 1.4975 | 46.288 | 0.044946 | 1.3385 | 0.56349 | 2.1541 | 58.19 | 0.026691 | -0.028967 | -0.047399 | 0.026691 | 0.021285 | 3.633 | 2.9889 | -1.4801 | 3.633 | 2.9538 | 2.562 | 1.859 | -1.2212 | 2.562 | 2.0804 | 0.044946 | 1.3385 | 0.56349 | 2.1541 | 58.19 | 0.026691 | -0.028967 | -0.047399 | 0.026691 | 0.021285 | 3.633 | 2.9889 | -1.4801 | 3.633 | 2.9538 | 2.562 | 1.859 | -1.2212 | 2.562 | 2.0804
237 | 0.34 | 0.2 | South/Central | CA | Daggett.Intl.AP.723815 | 3 | 3397182 | 29.5487 | 12.7286 | 47.9478 | 29.3779 | 18.5698 | 1305.04 | 0.5718 | 70.46 | -1.0155 | 1.5873 | 49.9579 | -0.66653 | 56.13 | -2.2614 | 1.5949 | 34.317 | -1.0766 | -43.3 | -0.31589 | -0.76075 | -34.2137 | 0.5718 | 70.46 | -1.0155 | 1.5873 | 49.9579 | 0.45152 | 55.35 | -0.79424 | 1.2458 | 39.244 | 0.044946 | 1.3281 | 0.5721 | 2.1551 | 58.6561 | 0.0257 | -0.029958 | -0.04839 | 0.0257 | 0.020294 | 3.1669 | 2.5228 | -1.9462 | 3.1669 | 2.4878 | 2.2454 | 1.5424 | -1.5378 | 2.2454 | 1.7639 | 0.044946 | 1.3281 | 0.5721 | 2.1551 | 58.6561 | 0.0257 | -0.029958 | -0.04839 | 0.0257 | 0.020294 | 3.1669 | 2.5228 | -1.9462 | 3.1669 | 2.4878 | 2.2454 | 1.5424 | -1.5378 | 2.2454 | 1.7639
238 | 0.34 | 0.23 | South/Central | CA | Daggett.Intl.AP.723815 | 3 | 3397182 | 28.8941 | 13.2846 | 48.0491 | 28.7271 | 19.322 | 1336.43 | 0.47049 | 39.07 | -0.36468 | 0.83517 | 28.4567 | -0.76783 | 24.74 | -1.6106 | 0.84281 | 12.8158 | -1.1779 | -74.69 | 0.33492 | -1.5129 | -55.7149 | 0.47049 | 39.07 | -0.36468 | 0.83517 | 28.4567 | 0.35022 | 23.96 | -0.14342 | 0.49365 | 17.7428 | 0.044946 | 1.2987 | 0.59709 | 2.1596 | 60.0669 | 0.021147 | -0.034511 | -0.052943 | 0.021147 | 0.015741 | 1.756 | 1.112 | -3.357 | 1.756 | 1.0769 | 1.279 | 0.57602 | -2.5042 | 1.279 | 0.79747 | 0.044946 | 1.2987 | 0.59709 | 2.1596 | 60.0669 | 0.021147 | -0.034511 | -0.052943 | 0.021147 | 0.015741 | 1.756 | 1.112 | -3.357 | 1.756 | 1.0769 | 1.279 | 0.57602 | -2.5042 | 1.279 | 0.79747
239 | 0.34 | 0.25 | South/Central | CA | Daggett.Intl.AP.723815 | 3 | 3397182 | 28.4988 | 13.6576 | 48.1583 | 28.3342 | 19.8241 | 1357.88 | 0.3613 | 17.62 | 0.028237 | 0.33306 | 13.5707 | -0.87702 | 3.29 | -1.2177 | 0.3407 | -2.0701 | -1.2871 | -96.14 | 0.72784 | -2.015 | -70.6009 | 0.3613 | 17.62 | 0.028237 | 0.33306 | 13.5707 | 0.24103 | 2.51 | 0.24949 | -0.008465 | 2.8569 | 0.044946 | 1.2809 | 0.61385 | 2.1645 | 61.031 | 0.016239 | -0.039418 | -0.057851 | 0.016239 | 0.010833 | 0.79195 | 0.14787 | -4.3211 | 0.79195 | 0.11281 | 0.60995 | -0.093043 | -3.1732 | 0.60995 | 0.1284 | 0.044946 | 1.2809 | 0.61385 | 2.1645 | 61.031 | 0.016239 | -0.039418 | -0.057851 | 0.016239 | 0.010833 | 0.79195 | 0.14787 | -4.3211 | 0.79195 | 0.11281 | 0.60995 | -0.093043 | -3.1732 | 0.60995 | 0.1284
240 | 0.34 | 0.27 | South/Central | CA | Daggett.Intl.AP.723815 | 3 | 3397182 | 28.5187 | 13.6391 | 48.1797 | 28.354 | 19.8257 | 1358.18 | 0.33988 | 17.32 | 0.0083994 | 0.33148 | 13.2539 | -0.89845 | 2.99 | -1.2376 | 0.33911 | -2.3869 | -1.3086 | -96.44 | 0.70801 | -2.0166 | -70.9177 | 0.33988 | 17.32 | 0.0083994 | 0.33148 | 13.2539 | 0.21961 | 2.21 | 0.22966 | -0.010052 | 2.5401 | 0.044946 | 1.2818 | 0.61302 | 2.1655 | 61.0445 | 0.015276 | -0.040381 | -0.058814 | 0.015276 | 0.0098703 | 0.77846 | 0.13439 | -4.3346 | 0.77846 | 0.09933 | 0.59571 | -0.10728 | -3.1875 | 0.59571 | 0.11417 | 0.044946 | 1.2818 | 0.61302 | 2.1655 | 61.0445 | 0.015276 | -0.040381 | -0.058814 | 0.015276 | 0.0098703 | 0.77846 | 0.13439 | -4.3346 | 0.77846 | 0.09933 | 0.59571 | -0.10728 | -3.1875 | 0.59571 | 0.11417
241 | 0.34 | 0.3 | South/Central | CA | Daggett.Intl.AP.723815 | 3 | 3397182 | 28.2762 | 13.8722 | 48.2717 | 28.1129 | 20.1588 | 1372.64 | 0.24784 | 2.86 | 0.24949 | -0.0016567 | 3.1269 | -0.99048 | -11.47 | -0.99646 | 0.0059756 | -12.5139 | -1.4006 | -110.9 | 0.9491 | -2.3497 | -81.0447 | 0.24784 | 2.86 | 0.24949 | -0.0016567 | 3.1269 | 0.12757 | -12.25 | 0.47075 | -0.34318 | -7.5869 | 0.044946 | 1.2709 | 0.6235 | 2.1696 | 61.6944 | 0.011139 | -0.044518 | -0.062951 | 0.011139 | 0.0057336 | 0.12855 | -0.51553 | -4.9845 | 0.12855 | -0.55059 | 0.14054 | -0.56245 | -3.6426 | 0.14054 | -0.341 | 0.044946 | 1.2709 | 0.6235 | 2.1696 | 61.6944 | 0.011139 | -0.044518 | -0.062951 | 0.011139 | 0.0057336 | 0.12855 | -0.51553 | -4.9845 | 0.12855 | -0.55059 | 0.14054 | -0.56245 | -3.6426 | 0.14054 | -0.341
242 | 0.34 | 0.32 | South/Central | CA | Daggett.Intl.AP.723815 | 3 | 3397182 | 27.9056 | 14.2053 | 48.354 | 27.7444 | 20.6096 | 1391.72 | 0.16554 | -16.22 | 0.61802 | -0.45248 | -10.0372 | -1.0728 | -30.55 | -0.62794 | -0.44485 | -25.6781 | -1.4829 | -129.98 | 1.3176 | -2.8005 | -94.2088 | 0.16554 | -16.22 | 0.61802 | -0.45248 | -10.0372 | 0.045265 | -31.33 | 0.83927 | -0.79401 | -20.7511 | 0.044946 | 1.2542 | 0.63847 | 2.1733 | 62.552 | 0.0074401 | -0.048217 | -0.06665 | 0.0074401 | 0.0020345 | -0.72902 | -1.3731 | -5.8421 | -0.72902 | -1.4082 | -0.45113 | -1.1541 | -4.2343 | -0.45113 | -0.93267 | 0.044946 | 1.2542 | 0.63847 | 2.1733 | 62.552 | 0.0074401 | -0.048217 | -0.06665 | 0.0074401 | 0.0020345 | -0.72902 | -1.3731 | -5.8421 | -0.72902 | -1.4082 | -0.45113 | -1.1541 | -4.2343 | -0.45113 | -0.93267
243 | 0.34 | 0.35 | South/Central | CA | Daggett.Intl.AP.723815 | 3 | 3397182 | 27.3822 | 14.7113 | 48.4982 | 27.2241 | 21.2742 | 1420.11 | 0.021328 | -44.61 | 1.1384 | -1.117 | -29.7352 | -1.217 | -58.94 | -0.10759 | -1.1094 | -45.376 | -1.6271 | -158.37 | 1.838 | -3.4651 | -113.9068 | 0.021328 | -44.61 | 1.1384 | -1.117 | -29.7352 | -0.098942 | -59.72 | 1.3596 | -1.4586 | -40.449 | 0.044946 | 1.2307 | 0.66121 | 2.1798 | 63.828 | 0.00095862 | -0.054699 | -0.073131 | 0.00095862 | -0.004447 | -2.005 | -2.6491 | -7.1181 | -2.005 | -2.6842 | -1.3365 | -2.0395 | -5.1196 | -1.3365 | -1.818 | 0.044946 | 1.2307 | 0.66121 | 2.1798 | 63.828 | 0.00095862 | -0.054699 | -0.073131 | 0.00095862 | -0.004447 | -2.005 | -2.6491 | -7.1181 | -2.005 | -2.6842 | -1.3365 | -2.0395 | -5.1196 | -1.3365 | -1.818
244 | 0.34 | 0.37 | South/Central | CA | Daggett.Intl.AP.723815 | 3 | 3397182 | 27.0599 | 15.036 | 48.612 | 26.9036 | 21.7084 | 1438.89 | -0.092478 | -63.39 | 1.4588 | -1.5513 | -42.8573 | -1.3308 | -77.72 | 0.21286 | -1.5437 | -58.4981 | -1.7409 | -177.15 | 2.1584 | -3.8993 | -127.0289 | -0.092478 | -63.39 | 1.4588 | -1.5513 | -42.8573 | -0.21275 | -78.5 | 1.6801 | -1.8928 | -53.5711 | 0.044946 | 1.2162 | 0.6758 | 2.1849 | 64.6721 | -0.0041565 | -0.059814 | -0.078247 | -0.0041565 | -0.0095622 | -2.8491 | -3.4932 | -7.9622 | -2.8491 | -3.5282 | -1.9263 | -2.6292 | -5.7094 | -1.9263 | -2.4078 | 0.044946 | 1.2162 | 0.6758 | 2.1849 | 64.6721 | -0.0041565 | -0.059814 | -0.078247 | -0.0041565 | -0.0095622 | -2.8491 | -3.4932 | -7.9622 | -2.8491 | -3.5282 | -1.9263 | -2.6292 | -5.7094 | -1.9263 | -2.4078
245 | 0.34 | 0.4 | South/Central | CA | Daggett.Intl.AP.723815 | 3 | 3397182 | 26.6163 | 15.5305 | 48.8329 | 26.4626 | 22.3702 | 1468.07 | -0.31331 | -92.57 | 1.8998 | -2.2131 | -63.4623 | -1.5516 | -106.9 | 0.65385 | -2.2055 | -79.1031 | -1.9617 | -206.33 | 2.5994 | -4.5612 | -147.6339 | -0.31331 | -92.57 | 1.8998 | -2.2131 | -63.4623 | -0.43358 | -107.68 | 2.1211 | -2.5546 | -74.1761 | 0.044946 | 1.1963 | 0.69803 | 2.1948 | 65.9836 | -0.014082 | -0.069739 | -0.088172 | -0.014082 | -0.019487 | -4.1606 | -4.8047 | -9.2737 | -4.1606 | -4.8398 | -2.8524 | -3.5554 | -6.6355 | -2.8524 | -3.3339 | 0.044946 | 1.1963 | 0.69803 | 2.1948 | 65.9836 | -0.014082 | -0.069739 | -0.088172 | -0.014082 | -0.019487 | -4.1606 | -4.8047 | -9.2737 | -4.1606 | -4.8398 | -2.8524 | -3.5554 | -6.6355 | -2.8524 | -3.3339
246 | 0.34 | 0.42 | South/Central | CA | Daggett.Intl.AP.723815 | 3 | 3397182 | 26.3255 | 15.8736 | 49.0051 | 26.1735 | 22.8317 | 1488.64 | -0.48556 | -113.14 | 2.189 | -2.6745 | -78.0624 | -1.7239 | -127.47 | 0.94302 | -2.6669 | -93.7032 | -2.134 | -226.9 | 2.8886 | -5.0226 | -162.234 | -0.48556 | -113.14 | 2.189 | -2.6745 | -78.0624 | -0.60584 | -128.25 | 2.4102 | -3.0161 | -88.7762 | 0.044946 | 1.1832 | 0.71345 | 2.2026 | 66.9081 | -0.021824 | -0.077481 | -0.095914 | -0.021824 | -0.02723 | -5.0852 | -5.7292 | -10.1982 | -5.0852 | -5.7643 | -3.5086 | -4.2116 | -7.2917 | -3.5086 | -3.9901 | 0.044946 | 1.1832 | 0.71345 | 2.2026 | 66.9081 | -0.021824 | -0.077481 | -0.095914 | -0.021824 | -0.02723 | -5.0852 | -5.7292 | -10.1982 | -5.0852 | -5.7643 | -3.5086 | -4.2116 | -7.2917 | -3.5086 | -3.9901
247 | 0.34 | 0.47 | South/Central | CA | Daggett.Intl.AP.723815 | 3 | 3397182 | 25.641 | 16.8526 | 49.6326 | 25.4929 | 24.1397 | 1548.57 | -1.1131 | -173.07 | 2.8695 | -3.9826 | -121.2317 | -2.3514 | -187.4 | 1.6236 | -3.975 | -136.8725 | -2.7615 | -286.83 | 3.5692 | -6.3306 | -205.4032 | -1.1131 | -173.07 | 2.8695 | -3.9826 | -121.2317 | -1.2333 | -188.18 | 3.0908 | -4.3241 | -131.9455 | 0.044946 | 1.1525 | 0.75745 | 2.2308 | 69.6017 | -0.050027 | -0.10568 | -0.12412 | -0.050027 | -0.055433 | -7.7788 | -8.4228 | -12.8918 | -7.7788 | -8.4579 | -5.4489 | -6.1518 | -9.232 | -5.4489 | -5.9304 | 0.044946 | 1.1525 | 0.75745 | 2.2308 | 69.6017 | -0.050027 | -0.10568 | -0.12412 | -0.050027 | -0.055433 | -7.7788 | -8.4228 | -12.8918 | -7.7788 | -8.4579 | -5.4489 | -6.1518 | -9.232 | -5.4489 | -5.9304
248 | 0.2 | 0.21 | South/Central | CA | Daggett.Intl.AP.723815 | 3 | 3397182 | 25.6088 | 13.0346 | 44.3121 | 25.46 | 18.8521 | 1273.39 | 4.2075 | 102.11 | 2.9024 | 1.305 | 88.8981 | 2.9691 | 87.78 | 1.6565 | 1.3127 | 73.2572 | 2.559 | -11.65 | 3.602 | -1.043 | 4.7265 | 4.2075 | 102.11 | 2.9024 | 1.305 | 88.8981 | 4.0872 | 87 | 3.1237 | 0.9635 | 78.1842 | 0.044946 | 1.151 | 0.58585 | 1.9916 | 57.2335 | 0.18911 | 0.13345 | 0.11502 | 0.18911 | 0.1837 | 4.5894 | 3.9453 | -0.52362 | 4.5894 | 3.9103 | 3.9956 | 3.2926 | 0.21244 | 3.9956 | 3.5141 | 0.044946 | 1.151 | 0.58585 | 1.9916 | 57.2335 | 0.18911 | 0.13345 | 0.11502 | 0.18911 | 0.1837 | 4.5894 | 3.9453 | -0.52362 | 4.5894 | 3.9103 | 3.9956 | 3.2926 | 0.21244 | 3.9956 | 3.5141
249 | 0.21 | 0.21 | South/Central | CA | Daggett.Intl.AP.723815 | 3 | 3397182 | 25.8796 | 13.0246 | 44.5745 | 25.7293 | 18.8452 | 1276.22 | 3.945 | 99.28 | 2.6331 | 1.3119 | 85.7249 | 2.7067 | 84.95 | 1.3871 | 1.3196 | 70.084 | 2.2966 | -14.48 | 3.3327 | -1.0361 | 1.5533 | 3.945 | 99.28 | 2.6331 | 1.3119 | 85.7249 | 3.8247 | 84.17 | 2.8544 | 0.97039 | 75.011 | 0.044946 | 1.1632 | 0.5854 | 2.0034 | 57.3607 | 0.17731 | 0.12165 | 0.10322 | 0.17731 | 0.17191 | 4.4622 | 3.8181 | -0.65082 | 4.4622 | 3.7831 | 3.853 | 3.15 | 0.069814 | 3.853 | 3.3714 | 0.044946 | 1.1632 | 0.5854 | 2.0034 | 57.3607 | 0.17731 | 0.12165 | 0.10322 | 0.17731 | 0.17191 | 4.4622 | 3.8181 | -0.65082 | 4.4622 | 3.7831 | 3.853 | 3.15 | 0.069814 | 3.853 | 3.3714
250 | 0.22 | 0.21 | South/Central | CA | Daggett.Intl.AP.723815 | 3 | 3397182 | 26.1504 | 13.0146 | 44.8438 | 25.9987 | 18.8452 | 1279.4 | 3.6757 | 96.1 | 2.3638 | 1.3119 | 82.2795 | 2.4374 | 81.77 | 1.1178 | 1.3196 | 66.6387 | 2.0273 | -17.66 | 3.0634 | -1.0361 | -1.8921 | 3.6757 | 96.1 | 2.3638 | 1.3119 | 82.2795 | 3.5554 | 80.99 | 2.585 | 0.97042 | 71.5657 | 0.044946 | 1.1754 | 0.58495 | 2.0155 | 57.5037 | 0.16521 | 0.10955 | 0.091118 | 0.16521 | 0.1598 | 4.3193 | 3.6752 | -0.79374 | 4.3193 | 3.6402 | 3.6981 | 2.9951 | -0.08504 | 3.6981 | 3.2166 | 0.044946 | 1.1754 | 0.58495 | 2.0155 | 57.5037 | 0.16521 | 0.10955 | 0.091118 | 0.16521 | 0.1598 | 4.3193 | 3.6752 | -0.79374 | 4.3193 | 3.6402 | 3.6981 | 2.9951 | -0.08504 | 3.6981 | 3.2166
251 | 0.23 | 0.21 | South/Central | CA | Daggett.Intl.AP.723815 | 3 | 3397182 | 26.4213 | 13.0046 | 45.1063 | 26.268 | 18.8383 | 1282.21 | 3.4133 | 93.29 | 2.0944 | 1.3188 | 79.1062 | 2.1749 | 78.96 | 0.84848 | 1.3265 | 63.4654 | 1.7648 | -20.47 | 2.794 | -1.0292 | -5.0654 | 3.4133 | 93.29 | 2.0944 | 1.3188 | 79.1062 | 3.293 | 78.18 | 2.3157 | 0.97731 | 68.3924 | 0.044946 | 1.1875 | 0.5845 | 2.0273 | 57.63 | 0.15341 | 0.097755 | 0.079322 | 0.15341 | 0.14801 | 4.193 | 3.5489 | -0.92004 | 4.193 | 3.5139 | 3.5555 | 2.8525 | -0.22767 | 3.5555 | 3.0739 | 0.044946 | 1.1875 | 0.5845 | 2.0273 | 57.63 | 0.15341 | 0.097755 | 0.079322 | 0.15341 | 0.14801 | 4.193 | 3.5489 | -0.92004 | 4.193 | 3.5139 | 3.5555 | 2.8525 | -0.22767 | 3.5555 | 3.0739
252 | 0.24 | 0.21 | South/Central | CA | Daggett.Intl.AP.723815 | 3 | 3397182 | 26.6906 | 12.9946 | 45.3755 | 26.5358 | 18.8397 | 1285.45 | 3.144 | 90.05 | 1.8266 | 1.3174 | 75.6221 | 1.9057 | 75.72 | 0.58066 | 1.325 | 59.9813 | 1.4956 | -23.71 | 2.5262 | -1.0306 | -8.5495 | 3.144 | 90.05 | 1.8266 | 1.3174 | 75.6221 | 3.0237 | 74.94 | 2.0479 | 0.97587 | 64.9083 | 0.044946 | 1.1996 | 0.58405 | 2.0394 | 57.7756 | 0.14131 | 0.085653 | 0.06722 | 0.14131 | 0.1359 | 4.0474 | 3.4033 | -1.0657 | 4.0474 | 3.3682 | 3.3989 | 2.6959 | -0.38426 | 3.3989 | 2.9174 | 0.044946 | 1.1996 | 0.58405 | 2.0394 | 57.7756 | 0.14131 | 0.085653 | 0.06722 | 0.14131 | 0.1359 | 4.0474 | 3.4033 | -1.0657 | 4.0474 | 3.3682 | 3.3989 | 2.6959 | -0.38426 | 3.3989 | 2.9174
253 | 0.25 | 0.21 | South/Central | CA | Daggett.Intl.AP.723815 | 3 | 3397182 | 26.953 | 12.9931 | 45.6365 | 26.7967 | 18.8397 | 1288.54 | 2.8831 | 86.96 | 1.5657 | 1.3174 | 72.2829 | 1.6448 | 72.63 | 0.31973 | 1.325 | 56.6421 | 1.2346 | -26.8 | 2.2653 | -1.0307 | -11.8887 | 2.8831 | 86.96 | 1.5657 | 1.3174 | 72.2829 | 2.7628 | 71.85 | 1.7869 | 0.97586 | 61.5691 | 0.044946 | 1.2114 | 0.58398 | 2.0512 | 57.9145 | 0.12958 | 0.073925 | 0.055492 | 0.12958 | 0.12418 | 3.9085 | 3.2644 | -1.2045 | 3.9085 | 3.2294 | 3.2488 | 2.5458 | -0.53435 | 3.2488 | 2.7673 | 0.044946 | 1.2114 | 0.58398 | 2.0512 | 57.9145 | 0.12958 | 0.073925 | 0.055492 | 0.12958 | 0.12418 | 3.9085 | 3.2644 | -1.2045 | 3.9085 | 3.2294 | 3.2488 | 2.5458 | -0.53435 | 3.2488 | 2.7673
254 | 0.26 | 0.21 | South/Central | CA | Daggett.Intl.AP.723815 | 3 | 3397182 | 27.2238 | 12.9731 | 45.8974 | 27.0661 | 18.8313 | 1291.28 | 2.6222 | 84.22 | 1.2963 | 1.3259 | 69.1721 | 1.3839 | 69.89 | 0.050396 | 1.3335 | 53.5312 | 0.97377 | -29.54 | 1.996 | -1.0222 | -14.9995 | 2.6222 | 84.22 | 1.2963 | 1.3259 | 69.1721 | 2.5019 | 69.11 | 1.5176 | 0.98432 | 58.4582 | 0.044946 | 1.2236 | 0.58309 | 2.0629 | 58.0376 | 0.11786 | 0.0622 | 0.043767 | 0.11786 | 0.11245 | 3.7853 | 3.1413 | -1.3277 | 3.7853 | 3.1062 | 3.109 | 2.406 | -0.67417 | 3.109 | 2.6275 | 0.044946 | 1.2236 | 0.58309 | 2.0629 | 58.0376 | 0.11786 | 0.0622 | 0.043767 | 0.11786 | 0.11245 | 3.7853 | 3.1413 | -1.3277 | 3.7853 | 3.1062 | 3.109 | 2.406 | -0.67417 | 3.109 | 2.6275
255 | 0.27 | 0.21 | South/Central | CA | Daggett.Intl.AP.723815 | 3 | 3397182 | 27.4931 | 12.9631 | 46.1567 | 27.3339 | 18.8228 | 1294.01 | 2.3628 | 81.49 | 1.0285 | 1.3343 | 66.0801 | 1.1245 | 67.16 | -0.21742 | 1.3419 | 50.4393 | 0.7144 | -32.27 | 1.7281 | -1.0137 | -18.0914 | 2.3628 | 81.49 | 1.0285 | 1.3343 | 66.0801 | 2.2426 | 66.38 | 1.2498 | 0.99277 | 55.3663 | 0.044946 | 1.2357 | 0.58264 | 2.0746 | 58.1603 | 0.1062 | 0.050542 | 0.032109 | 0.1062 | 0.10079 | 3.6626 | 3.0186 | -1.4504 | 3.6626 | 2.9835 | 2.97 | 2.267 | -0.81313 | 2.97 | 2.4885 | 0.044946 | 1.2357 | 0.58264 | 2.0746 | 58.1603 | 0.1062 | 0.050542 | 0.032109 | 0.1062 | 0.10079 | 3.6626 | 3.0186 | -1.4504 | 3.6626 | 2.9835 | 2.97 | 2.267 | -0.81313 | 2.97 | 2.4885
256 | 0.28 | 0.21 | South/Central | CA | Daggett.Intl.AP.723815 | 3 | 3397182 | 27.764 | 12.9531 | 46.4275 | 27.6032 | 18.8243 | 1297.27 | 2.092 | 78.23 | 0.7592 | 1.3328 | 62.575 | 0.8537 | 63.9 | -0.48675 | 1.3405 | 46.9342 | 0.44359 | -35.53 | 1.4588 | -1.0152 | -21.5966 | 2.092 | 78.23 | 0.7592 | 1.3328 | 62.575 | 1.9718 | 63.12 | 0.98046 | 0.99129 | 51.8612 | 0.044946 | 1.2479 | 0.58219 | 2.0867 | 58.3069 | 0.094028 | 0.03837 | 0.019938 | 0.094028 | 0.088622 | 3.5161 | 2.872 | -1.5969 | 3.5161 | 2.837 | 2.8125 | 2.1095 | -0.97068 | 2.8125 | 2.3309 | 0.044946 | 1.2479 | 0.58219 | 2.0867 | 58.3069 | 0.094028 | 0.03837 | 0.019938 | 0.094028 | 0.088622 | 3.5161 | 2.872 | -1.5969 | 3.5161 | 2.837 | 2.8125 | 2.1095 | -0.97068 | 2.8125 | 2.3309
257 | 0.29 | 0.21 | South/Central | CA | Daggett.Intl.AP.723815 | 3 | 3397182 | 28.0333 | 12.9431 | 46.6869 | 27.871 | 18.8158 | 1300 | 1.8327 | 75.5 | 0.49139 | 1.3413 | 59.4844 | 0.59437 | 61.17 | -0.75456 | 1.3489 | 43.8435 | 0.18426 | -38.26 | 1.191 | -1.0067 | -24.6872 | 1.8327 | 75.5 | 0.49139 | 1.3413 | 59.4844 | 1.7124 | 60.39 | 0.71265 | 0.99977 | 48.7705 | 0.044946 | 1.26 | 0.58174 | 2.0984 | 58.4296 | 0.082372 | 0.026715 | 0.0082817 | 0.082372 | 0.076966 | 3.3934 | 2.7493 | -1.7196 | 3.3934 | 2.7143 | 2.6736 | 1.9706 | -1.1096 | 2.6736 | 2.192 | 0.044946 | 1.26 | 0.58174 | 2.0984 | 58.4296 | 0.082372 | 0.026715 | 0.0082817 | 0.082372 | 0.076966 | 3.3934 | 2.7493 | -1.7196 | 3.3934 | 2.7143 | 2.6736 | 1.9706 | -1.1096 | 2.6736 | 2.192
258 | 0.3 | 0.21 | South/Central | CA | Daggett.Intl.AP.723815 | 3 | 3397182 | 28.2957 | 12.9331 | 46.9492 | 28.132 | 18.8173 | 1303.16 | 1.5703 | 72.34 | 0.23046 | 1.3399 | 56.0887 | 0.33201 | 58.01 | -1.0155 | 1.3475 | 40.4479 | -0.078103 | -41.42 | 0.93006 | -1.0082 | -28.0829 | 1.5703 | 72.34 | 0.23046 | 1.3399 | 56.0887 | 1.4501 | 57.23 | 0.45172 | 0.99834 | 45.3749 | 0.044946 | 1.2718 | 0.58129 | 2.1102 | 58.5716 | 0.07058 | 0.014922 | -0.0035104 | 0.07058 | 0.065174 | 3.2514 | 2.6073 | -1.8617 | 3.2514 | 2.5722 | 2.521 | 1.818 | -1.2622 | 2.521 | 2.0394 | 0.044946 | 1.2718 | 0.58129 | 2.1102 | 58.5716 | 0.07058 | 0.014922 | -0.0035104 | 0.07058 | 0.065174 | 3.2514 | 2.6073 | -1.8617 | 3.2514 | 2.5722 | 2.521 | 1.818 | -1.2622 | 2.521 | 2.0394
259 | 0.31 | 0.21 | South/Central | CA | Daggett.Intl.AP.723815 | 3 | 3397182 | 28.5551 | 12.9316 | 47.2071 | 28.3899 | 18.8172 | 1306.2 | 1.3125 | 69.3 | -0.027436 | 1.3399 | 52.7902 | 0.074154 | 54.97 | -1.2734 | 1.3475 | 37.1494 | -0.33596 | -44.46 | 0.67217 | -1.0081 | -31.3814 | 1.3125 | 69.3 | -0.027436 | 1.3399 | 52.7902 | 1.1922 | 54.19 | 0.19382 | 0.99838 | 42.0764 | 0.044946 | 1.2834 | 0.58122 | 2.1218 | 58.7082 | 0.05899 | 0.0033329 | -0.0151 | 0.05899 | 0.053585 | 3.1147 | 2.4707 | -1.9983 | 3.1147 | 2.4356 | 2.3727 | 1.6697 | -1.4105 | 2.3727 | 1.8912 | 0.044946 | 1.2834 | 0.58122 | 2.1218 | 58.7082 | 0.05899 | 0.0033329 | -0.0151 | 0.05899 | 0.053585 | 3.1147 | 2.4707 | -1.9983 | 3.1147 | 2.4356 | 2.3727 | 1.6697 | -1.4105 | 2.3727 | 1.8912
260 | 0.32 | 0.21 | South/Central | CA | Daggett.Intl.AP.723815 | 3 | 3397182 | 28.8159 | 12.9216 | 47.4679 | 28.6493 | 18.8186 | 1309.34 | 1.0517 | 66.16 | -0.28685 | 1.3385 | 49.415 | -0.18666 | 51.83 | -1.5328 | 1.3461 | 33.7742 | -0.59677 | -47.6 | 0.41276 | -1.0095 | -34.7566 | 1.0517 | 66.16 | -0.28685 | 1.3385 | 49.415 | 0.93139 | 51.05 | -0.065592 | 0.99698 | 38.7011 | 0.044946 | 1.2952 | 0.58077 | 2.1335 | 58.8493 | 0.047268 | -0.0083898 | -0.026823 | 0.047268 | 0.041862 | 2.9736 | 2.3295 | -2.1394 | 2.9736 | 2.2945 | 2.221 | 1.518 | -1.5622 | 2.221 | 1.7395 | 0.044946 | 1.2952 | 0.58077 | 2.1335 | 58.8493 | 0.047268 | -0.0083898 | -0.026823 | 0.047268 | 0.041862 | 2.9736 | 2.3295 | -2.1394 | 2.9736 | 2.2945 | 2.221 | 1.518 | -1.5622 | 2.221 | 1.7395
261 | 0.33 | 0.21 | South/Central | CA | Daggett.Intl.AP.723815 | 3 | 3397182 | 29.0668 | 12.92 | 47.7173 | 28.8988 | 18.8185 | 1312.29 | 0.80224 | 63.21 | -0.53634 | 1.3386 | 46.2254 | -0.43608 | 48.88 | -1.7823 | 1.3462 | 30.5846 | -0.84619 | -50.55 | 0.16326 | -1.0095 | -37.9462 | 0.80224 | 63.21 | -0.53634 | 1.3386 | 46.2254 | 0.68197 | 48.1 | -0.31509 | 0.99706 | 35.5116 | 0.044946 | 1.3064 | 0.5807 | 2.1447 | 58.9819 | 0.036057 | -0.0196 | -0.038033 | 0.036057 | 0.030652 | 2.841 | 2.197 | -2.272 | 2.841 | 2.1619 | 2.0776 | 1.3746 | -1.7055 | 2.0776 | 1.5961 | 0.044946 | 1.3064 | 0.5807 | 2.1447 | 58.9819 | 0.036057 | -0.0196 | -0.038033 | 0.036057 | 0.030652 | 2.841 | 2.197 | -2.272 | 2.841 | 2.1619 | 2.0776 | 1.3746 | -1.7055 | 2.0776 | 1.5961
262 | 0.34 | 0.21 | South/Central | CA | Daggett.Intl.AP.723815 | 3 | 3397182 | 29.3261 | 12.9101 | 47.9767 | 29.1567 | 18.82 | 1315.42 | 0.54288 | 60.08 | -0.79424 | 1.3371 | 42.8673 | -0.69544 | 45.75 | -2.0402 | 1.3448 | 27.2265 | -1.1056 | -53.68 | -0.094631 | -1.0109 | -41.3043 | 0.54288 | 60.08 | -0.79424 | 1.3371 | 42.8673 | 0.42261 | 44.97 | -0.57298 | 0.99559 | 32.1535 | 0.044946 | 1.3181 | 0.58026 | 2.1564 | 59.1226 | 0.0244 | -0.031257 | -0.04969 | 0.0244 | 0.018995 | 2.7003 | 2.0563 | -2.4127 | 2.7003 | 2.0212 | 1.9267 | 1.2237 | -1.8565 | 1.9267 | 1.4452 | 0.044946 | 1.3181 | 0.58026 | 2.1564 | 59.1226 | 0.0244 | -0.031257 | -0.04969 | 0.0244 | 0.018995 | 2.7003 | 2.0563 | -2.4127 | 2.7003 | 2.0212 | 1.9267 | 1.2237 | -1.8565 | 1.9267 | 1.4452
263 | 0.35 | 0.21 | South/Central | CA | Daggett.Intl.AP.723815 | 3 | 3397182 | 29.577 | 12.91 | 48.2276 | 29.4062 | 18.8214 | 1318.45 | 0.29199 | 57.05 | -1.0437 | 1.3357 | 39.6194 | -0.94633 | 42.72 | -2.2897 | 1.3434 | 23.9786 | -1.3564 | -56.71 | -0.34413 | -1.0123 | -44.5522 | 0.29199 | 57.05 | -1.0437 | 1.3357 | 39.6194 | 0.17172 | 41.94 | -0.82248 | 0.9942 | 28.9055 | 0.044946 | 1.3294 | 0.58025 | 2.1676 | 59.2588 | 0.013124 | -0.042534 | -0.060966 | 0.013124 | 0.0077182 | 2.5642 | 1.9201 | -2.5489 | 2.5642 | 1.885 | 1.7807 | 1.0777 | -2.0024 | 1.7807 | 1.2992 | 0.044946 | 1.3294 | 0.58025 | 2.1676 | 59.2588 | 0.013124 | -0.042534 | -0.060966 | 0.013124 | 0.0077182 | 2.5642 | 1.9201 | -2.5489 | 2.5642 | 1.885 | 1.7807 | 1.0777 | -2.0024 | 1.7807 | 1.2992
264 | 0.36 | 0.21 | South/Central | CA | Daggett.Intl.AP.723815 | 3 | 3397182 | 29.828 | 12.9001 | 48.4785 | 29.6557 | 18.8228 | 1321.48 | 0.041061 | 54.02 | -1.2932 | 1.3343 | 36.3698 | -1.1973 | 39.69 | -2.5392 | 1.3419 | 20.729 | -1.6074 | -59.74 | -0.59362 | -1.0138 | -47.8018 | 0.041061 | 54.02 | -1.2932 | 1.3343 | 36.3698 | -0.07921 | 38.91 | -1.072 | 0.99276 | 25.656 | 0.044946 | 1.3406 | 0.57981 | 2.1789 | 59.395 | 0.0018455 | -0.053812 | -0.072245 | 0.0018455 | -0.0035601 | 2.428 | 1.7839 | -2.6851 | 2.428 | 1.7488 | 1.6347 | 0.93168 | -2.1485 | 1.6347 | 1.1531 | 0.044946 | 1.3406 | 0.57981 | 2.1789 | 59.395 | 0.0018455 | -0.053812 | -0.072245 | 0.0018455 | -0.0035601 | 2.428 | 1.7839 | -2.6851 | 2.428 | 1.7488 | 1.6347 | 0.93168 | -2.1485 | 1.6347 | 1.1531
265 | 0.37 | 0.21 | South/Central | CA | Daggett.Intl.AP.723815 | 3 | 3397182 | 30.0788 | 12.8986 | 48.7363 | 29.9052 | 18.8311 | 1324.86 | -0.21671 | 50.64 | -1.5427 | 1.326 | 32.8488 | -1.455 | 36.31 | -2.7887 | 1.3336 | 17.2079 | -1.8651 | -63.12 | -0.84312 | -1.022 | -51.3228 | -0.21671 | 50.64 | -1.5427 | 1.326 | 32.8488 | -0.33699 | 35.53 | -1.3215 | 0.98448 | 22.1349 | 0.044946 | 1.3519 | 0.57974 | 2.1905 | 59.5469 | -0.0097404 | -0.065398 | -0.083831 | -0.0097404 | -0.015146 | 2.2761 | 1.632 | -2.837 | 2.2761 | 1.5969 | 1.4764 | 0.77343 | -2.3067 | 1.4764 | 0.99487 | 0.044946 | 1.3519 | 0.57974 | 2.1905 | 59.5469 | -0.0097404 | -0.065398 | -0.083831 | -0.0097404 | -0.015146 | 2.2761 | 1.632 | -2.837 | 2.2761 | 1.5969 | 1.4764 | 0.77343 | -2.3067 | 1.4764 | 0.99487
266 | 0.38 | 0.21 | South/Central | CA | Daggett.Intl.AP.723815 | 3 | 3397182 | 30.3282 | 12.8901 | 48.9788 | 30.1531 | 18.8257 | 1327.51 | -0.45924 | 47.99 | -1.7907 | 1.3315 | 29.8918 | -1.6976 | 33.66 | -3.0367 | 1.3391 | 14.2509 | -2.1077 | -65.77 | -1.0911 | -1.0166 | -54.2798 | -0.45924 | 47.99 | -1.7907 | 1.3315 | 29.8918 | -0.57951 | 32.88 | -1.5694 | 0.98993 | 19.1779 | 0.044946 | 1.3631 | 0.57936 | 2.2014 | 59.666 | -0.020641 | -0.076298 | -0.094731 | -0.020641 | -0.026047 | 2.1569 | 1.5129 | -2.9561 | 2.1569 | 1.4778 | 1.3435 | 0.64052 | -2.4397 | 1.3435 | 0.86197 | 0.044946 | 1.3631 | 0.57936 | 2.2014 | 59.666 | -0.020641 | -0.076298 | -0.094731 | -0.020641 | -0.026047 | 2.1569 | 1.5129 | -2.9561 | 2.1569 | 1.4778 | 1.3435 | 0.64052 | -2.4397 | 1.3435 | 0.86197
267 | 0.39 | 0.21 | South/Central | CA | Daggett.Intl.AP.723815 | 3 | 3397182 | 30.5791 | 12.8886 | 49.2366 | 30.4026 | 18.834 | 1330.89 | -0.71702 | 44.61 | -2.0402 | 1.3232 | 26.3706 | -1.9553 | 30.28 | -3.2861 | 1.3308 | 10.7298 | -2.3655 | -69.15 | -1.3406 | -1.0249 | -57.801 | -0.71702 | 44.61 | -2.0402 | 1.3232 | 26.3706 | -0.83729 | 29.5 | -1.8189 | 0.98164 | 15.6568 | 0.044946 | 1.3744 | 0.57929 | 2.213 | 59.8179 | -0.032227 | -0.087884 | -0.10632 | -0.032227 | -0.037633 | 2.005 | 1.361 | -3.108 | 2.005 | 1.3259 | 1.1852 | 0.48226 | -2.5979 | 1.1852 | 0.70371 | 0.044946 | 1.3744 | 0.57929 | 2.213 | 59.8179 | -0.032227 | -0.087884 | -0.10632 | -0.032227 | -0.037633 | 2.005 | 1.361 | -3.108 | 2.005 | 1.3259 | 1.1852 | 0.48226 | -2.5979 | 1.1852 | 0.70371
268 | 0.4 | 0.21 | South/Central | CA | Daggett.Intl.AP.723815 | 3 | 3397182 | 30.82 | 12.8786 | 49.4691 | 30.6422 | 18.8269 | 1333.36 | -0.94958 | 42.14 | -2.2798 | 1.3302 | 23.5832 | -2.1879 | 27.81 | -3.5257 | 1.3378 | 7.9424 | -2.598 | -71.62 | -1.5802 | -1.0178 | -60.5883 | -0.94958 | 42.14 | -2.2798 | 1.3302 | 23.5832 | -1.0698 | 27.03 | -2.0585 | 0.98866 | 12.8694 | 0.044946 | 1.3852 | 0.57884 | 2.2234 | 59.9289 | -0.04268 | -0.098337 | -0.11677 | -0.04268 | -0.048085 | 1.894 | 1.2499 | -3.219 | 1.894 | 1.2149 | 1.06 | 0.35698 | -2.7232 | 1.06 | 0.57843 | 0.044946 | 1.3852 | 0.57884 | 2.2234 | 59.9289 | -0.04268 | -0.098337 | -0.11677 | -0.04268 | -0.048085 | 1.894 | 1.2499 | -3.219 | 1.894 | 1.2149 | 1.06 | 0.35698 | -2.7232 | 1.06 | 0.57843
Double | Double | Double | South/Central | CA | Daggett.Intl.AP.723815 | 3 | 3397182 | 28.5792 | 18.1973 | 54.5769 | 28.4151 | 26.1617 | 1688.17 | -6.0573 | -312.67 | -0.052717 | -6.0046 | -238.8182 | -7.2956 | -327 | -1.2987 | -5.997 | -254.459 | -7.7057 | -426.43 | 0.64689 | -8.3526 | -322.9898 | -6.0573 | -312.67 | -0.052717 | -6.0046 | -238.8182 | -6.1776 | -327.78 | 0.16854 | -6.3461 | -249.5321 | 0.044946 | 1.2845 | 0.81789 | 2.453 | 75.8762 | -0.27225 | -0.32791 | -0.34634 | -0.27225 | -0.27766 | -14.0532 | -14.6973 | -19.1662 | -14.0532 | -14.7323 | -10.7339 | -11.4369 | -14.517 | -10.7339 | -11.2154 | 0.044946 | 1.2845 | 0.81789 | 2.453 | 75.8762 | -0.27225 | -0.32791 | -0.34634 | -0.27225 | -0.27766 | -14.0532 | -14.6973 | -19.1662 | -14.0532 | -14.7323 | -10.7339 | -11.4369 | -14.517 | -10.7339 | -11.2154
Single | Single | Single | South/Central | CA | Daggett.Intl.AP.723815 | 3 | 3397182 | 36.1304 | 21.2265 | 66.6531 | 35.9253 | 30.7278 | 2014.41 | -18.1335 | -638.91 | -7.5628 | -10.5707 | -516.0134 | -19.3719 | -653.24 | -8.8088 | -10.5631 | -531.6543 | -19.782 | -752.67 | -6.8632 | -12.9187 | -600.185 | -18.1335 | -638.91 | -7.5628 | -10.5707 | -516.0134 | -18.2538 | -654.02 | -7.3416 | -10.9122 | -526.7273 | 0.044946 | 1.6239 | 0.95404 | 2.9958 | 90.5393 | -0.81503 | -0.87068 | -0.88912 | -0.81503 | -0.82043 | -28.7163 | -29.3604 | -33.8294 | -28.7163 | -29.3955 | -23.1926 | -23.8956 | -26.9758 | -23.1926 | -23.6742 | 0.044946 | 1.6239 | 0.95404 | 2.9958 | 90.5393 | -0.81503 | -0.87068 | -0.88912 | -0.81503 | -0.82043 | -28.7163 | -29.3604 | -33.8294 | -28.7163 | -29.3955 | -23.1926 | -23.8956 | -26.9758 | -23.1926 | -23.6742
1 | 0.35 | 0.47 | South/Central | TX | El.Paso.Intl.AP.722700 | 3 | 1163506 | 27.7382 | 14.619 | 48.517 | 27.6917 | 20.8253 | 939.71 | -0.28123 | -73.27 | 3.0536 | -3.3348 | -93.1854 | -1.6506 | -87.04 | 1.6865 | -3.337 | -110.7674 | -1.2015 | -118.62 | 3.8419 | -5.0434 | -150.8615 | -0.28123 | -73.27 | 3.0536 | -3.3348 | -93.1854 | -0.21132 | -74.48 | 3.2133 | -3.4246 | -94.7021 | 0.015394 | 0.42699 | 0.22504 | 0.74685 | 14.4655 | -0.0043291 | -0.025408 | -0.018495 | -0.0043291 | -0.003253 | -1.1279 | -1.3399 | -1.826 | -1.1279 | -1.1465 | -1.4345 | -1.7051 | -2.3223 | -1.4345 | -1.4578 | 0.015394 | 0.42699 | 0.22504 | 0.74685 | 14.4655 | -0.0043291 | -0.025408 | -0.018495 | -0.0043291 | -0.003253 | -1.1279 | -1.3399 | -1.826 | -1.1279 | -1.1465 | -1.4345 | -1.7051 | -2.3223 | -1.4345 | -1.4578
2 | 0.35 | 0.42 | South/Central | TX | El.Paso.Intl.AP.722700 | 3 | 1163506 | 28.5178 | 13.7891 | 48.2067 | 28.47 | 19.7367 | 913.62 | 0.029069 | -47.18 | 2.2752 | -2.2462 | -59.9688 | -1.3403 | -60.95 | 0.90809 | -2.2484 | -77.5507 | -0.89119 | -92.53 | 3.0636 | -3.9548 | -117.6448 | 0.029069 | -47.18 | 2.2752 | -2.2462 | -59.9688 | 0.098977 | -48.39 | 2.4349 | -2.3359 | -61.4855 | 0.015394 | 0.43899 | 0.21226 | 0.74207 | 14.0639 | 0.00044748 | -0.020632 | -0.013719 | 0.00044748 | 0.0015236 | -0.72627 | -0.93824 | -1.4244 | -0.72627 | -0.74489 | -0.92313 | -1.1938 | -1.811 | -0.92313 | -0.94648 | 0.015394 | 0.43899 | 0.21226 | 0.74207 | 14.0639 | 0.00044748 | -0.020632 | -0.013719 | 0.00044748 | 0.0015236 | -0.72627 | -0.93824 | -1.4244 | -0.72627 | -0.74489 | -0.92313 | -1.1938 | -1.811 | -0.92313 | -0.94648
3 | 0.35 | 0.37 | South/Central | TX | El.Paso.Intl.AP.722700 | 3 | 1163506 | 29.3675 | 13.0591 | 48.1064 | 29.3182 | 18.7881 | 892.6 | 0.12941 | -26.16 | 1.427 | -1.2976 | -33.2025 | -1.2399 | -39.93 | 0.059876 | -1.2998 | -50.7844 | -0.79085 | -71.51 | 2.2154 | -3.0062 | -90.8785 | 0.12941 | -26.16 | 1.427 | -1.2976 | -33.2025 | 0.19932 | -27.37 | 1.5867 | -1.3873 | -34.7192 | 0.015394 | 0.45207 | 0.20103 | 0.74053 | 13.7403 | 0.0019921 | -0.019087 | -0.012174 | 0.0019921 | 0.0030683 | -0.4027 | -0.61466 | -1.1008 | -0.4027 | -0.42132 | -0.5111 | -0.78175 | -1.3989 | -0.5111 | -0.53445 | 0.015394 | 0.45207 | 0.20103 | 0.74053 | 13.7403 | 0.0019921 | -0.019087 | -0.012174 | 0.0019921 | 0.0030683 | -0.4027 | -0.61466 | -1.1008 | -0.4027 | -0.42132 | -0.5111 | -0.78175 | -1.3989 | -0.5111 | -0.53445
4 | 0.35 | 0.32 | South/Central | TX | El.Paso.Intl.AP.722700 | 3 | 1163506 | 30.367 | 12.3491 | 48.176 | 30.3162 | 17.8598 | 873.67 | 0.059808 | -7.23 | 0.4291 | -0.36929 | -9.1554 | -1.3095 | -21 | -0.93803 | -0.37151 | -26.7373 | -0.86045 | -52.58 | 1.2174 | -2.0779 | -66.8314 | 0.059808 | -7.23 | 0.4291 | -0.36929 | -9.1554 | 0.12972 | -8.44 | 0.58877 | -0.45905 | -10.6721 | 0.015394 | 0.46746 | 0.1901 | 0.7416 | 13.4489 | 0.00092066 | -0.020158 | -0.013245 | 0.00092066 | 0.0019968 | -0.1113 | -0.32326 | -0.80939 | -0.1113 | -0.12992 | -0.14093 | -0.41158 | -1.0288 | -0.14093 | -0.16428 | 0.015394 | 0.46746 | 0.1901 | 0.7416 | 13.4489 | 0.00092066 | -0.020158 | -0.013245 | 0.00092066 | 0.0019968 | -0.1113 | -0.32326 | -0.80939 | -0.1113 | -0.12992 | -0.14093 | -0.41158 | -1.0288 | -0.14093 | -0.16428
5 | 0.35 | 0.27 | South/Central | TX | El.Paso.Intl.AP.722700 | 3 | 1163506 | 31.0367 | 11.9291 | 48.2757 | 30.9847 | 17.2909 | 862.65 | -0.039902 | 3.79 | -0.2395 | 0.19959 | 4.8513 | -1.4092 | -9.98 | -1.6066 | 0.19738 | -12.7306 | -0.96016 | -41.56 | 0.54885 | -1.509 | -52.8248 | -0.039902 | 3.79 | -0.2395 | 0.19959 | 4.8513 | 0.030006 | 2.58 | -0.07983 | 0.10984 | 3.3346 | 0.015394 | 0.47777 | 0.18363 | 0.74313 | 13.2793 | -0.00061423 | -0.021693 | -0.01478 | -0.00061423 | 0.0004619 | 0.058342 | -0.15363 | -0.63976 | 0.058342 | 0.039715 | 0.074679 | -0.19597 | -0.81316 | 0.074679 | 0.051331 | 0.015394 | 0.47777 | 0.18363 | 0.74313 | 13.2793 | -0.00061423 | -0.021693 | -0.01478 | -0.00061423 | 0.0004619 | 0.058342 | -0.15363 | -0.63976 | 0.058342 | 0.039715 | 0.074679 | -0.19597 | -0.81316 | 0.074679 | 0.051331
6 | 0.35 | 0.23 | South/Central | TX | El.Paso.Intl.AP.722700 | 3 | 1163506 | 31.4266 | 11.7191 | 48.3655 | 31.3739 | 16.9916 | 857.2 | -0.12976 | 9.24 | -0.62868 | 0.49892 | 11.7428 | -1.4991 | -4.53 | -1.9958 | 0.49671 | -5.8392 | -1.05 | -36.11 | 0.15967 | -1.2097 | -45.9333 | -0.12976 | 9.24 | -0.62868 | 0.49892 | 11.7428 | -0.059848 | 8.03 | -0.46901 | 0.40917 | 10.2261 | 0.015394 | 0.48377 | 0.1804 | 0.74452 | 13.1954 | -0.0019974 | -0.023076 | -0.016163 | -0.0019974 | -0.00092127 | 0.14224 | -0.069733 | -0.55586 | 0.14224 | 0.12361 | 0.18076 | -0.089886 | -0.70708 | 0.18076 | 0.15742 | 0.015394 | 0.48377 | 0.1804 | 0.74452 | 13.1954 | -0.0019974 | -0.023076 | -0.016163 | -0.0019974 | -0.00092127 | 0.14224 | -0.069733 | -0.55586 | 0.14224 | 0.12361 | 0.18076 | -0.089886 | -0.70708 | 0.18076 | 0.15742
7 | 0.35 | 0.19 | South/Central | TX | El.Paso.Intl.AP.722700 | 3 | 1163506 | 32.4461 | 11.1191 | 48.6051 | 32.3918 | 16.2133 | 843.1 | -0.3693 | 23.34 | -1.6465 | 1.2772 | 29.5863 | -1.7386 | 9.57 | -3.0137 | 1.275 | 12.0043 | -1.2896 | -22.01 | -0.85819 | -0.43137 | -28.0898 | -0.3693 | 23.34 | -1.6465 | 1.2772 | 29.5863 | -0.29939 | 22.13 | -1.4869 | 1.1875 | 28.0696 | 0.015394 | 0.49946 | 0.17116 | 0.7482 | 12.9783 | -0.0056848 | -0.026764 | -0.019851 | -0.0056848 | -0.0046087 | 0.35929 | 0.14732 | -0.33881 | 0.35929 | 0.34066 | 0.45544 | 0.18479 | -0.4324 | 0.45544 | 0.43209 | 0.015394 | 0.49946 | 0.17116 | 0.7482 | 12.9783 | -0.0056848 | -0.026764 | -0.019851 | -0.0056848 | -0.0046087 | 0.35929 | 0.14732 | -0.33881 | 0.35929 | 0.34066 | 0.45544 | 0.18479 | -0.4324 | 0.45544 | 0.43209
8 | 0.35 | 0.17 | South/Central | TX | El.Paso.Intl.AP.722700 | 3 | 1163506 | 33.0059 | 10.8191 | 48.7648 | 32.9506 | 15.8142 | 836.3 | -0.52908 | 30.14 | -2.2054 | 1.6763 | 38.2617 | -1.8984 | 16.37 | -3.5725 | 1.6741 | 20.6797 | -1.4493 | -15.21 | -1.417 | -0.03232 | -19.4144 | -0.52908 | 30.14 | -2.2054 | 1.6763 | 38.2617 | -0.45917 | 28.93 | -2.0457 | 1.5865 | 36.745 | 0.015394 | 0.50808 | 0.16654 | 0.75066 | 12.8736 | -0.0081444 | -0.029223 | -0.022311 | -0.0081444 | -0.0070683 | 0.46396 | 0.25199 | -0.23414 | 0.46396 | 0.44534 | 0.58898 | 0.31833 | -0.29886 | 0.58898 | 0.56564 | 0.015394 | 0.50808 | 0.16654 | 0.75066 | 12.8736 | -0.0081444 | -0.029223 | -0.022311 | -0.0081444 | -0.0070683 | 0.46396 | 0.25199 | -0.23414 | 0.46396 | 0.44534 | 0.58898 | 0.31833 | -0.29886 | 0.58898 | 0.56564
9 | 0.33 | 0.47 | South/Central | TX | El.Paso.Intl.AP.722700 | 3 | 1163506 | 27.2384 | 14.649 | 48.0372 | 27.1927 | 20.8445 | 935.27 | 0.19855 | -68.83 | 3.5525 | -3.354 | -87.5609 | -1.1708 | -82.6 | 2.1854 | -3.3562 | -105.1428 | -0.72171 | -114.18 | 4.3409 | -5.0626 | -145.2369 | 0.19855 | -68.83 | 3.5525 | -3.354 | -87.5609 | 0.26846 | -70.04 | 3.7122 | -3.4437 | -89.0776 | 0.015394 | 0.4193 | 0.2255 | 0.73946 | 14.3971 | 0.0030565 | -0.018023 | -0.01111 | 0.0030565 | 0.0041326 | -1.0595 | -1.2715 | -1.7576 | -1.0595 | -1.0782 | -1.3479 | -1.6185 | -2.2357 | -1.3479 | -1.3712 | 0.015394 | 0.4193 | 0.2255 | 0.73946 | 14.3971 | 0.0030565 | -0.018023 | -0.01111 | 0.0030565 | 0.0041326 | -1.0595 | -1.2715 | -1.7576 | -1.0595 | -1.0782 | -1.3479 | -1.6185 | -2.2357 | -1.3479 | -1.3712
10 | 0.33 | 0.42 | South/Central | TX | El.Paso.Intl.AP.722700 | 3 | 1163506 | 28.008 | 13.8091 | 47.7069 | 27.9611 | 19.7458 | 908.79 | 0.52885 | -42.35 | 2.7842 | -2.2553 | -53.8192 | -0.84049 | -56.12 | 1.417 | -2.2575 | -71.4011 | -0.39141 | -87.7 | 3.5725 | -3.9639 | -111.4952 | 0.52885 | -42.35 | 2.7842 | -2.2553 | -53.8192 | 0.59876 | -43.56 | 2.9438 | -2.3451 | -55.3359 | 0.015394 | 0.43114 | 0.21257 | 0.73438 | 13.9895 | 0.0081409 | -0.012938 | -0.0060252 | 0.0081409 | 0.009217 | -0.65192 | -0.86389 | -1.35 | -0.65192 | -0.67054 | -0.82847 | -1.0991 | -1.7163 | -0.82847 | -0.85182 | 0.015394 | 0.43114 | 0.21257 | 0.73438 | 13.9895 | 0.0081409 | -0.012938 | -0.0060252 | 0.0081409 | 0.009217 | -0.65192 | -0.86389 | -1.35 | -0.65192 | -0.67054 | -0.82847 | -1.0991 | -1.7163 | -0.82847 | -0.85182
11 | 0.33 | 0.37 | South/Central | TX | El.Paso.Intl.AP.722700 | 3 | 1163506 | 28.8377 | 13.0791 | 47.5766 | 28.7894 | 18.7873 | 887.26 | 0.65913 | -20.82 | 1.9559 | -1.2968 | -26.4017 | -0.71021 | -34.59 | 0.58876 | -1.299 | -43.9836 | -0.26113 | -66.17 | 2.7442 | -3.0054 | -84.0778 | 0.65913 | -20.82 | 1.9559 | -1.2968 | -26.4017 | 0.72904 | -22.03 | 2.1156 | -1.3865 | -27.9184 | 0.015394 | 0.44392 | 0.20133 | 0.73237 | 13.6581 | 0.010146 | -0.010933 | -0.0040197 | 0.010146 | 0.011223 | -0.32049 | -0.53246 | -1.0186 | -0.32049 | -0.33912 | -0.40642 | -0.67706 | -1.2943 | -0.40642 | -0.42976 | 0.015394 | 0.44392 | 0.20133 | 0.73237 | 13.6581 | 0.010146 | -0.010933 | -0.0040197 | 0.010146 | 0.011223 | -0.32049 | -0.53246 | -1.0186 | -0.32049 | -0.33912 | -0.40642 | -0.67706 | -1.2943 | -0.40642 | -0.42976
12 | 0.33 | 0.32 | South/Central | TX | El.Paso.Intl.AP.722700 | 3 | 1163506 | 29.8273 | 12.3691 | 47.6362 | 29.7773 | 17.8589 | 868.24 | 0.59957 | -1.8 | 0.96797 | -0.3684 | -2.2244 | -0.76977 | -15.57 | -0.39916 | -0.37061 | -19.8063 | -0.32069 | -47.15 | 1.7563 | -2.077 | -59.9004 | 0.59957 | -1.8 | 0.96797 | -0.3684 | -2.2244 | 0.66948 | -3.01 | 1.1276 | -0.45815 | -3.7411 | 0.015394 | 0.45915 | 0.1904 | 0.73329 | 13.3653 | 0.0092295 | -0.01185 | -0.0049366 | 0.0092295 | 0.010306 | -0.027708 | -0.23968 | -0.72581 | -0.027708 | -0.046335 | -0.034241 | -0.30489 | -0.92208 | -0.034241 | -0.057589 | 0.015394 | 0.45915 | 0.1904 | 0.73329 | 13.3653 | 0.0092295 | -0.01185 | -0.0049366 | 0.0092295 | 0.010306 | -0.027708 | -0.23968 | -0.72581 | -0.027708 | -0.046335 | -0.034241 | -0.30489 | -0.92208 | -0.034241 | -0.057589
13 | 0.33 | 0.27 | South/Central | TX | El.Paso.Intl.AP.722700 | 3 | 1163506 | 30.487 | 11.9491 | 47.7359 | 30.4359 | 17.3 | 857.41 | 0.49986 | 9.03 | 0.30935 | 0.19051 | 11.5143 | -0.86948 | -4.74 | -1.0578 | 0.1883 | -6.0677 | -0.4204 | -36.32 | 1.0977 | -1.5181 | -46.1618 | 0.49986 | 9.03 | 0.30935 | 0.19051 | 11.5143 | 0.56977 | 7.82 | 0.46902 | 0.10075 | 9.9976 | 0.015394 | 0.4693 | 0.18394 | 0.73483 | 13.1986 | 0.0076947 | -0.013384 | -0.0064714 | 0.0076947 | 0.0087708 | 0.139 | -0.072965 | -0.55909 | 0.139 | 0.12038 | 0.17725 | -0.093403 | -0.71059 | 0.17725 | 0.1539 | 0.015394 | 0.4693 | 0.18394 | 0.73483 | 13.1986 | 0.0076947 | -0.013384 | -0.0064714 | 0.0076947 | 0.0087708 | 0.139 | -0.072965 | -0.55909 | 0.139 | 0.12038 | 0.17725 | -0.093403 | -0.71059 | 0.17725 | 0.1539
14 | 0.33 | 0.23 | South/Central | TX | El.Paso.Intl.AP.722700 | 3 | 1163506 | 30.8669 | 11.7391 | 47.8158 | 30.8151 | 17.0007 | 851.87 | 0.42001 | 14.57 | -0.069856 | 0.48986 | 18.5342 | -0.94933 | 0.8 | -1.437 | 0.48765 | 0.95227 | -0.50025 | -30.78 | 0.71849 | -1.2187 | -39.1418 | 0.42001 | 14.57 | -0.069856 | 0.48986 | 18.5342 | 0.48992 | 13.36 | 0.08981 | 0.4001 | 17.0175 | 0.015394 | 0.47515 | 0.18071 | 0.73605 | 13.1133 | 0.0064654 | -0.014614 | -0.0077007 | 0.0064654 | 0.0075415 | 0.22428 | 0.012315 | -0.47381 | 0.22428 | 0.20566 | 0.28531 | 0.014659 | -0.60253 | 0.28531 | 0.26196 | 0.015394 | 0.47515 | 0.18071 | 0.73605 | 13.1133 | 0.0064654 | -0.014614 | -0.0077007 | 0.0064654 | 0.0075415 | 0.22428 | 0.012315 | -0.47381 | 0.22428 | 0.20566 | 0.28531 | 0.014659 | -0.60253 | 0.28531 | 0.26196
15 | 0.33 | 0.19 | South/Central | TX | El.Paso.Intl.AP.722700 | 3 | 1163506 | 31.8864 | 11.1291 | 48.0353 | 31.833 | 16.2024 | 837.2 | 0.20042 | 29.24 | -1.0877 | 1.2881 | 37.1693 | -1.1689 | 15.47 | -2.4548 | 1.2859 | 19.5873 | -0.71984 | -16.11 | -0.29937 | -0.42047 | -20.5068 | 0.20042 | 29.24 | -1.0877 | 1.2881 | 37.1693 | 0.27033 | 28.03 | -0.92805 | 1.1984 | 35.6526 | 0.015394 | 0.49085 | 0.17132 | 0.73943 | 12.8875 | 0.0030852 | -0.017994 | -0.011081 | 0.0030852 | 0.0041613 | 0.45011 | 0.23814 | -0.24799 | 0.45011 | 0.43148 | 0.57217 | 0.30152 | -0.31567 | 0.57217 | 0.54882 | 0.015394 | 0.49085 | 0.17132 | 0.73943 | 12.8875 | 0.0030852 | -0.017994 | -0.011081 | 0.0030852 | 0.0041613 | 0.45011 | 0.23814 | -0.24799 | 0.45011 | 0.43148 | 0.57217 | 0.30152 | -0.31567 | 0.57217 | 0.54882
16 | 0.33 | 0.17 | South/Central | TX | El.Paso.Intl.AP.722700 | 3 | 1163506 | 32.4362 | 10.8291 | 48.1951 | 32.3818 | 15.8133 | 830.54 | 0.04068 | 35.9 | -1.6366 | 1.6772 | 45.5782 | -1.3287 | 22.13 | -3.0037 | 1.675 | 27.9963 | -0.87958 | -9.45 | -0.84822 | -0.031362 | -12.0978 | 0.04068 | 35.9 | -1.6366 | 1.6772 | 45.5782 | 0.11059 | 34.69 | -1.4769 | 1.5875 | 44.0615 | 0.015394 | 0.49931 | 0.1667 | 0.74189 | 12.785 | 0.00062621 | -0.020453 | -0.01354 | 0.00062621 | 0.0017023 | 0.55263 | 0.34066 | -0.14547 | 0.55263 | 0.534 | 0.70161 | 0.43096 | -0.18623 | 0.70161 | 0.67826 | 0.015394 | 0.49931 | 0.1667 | 0.74189 | 12.785 | 0.00062621 | -0.020453 | -0.01354 | 0.00062621 | 0.0017023 | 0.55263 | 0.34066 | -0.14547 | 0.55263 | 0.534 | 0.70161 | 0.43096 | -0.18623 | 0.70161 | 0.67826
17 | 0.3 | 0.47 | South/Central | TX | El.Paso.Intl.AP.722700 | 3 | 1163506 | 26.4588 | 14.699 | 47.2876 | 26.4143 | 20.8732 | 928.31 | 0.94817 | -61.87 | 4.3309 | -3.3827 | -78.7407 | -0.42117 | -75.64 | 2.9638 | -3.3849 | -96.3226 | 0.027915 | -107.22 | 5.1193 | -5.0913 | -136.4167 | 0.94817 | -61.87 | 4.3309 | -3.3827 | -78.7407 | 1.0181 | -63.08 | 4.4906 | -3.4725 | -80.2574 | 0.015394 | 0.40729 | 0.22627 | 0.72792 | 14.29 | 0.014596 | -0.0064833 | 0.00042971 | 0.014596 | 0.015672 | -0.9524 | -1.1644 | -1.6505 | -0.9524 | -0.97103 | -1.2121 | -1.4827 | -2.0999 | -1.2121 | -1.2354 | 0.015394 | 0.40729 | 0.22627 | 0.72792 | 14.29 | 0.014596 | -0.0064833 | 0.00042971 | 0.014596 | 0.015672 | -0.9524 | -1.1644 | -1.6505 | -0.9524 | -0.97103 | -1.2121 | -1.4827 | -2.0999 | -1.2121 | -1.2354
18 | 0.3 | 0.42 | South/Central | TX | El.Paso.Intl.AP.722700 | 3 | 1163506 | 27.2184 | 13.849 | 46.9373 | 27.1728 | 19.7645 | 901.45 | 1.2985 | -35.01 | 3.5725 | -2.274 | -44.4738 | -0.070867 | -48.78 | 2.2054 | -2.2762 | -62.0557 | 0.37821 | -80.36 | 4.3608 | -3.9826 | -102.1498 | 1.2985 | -35.01 | 3.5725 | -2.274 | -44.4738 | 1.3684 | -36.22 | 3.7322 | -2.3638 | -45.9905 | 0.015394 | 0.41899 | 0.21319 | 0.72253 | 13.8765 | 0.019988 | -0.0010909 | 0.0058221 | 0.019988 | 0.021064 | -0.53893 | -0.7509 | -1.237 | -0.53893 | -0.55755 | -0.68461 | -0.95526 | -1.5724 | -0.68461 | -0.70796 | 0.015394 | 0.41899 | 0.21319 | 0.72253 | 13.8765 | 0.019988 | -0.0010909 | 0.0058221 | 0.019988 | 0.021064 | -0.53893 | -0.7509 | -1.237 | -0.53893 | -0.55755 | -0.68461 | -0.95526 | -1.5724 | -0.68461 | -0.70796
19 | 0.3 | 0.37 | South/Central | TX | El.Paso.Intl.AP.722700 | 3 | 1163506 | 28.0381 | 13.1191 | 46.797 | 27.991 | 18.806 | 879.81 | 1.4388 | -13.37 | 2.7542 | -1.3154 | -16.927 | 0.069436 | -27.14 | 1.3871 | -1.3177 | -34.5089 | 0.51852 | -58.72 | 3.5426 | -3.024 | -74.603 | 1.4388 | -13.37 | 2.7542 | -1.3154 | -16.927 | 1.5087 | -14.58 | 2.9139 | -1.4052 | -18.4437 | 0.015394 | 0.43161 | 0.20195 | 0.72037 | 13.5434 | 0.022148 | 0.0010689 | 0.0079818 | 0.022148 | 0.023224 | -0.20581 | -0.41778 | -0.90391 | -0.20581 | -0.22444 | -0.26057 | -0.53122 | -1.1484 | -0.26057 | -0.28391 | 0.015394 | 0.43161 | 0.20195 | 0.72037 | 13.5434 | 0.022148 | 0.0010689 | 0.0079818 | 0.022148 | 0.023224 | -0.20581 | -0.41778 | -0.90391 | -0.20581 | -0.22444 | -0.26057 | -0.53122 | -1.1484 | -0.26057 | -0.28391
20 | 0.3 | 0.32 | South/Central | TX | El.Paso.Intl.AP.722700 | 3 | 1163506 | 29.0077 | 12.3991 | 46.8266 | 28.959 | 17.8676 | 860.28 | 1.4092 | 6.16 | 1.7862 | -0.37705 | 7.9032 | 0.03985 | -7.61 | 0.41912 | -0.37927 | -9.6788 | 0.48893 | -39.19 | 2.5746 | -2.0857 | -49.7729 | 1.4092 | 6.16 | 1.7862 | -0.37705 | 7.9032 | 1.4791 | 4.95 | 1.9459 | -0.46681 | 6.3864 | 0.015394 | 0.44653 | 0.19087 | 0.72083 | 13.2428 | 0.021692 | 0.00061343 | 0.0075264 | 0.021692 | 0.022769 | 0.094824 | -0.11714 | -0.60327 | 0.094824 | 0.076198 | 0.12166 | -0.14899 | -0.76618 | 0.12166 | 0.09831 | 0.015394 | 0.44653 | 0.19087 | 0.72083 | 13.2428 | 0.021692 | 0.00061343 | 0.0075264 | 0.021692 | 0.022769 | 0.094824 | -0.11714 | -0.60327 | 0.094824 | 0.076198 | 0.12166 | -0.14899 | -0.76618 | 0.12166 | 0.09831
21 | 0.3 | 0.27 | South/Central | TX | El.Paso.Intl.AP.722700 | 3 | 1163506 | 29.6474 | 11.9691 | 46.8863 | 29.5977 | 17.2887 | 848.66 | 1.3494 | 17.78 | 1.1476 | 0.20185 | 22.6903 | -0.019903 | 4.01 | -0.21954 | 0.19964 | 5.1083 | 0.42918 | -27.57 | 1.9359 | -1.5068 | -34.9858 | 1.3494 | 17.78 | 1.1476 | 0.20185 | 22.6903 | 1.4193 | 16.57 | 1.3073 | 0.11209 | 21.1736 | 0.015394 | 0.45638 | 0.18425 | 0.72175 | 13.0639 | 0.020773 | -0.00030638 | 0.0066066 | 0.020773 | 0.021849 | 0.2737 | 0.061728 | -0.4244 | 0.2737 | 0.25507 | 0.34928 | 0.078636 | -0.53856 | 0.34928 | 0.32594 | 0.015394 | 0.45638 | 0.18425 | 0.72175 | 13.0639 | 0.020773 | -0.00030638 | 0.0066066 | 0.020773 | 0.021849 | 0.2737 | 0.061728 | -0.4244 | 0.2737 | 0.25507 | 0.34928 | 0.078636 | -0.53856 | 0.34928 | 0.32594
22 | 0.3 | 0.23 | South/Central | TX | El.Paso.Intl.AP.722700 | 3 | 1163506 | 30.0273 | 11.7491 | 46.9562 | 29.9769 | 16.9793 | 842.78 | 1.2796 | 23.66 | 0.76838 | 0.5112 | 30.1069 | -0.089756 | 9.89 | -0.59874 | 0.50899 | 12.5249 | 0.35933 | -21.69 | 1.5567 | -1.1974 | -27.5692 | 1.2796 | 23.66 | 0.76838 | 0.5112 | 30.1069 | 1.3495 | 22.45 | 0.92805 | 0.42145 | 28.5902 | 0.015394 | 0.46223 | 0.18086 | 0.72282 | 12.9734 | 0.019697 | -0.0013817 | 0.0055313 | 0.019697 | 0.020774 | 0.36421 | 0.15224 | -0.33389 | 0.36421 | 0.34559 | 0.46345 | 0.1928 | -0.42439 | 0.46345 | 0.4401 | 0.015394 | 0.46223 | 0.18086 | 0.72282 | 12.9734 | 0.019697 | -0.0013817 | 0.0055313 | 0.019697 | 0.020774 | 0.36421 | 0.15224 | -0.33389 | 0.36421 | 0.34559 | 0.46345 | 0.1928 | -0.42439 | 0.46345 | 0.4401
23 | 0.3 | 0.19 | South/Central | TX | El.Paso.Intl.AP.722700 | 3 | 1163506 | 31.0368 | 11.1391 | 47.1657 | 30.9848 | 16.181 | 828.03 | 1.07 | 38.41 | -0.2395 | 1.3095 | 48.8721 | -0.2993 | 24.64 | -1.6066 | 1.3073 | 31.2902 | 0.14978 | -6.94 | 0.54885 | -0.39907 | -8.804 | 1.07 | 38.41 | -0.2395 | 1.3095 | 48.8721 | 1.1399 | 37.2 | -0.079836 | 1.2198 | 47.3554 | 0.015394 | 0.47777 | 0.17147 | 0.72605 | 12.7463 | 0.016472 | -0.0046073 | 0.0023056 | 0.016472 | 0.017548 | 0.59127 | 0.3793 | -0.10683 | 0.59127 | 0.57264 | 0.75232 | 0.48167 | -0.13552 | 0.75232 | 0.72897 | 0.015394 | 0.47777 | 0.17147 | 0.72605 | 12.7463 | 0.016472 | -0.0046073 | 0.0023056 | 0.016472 | 0.017548 | 0.59127 | 0.3793 | -0.10683 | 0.59127 | 0.57264 | 0.75232 | 0.48167 | -0.13552 | 0.75232 | 0.72897
24 | 0.3 | 0.17 | South/Central | TX | El.Paso.Intl.AP.722700 | 3 | 1163506 | 31.5866 | 10.8291 | 47.3155 | 31.5336 | 15.7819 | 821.09 | 0.92026 | 45.35 | -0.78835 | 1.7086 | 57.6761 | -0.44908 | 31.58 | -2.1555 | 1.7064 | 40.0941 | 0 | 0 | 0 | 0 | 0 | 0.92026 | 45.35 | -0.78835 | 1.7086 | 57.6761 | 0.99017 | 44.14 | -0.62868 | 1.6189 | 56.1594 | 0.015394 | 0.48623 | 0.1667 | 0.72835 | 12.6395 | 0.014166 | -0.006913 | 0 | 0.014166 | 0.015242 | 0.6981 | 0.48613 | 0 | 0.6981 | 0.67947 | 0.88784 | 0.61719 | 0 | 0.88784 | 0.86449 | 0.015394 | 0.48623 | 0.1667 | 0.72835 | 12.6395 | 0.014166 | -0.006913 | 0 | 0.014166 | 0.015242 | 0.6981 | 0.48613 | 0 | 0.6981 | 0.67947 | 0.88784 | 0.61719 | 0 | 0.88784 | 0.86449
25 | 0.28 | 0.47 | South/Central | TX | El.Paso.Intl.AP.722700 | 3 | 1163506 | 26.0889 | 14.549 | 46.7078 | 26.0451 | 20.6626 | 918.04 | 1.528 | -51.6 | 4.7001 | -3.1721 | -65.6631 | 0.15867 | -65.37 | 3.333 | -3.1743 | -83.2451 | 0.60775 | -96.95 | 5.4885 | -4.8807 | -123.3392 | 1.528 | -51.6 | 4.7001 | -3.1721 | -65.6631 | 1.5979 | -52.81 | 4.8598 | -3.2619 | -67.1798 | 0.015394 | 0.4016 | 0.22396 | 0.719 | 14.1319 | 0.023521 | 0.0024424 | 0.0093554 | 0.023521 | 0.024598 | -0.79431 | -1.0063 | -1.4924 | -0.79431 | -0.81293 | -1.0108 | -1.2814 | -1.8986 | -1.0108 | -1.0341 | 0.015394 | 0.4016 | 0.22396 | 0.719 | 14.1319 | 0.023521 | 0.0024424 | 0.0093554 | 0.023521 | 0.024598 | -0.79431 | -1.0063 | -1.4924 | -0.79431 | -0.81293 | -1.0108 | -1.2814 | -1.8986 | -1.0108 | -1.0341
26 | 0.28 | 0.42 | South/Central | TX | El.Paso.Intl.AP.722700 | 3 | 1163506 | 26.7187 | 13.849 | 46.4175 | 26.6738 | 19.7437 | 895.77 | 1.8182 | -29.33 | 4.0714 | -2.2532 | -37.2636 | 0.4489 | -43.1 | 2.7043 | -2.2554 | -54.8455 | 0.89798 | -74.68 | 4.8598 | -3.9618 | -94.9396 | 1.8182 | -29.33 | 4.0714 | -2.2532 | -37.2636 | 1.8881 | -30.54 | 4.2311 | -2.343 | -38.7803 | 0.015394 | 0.4113 | 0.21319 | 0.71453 | 13.7891 | 0.027989 | 0.0069101 | 0.013823 | 0.027989 | 0.029065 | -0.45149 | -0.66346 | -1.1496 | -0.45149 | -0.47012 | -0.57362 | -0.84427 | -1.4615 | -0.57362 | -0.59697 | 0.015394 | 0.4113 | 0.21319 | 0.71453 | 13.7891 | 0.027989 | 0.0069101 | 0.013823 | 0.027989 | 0.029065 | -0.45149 | -0.66346 | -1.1496 | -0.45149 | -0.47012 | -0.57362 | -0.84427 | -1.4615 | -0.57362 | -0.59697
27 | 0.28 | 0.37 | South/Central | TX | El.Paso.Intl.AP.722700 | 3 | 1163506 | 27.3984 | 13.2291 | 46.2773 | 27.3524 | 18.9249 | 877.09 | 1.9585 | -10.65 | 3.3929 | -1.4344 | -13.4719 | 0.58915 | -24.42 | 2.0257 | -1.4366 | -31.0538 | 1.0382 | -56 | 4.1812 | -3.143 | -71.1479 | 1.9585 | -10.65 | 3.3929 | -1.4344 | -13.4719 | 2.0284 | -11.86 | 3.5525 | -1.5241 | -14.9886 | 0.015394 | 0.42176 | 0.20364 | 0.71237 | 13.5015 | 0.030148 | 0.0090691 | 0.015982 | 0.030148 | 0.031224 | -0.16394 | -0.37591 | -0.86204 | -0.16394 | -0.18257 | -0.20738 | -0.47803 | -1.0952 | -0.20738 | -0.23073 | 0.015394 | 0.42176 | 0.20364 | 0.71237 | 13.5015 | 0.030148 | 0.0090691 | 0.015982 | 0.030148 | 0.031224 | -0.16394 | -0.37591 | -0.86204 | -0.16394 | -0.18257 | -0.20738 | -0.47803 | -1.0952 | -0.20738 | -0.23073
28 | 0.28 | 0.32 | South/Central | TX | El.Paso.Intl.AP.722700 | 3 | 1163506 | 28.238 | 12.5791 | 46.2669 | 28.1906 | 18.0763 | 859.08 | 1.9689 | 7.36 | 2.5546 | -0.58577 | 9.4577 | 0.59952 | -6.41 | 1.1875 | -0.58799 | -8.1242 | 1.0486 | -37.99 | 3.343 | -2.2944 | -48.2183 | 1.9689 | 7.36 | 2.5546 | -0.58577 | 9.4577 | 2.0388 | 6.15 | 2.7143 | -0.67553 | 7.941 | 0.015394 | 0.43468 | 0.19364 | 0.71221 | 13.2243 | 0.030308 | 0.0092287 | 0.016142 | 0.030308 | 0.031384 | 0.1133 | -0.098673 | -0.5848 | 0.1133 | 0.09467 | 0.14559 | -0.12506 | -0.74225 | 0.14559 | 0.12224 | 0.015394 | 0.43468 | 0.19364 | 0.71221 | 13.2243 | 0.030308 | 0.0092287 | 0.016142 | 0.030308 | 0.031384 | 0.1133 | -0.098673 | -0.5848 | 0.1133 | 0.09467 | 0.14559 | -0.12506 | -0.74225 | 0.14559 | 0.12224
29 | 0.28 | 0.27 | South/Central | TX | El.Paso.Intl.AP.722700 | 3 | 1163506 | 28.8977 | 12.1291 | 46.3166 | 28.8492 | 17.4674 | 846.69 | 1.9191 | 19.75 | 1.896 | 0.023112 | 25.1785 | 0.54978 | 5.98 | 0.52889 | 0.020897 | 7.5966 | 0.99887 | -25.6 | 2.6844 | -1.6855 | -32.4975 | 1.9191 | 19.75 | 1.896 | 0.023112 | 25.1785 | 1.989 | 18.54 | 2.0557 | -0.066646 | 23.6618 | 0.015394 | 0.44484 | 0.18671 | 0.71298 | 13.0336 | 0.029542 | 0.0084631 | 0.015376 | 0.029542 | 0.030618 | 0.30402 | 0.092053 | -0.39408 | 0.30402 | 0.2854 | 0.38759 | 0.11694 | -0.50025 | 0.38759 | 0.36424 | 0.015394 | 0.44484 | 0.18671 | 0.71298 | 13.0336 | 0.029542 | 0.0084631 | 0.015376 | 0.029542 | 0.030618 | 0.30402 | 0.092053 | -0.39408 | 0.30402 | 0.2854 | 0.38759 | 0.11694 | -0.50025 | 0.38759 | 0.36424
30 | 0.28 | 0.23 | South/Central | TX | El.Paso.Intl.AP.722700 | 3 | 1163506 | 29.4475 | 11.7691 | 46.3864 | 29.3981 | 16.9883 | 837.27 | 1.8493 | 29.17 | 1.3472 | 0.50218 | 37.1553 | 0.48001 | 15.4 | -0.019961 | 0.49997 | 19.5734 | 0.92909 | -16.18 | 2.1355 | -1.2064 | -20.5207 | 1.8493 | 29.17 | 1.3472 | 0.50218 | 37.1553 | 1.9193 | 27.96 | 1.5068 | 0.41242 | 35.6386 | 0.015394 | 0.4533 | 0.18117 | 0.71405 | 12.8886 | 0.028468 | 0.007389 | 0.014302 | 0.028468 | 0.029544 | 0.44903 | 0.23706 | -0.24907 | 0.44903 | 0.4304 | 0.57195 | 0.3013 | -0.31589 | 0.57195 | 0.54861 | 0.015394 | 0.4533 | 0.18117 | 0.71405 | 12.8886 | 0.028468 | 0.007389 | 0.014302 | 0.028468 | 0.029544 | 0.44903 | 0.23706 | -0.24907 | 0.44903 | 0.4304 | 0.57195 | 0.3013 | -0.31589 | 0.57195 | 0.54861
31 | 0.28 | 0.19 | South/Central | TX | El.Paso.Intl.AP.722700 | 3 | 1163506 | 30.4371 | 11.1591 | 46.576 | 30.386 | 16.19 | 822.3 | 1.6598 | 44.14 | 0.35924 | 1.3005 | 56.1759 | 0.29042 | 30.37 | -1.0079 | 1.2983 | 38.594 | 0.7395 | -1.21 | 1.1476 | -0.40809 | -1.5001 | 1.6598 | 44.14 | 0.35924 | 1.3005 | 56.1759 | 1.7297 | 42.93 | 0.51891 | 1.2108 | 54.6592 | 0.015394 | 0.46854 | 0.17178 | 0.71697 | 12.6581 | 0.02555 | 0.0044706 | 0.011384 | 0.02555 | 0.026626 | 0.67947 | 0.4675 | -0.018626 | 0.67947 | 0.66085 | 0.86475 | 0.5941 | -0.023092 | 0.86475 | 0.8414 | 0.015394 | 0.46854 | 0.17178 | 0.71697 | 12.6581 | 0.02555 | 0.0044706 | 0.011384 | 0.02555 | 0.026626 | 0.67947 | 0.4675 | -0.018626 | 0.67947 | 0.66085 | 0.86475 | 0.5941 | -0.023092 | 0.86475 | 0.8414
32 | 0.28 | 0.17 | South/Central | TX | El.Paso.Intl.AP.722700 | 3 | 1163506 | 30.9868 | 10.8491 | 46.7158 | 30.9349 | 15.7809 | 815.08 | 1.52 | 51.36 | -0.18961 | 1.7096 | 65.3764 | 0.15064 | 37.59 | -1.5567 | 1.7074 | 47.7945 | 0.59972 | 6.01 | 0.59874 | 0.000976 | 7.7004 | 1.52 | 51.36 | -0.18961 | 1.7096 | 65.3764 | 1.5899 | 50.15 | -0.029942 | 1.6198 | 63.8597 | 0.015394 | 0.477 | 0.16701 | 0.71912 | 12.547 | 0.023398 | 0.0023188 | 0.0092318 | 0.023398 | 0.024474 | 0.79061 | 0.57864 | 0.092515 | 0.79061 | 0.77199 | 1.0064 | 0.73573 | 0.11854 | 1.0064 | 0.98303 | 0.015394 | 0.477 | 0.16701 | 0.71912 | 12.547 | 0.023398 | 0.0023188 | 0.0092318 | 0.023398 | 0.024474 | 0.79061 | 0.57864 | 0.092515 | 0.79061 | 0.77199 | 1.0064 | 0.73573 | 0.11854 | 1.0064 | 0.98303
33 | 0.27 | 0.47 | South/Central | TX | El.Paso.Intl.AP.722700 | 3 | 1163506 | 25.869 | 14.529 | 46.4579 | 25.8256 | 20.6323 | 914.88 | 1.7779 | -48.44 | 4.9197 | -3.1418 | -61.6511 | 0.40853 | -62.21 | 3.5525 | -3.144 | -79.233 | 0.85761 | -93.79 | 5.708 | -4.8504 | -119.3272 | 1.7779 | -48.44 | 4.9197 | -3.1418 | -61.6511 | 1.8478 | -49.65 | 5.0793 | -3.2315 | -63.1678 | 0.015394 | 0.39822 | 0.22365 | 0.71515 | 14.0833 | 0.027368 | 0.0062888 | 0.013202 | 0.027368 | 0.028444 | -0.74566 | -0.95763 | -1.4438 | -0.74566 | -0.76429 | -0.94903 | -1.2197 | -1.8369 | -0.94903 | -0.97238 | 0.015394 | 0.39822 | 0.22365 | 0.71515 | 14.0833 | 0.027368 | 0.0062888 | 0.013202 | 0.027368 | 0.028444 | -0.74566 | -0.95763 | -1.4438 | -0.74566 | -0.76429 | -0.94903 | -1.2197 | -1.8369 | -0.94903 | -0.97238
34 | 0.27 | 0.42 | South/Central | TX | El.Paso.Intl.AP.722700 | 3 | 1163506 | 26.4788 | 13.8391 | 46.1476 | 26.4343 | 19.7133 | 892.41 | 2.0881 | -25.97 | 4.3109 | -2.2228 | -32.9939 | 0.71878 | -39.74 | 2.9438 | -2.225 | -50.5759 | 1.1679 | -71.32 | 5.0993 | -3.9314 | -90.67 | 2.0881 | -25.97 | 4.3109 | -2.2228 | -32.9939 | 2.158 | -27.18 | 4.4706 | -2.3126 | -34.5106 | 0.015394 | 0.4076 | 0.21303 | 0.71038 | 13.7374 | 0.032144 | 0.011065 | 0.017978 | 0.032144 | 0.03322 | -0.39977 | -0.61174 | -1.0979 | -0.39977 | -0.4184 | -0.50789 | -0.77854 | -1.3957 | -0.50789 | -0.53124 | 0.015394 | 0.4076 | 0.21303 | 0.71038 | 13.7374 | 0.032144 | 0.011065 | 0.017978 | 0.032144 | 0.03322 | -0.39977 | -0.61174 | -1.0979 | -0.39977 | -0.4184 | -0.50789 | -0.77854 | -1.3957 | -0.50789 | -0.53124
35 | 0.27 | 0.37 | South/Central | TX | El.Paso.Intl.AP.722700 | 3 | 1163506 | 27.0286 | 13.3391 | 46.0374 | 26.9832 | 19.0543 | 877.38 | 2.1983 | -10.94 | 3.7621 | -1.5638 | -13.8789 | 0.82898 | -24.71 | 2.395 | -1.566 | -31.4608 | 1.2781 | -56.29 | 4.5504 | -3.2724 | -71.5549 | 2.1983 | -10.94 | 3.7621 | -1.5638 | -13.8789 | 2.2682 | -12.15 | 3.9218 | -1.6535 | -15.3956 | 0.015394 | 0.41607 | 0.20534 | 0.70868 | 13.506 | 0.03384 | 0.012761 | 0.019674 | 0.03384 | 0.034916 | -0.16841 | -0.38037 | -0.8665 | -0.16841 | -0.18703 | -0.21365 | -0.48429 | -1.1015 | -0.21365 | -0.23699 | 0.015394 | 0.41607 | 0.20534 | 0.70868 | 13.506 | 0.03384 | 0.012761 | 0.019674 | 0.03384 | 0.034916 | -0.16841 | -0.38037 | -0.8665 | -0.16841 | -0.18703 | -0.21365 | -0.48429 | -1.1015 | -0.21365 | -0.23699
36 | 0.27 | 0.32 | South/Central | TX | El.Paso.Intl.AP.722700 | 3 | 1163506 | 27.7782 | 12.7491 | 46.0071 | 27.7316 | 18.2755 | 860.66 | 2.2286 | 5.78 | 3.0137 | -0.78503 | 7.4293 | 0.8593 | -7.99 | 1.6465 | -0.78724 | -10.1527 | 1.3084 | -39.57 | 3.802 | -2.4936 | -50.2468 | 2.2286 | 5.78 | 3.0137 | -0.78503 | 7.4293 | 2.2985 | 4.57 | 3.1733 | -0.87478 | 5.9126 | 0.015394 | 0.42761 | 0.19625 | 0.70821 | 13.2486 | 0.034307 | 0.013228 | 0.020141 | 0.034307 | 0.035383 | 0.088975 | -0.12299 | -0.60912 | 0.088975 | 0.070349 | 0.11436 | -0.15629 | -0.77348 | 0.11436 | 0.091015 | 0.015394 | 0.42761 | 0.19625 | 0.70821 | 13.2486 | 0.034307 | 0.013228 | 0.020141 | 0.034307 | 0.035383 | 0.088975 | -0.12299 | -0.60912 | 0.088975 | 0.070349 | 0.11436 | -0.15629 | -0.77348 | 0.11436 | 0.091015
37 | 0.27 | 0.27 | South/Central | TX | El.Paso.Intl.AP.722700 | 3 | 1163506 | 28.5079 | 12.2191 | 46.0268 | 28.4601 | 17.5668 | 845.89 | 2.2089 | 20.55 | 2.2852 | -0.076259 | 26.2175 | 0.8396 | 6.78 | 0.91807 | -0.078474 | 8.6356 | 1.2887 | -24.8 | 3.0735 | -1.7849 | -31.4586 | 2.2089 | 20.55 | 2.2852 | -0.076259 | 26.2175 | 2.2788 | 19.34 | 2.4449 | -0.16602 | 24.7008 | 0.015394 | 0.43884 | 0.18809 | 0.70852 | 13.0213 | 0.034003 | 0.012924 | 0.019837 | 0.034003 | 0.03508 | 0.31634 | 0.10437 | -0.38176 | 0.31634 | 0.29771 | 0.40358 | 0.13293 | -0.48426 | 0.40358 | 0.38023 | 0.015394 | 0.43884 | 0.18809 | 0.70852 | 13.0213 | 0.034003 | 0.012924 | 0.019837 | 0.034003 | 0.03508 | 0.31634 | 0.10437 | -0.38176 | 0.31634 | 0.29771 | 0.40358 | 0.13293 | -0.48426 | 0.40358 | 0.38023
38 | 0.27 | 0.23 | South/Central | TX | El.Paso.Intl.AP.722700 | 3 | 1163506 | 29.1577 | 11.7791 | 46.0965 | 29.1087 | 16.9878 | 834.35 | 2.1392 | 32.09 | 1.6366 | 0.50267 | 40.8778 | 0.76988 | 18.32 | 0.26943 | 0.50045 | 23.2959 | 1.219 | -13.26 | 2.4249 | -1.2059 | -16.7982 | 2.1392 | 32.09 | 1.6366 | 0.50267 | 40.8778 | 2.2091 | 30.88 | 1.7962 | 0.41291 | 39.3611 | 0.015394 | 0.44884 | 0.18132 | 0.70959 | 12.8436 | 0.03293 | 0.011851 | 0.018764 | 0.03293 | 0.034006 | 0.49398 | 0.28201 | -0.20412 | 0.49398 | 0.47535 | 0.62925 | 0.35861 | -0.25858 | 0.62925 | 0.60591 | 0.015394 | 0.44884 | 0.18132 | 0.70959 | 12.8436 | 0.03293 | 0.011851 | 0.018764 | 0.03293 | 0.034006 | 0.49398 | 0.28201 | -0.20412 | 0.49398 | 0.47535 | 0.62925 | 0.35861 | -0.25858 | 0.62925 | 0.60591
39 | 0.27 | 0.19 | South/Central | TX | El.Paso.Intl.AP.722700 | 3 | 1163506 | 30.1372 | 11.1591 | 46.2662 | 30.0866 | 16.1795 | 818.97 | 1.9696 | 47.47 | 0.65861 | 1.311 | 60.4219 | 0.60026 | 33.7 | -0.70852 | 1.3088 | 42.8399 | 1.0493 | 2.12 | 1.447 | -0.39762 | 2.7458 | 1.9696 | 47.47 | 0.65861 | 1.311 | 60.4219 | 2.0395 | 46.26 | 0.81828 | 1.2212 | 58.9052 | 0.015394 | 0.46392 | 0.17178 | 0.7122 | 12.6069 | 0.030319 | 0.0092401 | 0.016153 | 0.030319 | 0.031395 | 0.73073 | 0.51876 | 0.032634 | 0.73073 | 0.71211 | 0.93011 | 0.65946 | 0.042268 | 0.93011 | 0.90676 | 0.015394 | 0.46392 | 0.17178 | 0.7122 | 12.6069 | 0.030319 | 0.0092401 | 0.016153 | 0.030319 | 0.031395 | 0.73073 | 0.51876 | 0.032634 | 0.73073 | 0.71211 | 0.93011 | 0.65946 | 0.042268 | 0.93011 | 0.90676
40 | 0.27 | 0.17 | South/Central | TX | El.Paso.Intl.AP.722700 | 3 | 1163506 | 30.677 | 10.8591 | 46.406 | 30.6255 | 15.7804 | 811.95 | 1.8298 | 54.49 | 0.11974 | 1.7101 | 69.3543 | 0.46047 | 40.72 | -1.2474 | 1.7079 | 51.7724 | 0.90956 | 9.14 | 0.90809 | 0.001465 | 11.6783 | 1.8298 | 54.49 | 0.11974 | 1.7101 | 69.3543 | 1.8997 | 53.28 | 0.27941 | 1.6203 | 67.8376 | 0.015394 | 0.47223 | 0.16716 | 0.71435 | 12.4988 | 0.028167 | 0.0070883 | 0.014001 | 0.028167 | 0.029244 | 0.8388 | 0.62683 | 0.1407 | 0.8388 | 0.82017 | 1.0676 | 0.79696 | 0.17977 | 1.0676 | 1.0443 | 0.015394 | 0.47223 | 0.16716 | 0.71435 | 12.4988 | 0.028167 | 0.0070883 | 0.014001 | 0.028167 | 0.029244 | 0.8388 | 0.62683 | 0.1407 | 0.8388 | 0.82017 | 1.0676 | 0.79696 | 0.17977 | 1.0676 | 1.0443
41 | 0.26 | 0.47 | South/Central | TX | El.Paso.Intl.AP.722700 | 3 | 1163506 | 25.6392 | 14.509 | 46.188 | 25.5961 | 20.5919 | 911.3 | 2.0478 | -44.86 | 5.1492 | -3.1014 | -57.1124 | 0.67843 | -58.63 | 3.7821 | -3.1036 | -74.6944 | 1.1275 | -90.21 | 5.9375 | -4.81 | -114.7885 | 2.0478 | -44.86 | 5.1492 | -3.1014 | -57.1124 | 2.1177 | -46.07 | 5.3088 | -3.1912 | -58.6291 | 0.015394 | 0.39468 | 0.22335 | 0.711 | 14.0281 | 0.031523 | 0.010444 | 0.017356 | 0.031523 | 0.032599 | -0.69056 | -0.90252 | -1.3887 | -0.69056 | -0.70918 | -0.87916 | -1.1498 | -1.767 | -0.87916 | -0.90251 | 0.015394 | 0.39468 | 0.22335 | 0.711 | 14.0281 | 0.031523 | 0.010444 | 0.017356 | 0.031523 | 0.032599 | -0.69056 | -0.90252 | -1.3887 | -0.69056 | -0.70918 | -0.87916 | -1.1498 | -1.767 | -0.87916 | -0.90251
42 | 0.26 | 0.42 | South/Central | TX | El.Paso.Intl.AP.722700 | 3 | 1163506 | 26.2289 | 13.839 | 45.8877 | 26.1848 | 19.7029 | 889.57 | 2.348 | -23.13 | 4.5604 | -2.2124 | -29.388 | 0.97868 | -36.9 | 3.1933 | -2.2146 | -46.9699 | 1.4278 | -68.48 | 5.3488 | -3.921 | -87.064 | 2.348 | -23.13 | 4.5604 | -2.2124 | -29.388 | 2.4179 | -24.34 | 4.7201 | -2.3022 | -30.9047 | 0.015394 | 0.40376 | 0.21303 | 0.70638 | 13.6936 | 0.036144 | 0.015065 | 0.021978 | 0.036144 | 0.037221 | -0.35605 | -0.56802 | -1.0542 | -0.35605 | -0.37468 | -0.45239 | -0.72303 | -1.3402 | -0.45239 | -0.47573 | 0.015394 | 0.40376 | 0.21303 | 0.70638 | 13.6936 | 0.036144 | 0.015065 | 0.021978 | 0.036144 | 0.037221 | -0.35605 | -0.56802 | -1.0542 | -0.35605 | -0.37468 | -0.45239 | -0.72303 | -1.3402 | -0.45239 | -0.47573
43 | 0.26 | 0.37 | South/Central | TX | El.Paso.Intl.AP.722700 | 3 | 1163506 | 26.6687 | 13.4591 | 45.8176 | 26.6239 | 19.1937 | 878.12 | 2.4181 | -11.68 | 4.1213 | -1.7032 | -14.8118 | 1.0488 | -25.45 | 2.7542 | -1.7054 | -32.3938 | 1.4979 | -57.03 | 4.9097 | -3.4118 | -72.4879 | 2.4181 | -11.68 | 4.1213 | -1.7032 | -14.8118 | 2.488 | -12.89 | 4.281 | -1.793 | -16.3285 | 0.015394 | 0.41053 | 0.20718 | 0.7053 | 13.5174 | 0.037224 | 0.016145 | 0.023058 | 0.037224 | 0.0383 | -0.1798 | -0.39177 | -0.87789 | -0.1798 | -0.19842 | -0.22801 | -0.49866 | -1.1158 | -0.22801 | -0.25135 | 0.015394 | 0.41053 | 0.20718 | 0.7053 | 13.5174 | 0.037224 | 0.016145 | 0.023058 | 0.037224 | 0.0383 | -0.1798 | -0.39177 | -0.87789 | -0.1798 | -0.19842 | -0.22801 | -0.49866 | -1.1158 | -0.22801 | -0.25135
44 | 0.26 | 0.32 | South/Central | TX | El.Paso.Intl.AP.722700 | 3 | 1163506 | 27.2985 | 12.9591 | 45.7873 | 27.2526 | 18.5347 | 863.9 | 2.4484 | 2.54 | 3.4927 | -1.0442 | 3.2791 | 1.0791 | -11.23 | 2.1255 | -1.0464 | -14.3028 | 1.5282 | -42.81 | 4.281 | -2.7528 | -54.3969 | 2.4484 | 2.54 | 3.4927 | -1.0442 | 3.2791 | 2.5184 | 1.33 | 3.6523 | -1.134 | 1.7624 | 0.015394 | 0.42022 | 0.19949 | 0.70483 | 13.2985 | 0.03769 | 0.016611 | 0.023524 | 0.03769 | 0.038766 | 0.0391 | -0.17287 | -0.659 | 0.0391 | 0.020473 | 0.050477 | -0.22017 | -0.83736 | 0.050477 | 0.02713 | 0.015394 | 0.42022 | 0.19949 | 0.70483 | 13.2985 | 0.03769 | 0.016611 | 0.023524 | 0.03769 | 0.038766 | 0.0391 | -0.17287 | -0.659 | 0.0391 | 0.020473 | 0.050477 | -0.22017 | -0.83736 | 0.050477 | 0.02713
45 | 0.26 | 0.27 | South/Central | TX | El.Paso.Intl.AP.722700 | 3 | 1163506 | 28.1181 | 12.319 | 45.757 | 28.0709 | 17.6861 | 845.69 | 2.4788 | 20.75 | 2.6744 | -0.19559 | 26.4649 | 1.1094 | 6.98 | 1.3073 | -0.1978 | 8.883 | 1.5585 | -24.6 | 3.4627 | -1.9042 | -31.2111 | 2.4788 | 20.75 | 2.6744 | -0.19559 | 26.4649 | 2.5487 | 19.54 | 2.834 | -0.28535 | 24.9482 | 0.015394 | 0.43284 | 0.18963 | 0.70436 | 13.0182 | 0.038157 | 0.017078 | 0.023991 | 0.038157 | 0.039234 | 0.31942 | 0.10745 | -0.37868 | 0.31942 | 0.30079 | 0.40739 | 0.13674 | -0.48045 | 0.40739 | 0.38404 | 0.015394 | 0.43284 | 0.18963 | 0.70436 | 13.0182 | 0.038157 | 0.017078 | 0.023991 | 0.038157 | 0.039234 | 0.31942 | 0.10745 | -0.37868 | 0.31942 | 0.30079 | 0.40739 | 0.13674 | -0.48045 | 0.40739 | 0.38404
46 | 0.26 | 0.23 | South/Central | TX | El.Paso.Intl.AP.722700 | 3 | 1163506 | 28.8678 | 11.7891 | 45.8067 | 28.8193 | 16.9874 | 831.43 | 2.4291 | 35.01 | 1.9259 | 0.50314 | 44.5995 | 1.0597 | 21.24 | 0.55882 | 0.50092 | 27.0175 | 1.5088 | -10.34 | 2.7143 | -1.2055 | -13.0766 | 2.4291 | 35.01 | 1.9259 | 0.50314 | 44.5995 | 2.499 | 33.8 | 2.0856 | 0.41338 | 43.0828 | 0.015394 | 0.44438 | 0.18148 | 0.70513 | 12.7987 | 0.037392 | 0.016313 | 0.023226 | 0.037392 | 0.038468 | 0.53893 | 0.32696 | -0.15917 | 0.53893 | 0.5203 | 0.68654 | 0.4159 | -0.2013 | 0.68654 | 0.6632 | 0.015394 | 0.44438 | 0.18148 | 0.70513 | 12.7987 | 0.037392 | 0.016313 | 0.023226 | 0.037392 | 0.038468 | 0.53893 | 0.32696 | -0.15917 | 0.53893 | 0.5203 | 0.68654 | 0.4159 | -0.2013 | 0.68654 | 0.6632
47 | 0.26 | 0.19 | South/Central | TX | El.Paso.Intl.AP.722700 | 3 | 1163506 | 29.8374 | 11.1691 | 45.9663 | 29.7873 | 16.1791 | 815.96 | 2.2694 | 50.48 | 0.95798 | 1.3115 | 64.2712 | 0.90009 | 36.71 | -0.40915 | 1.3092 | 46.6893 | 1.3492 | 5.13 | 1.7463 | -0.39716 | 6.5952 | 2.2694 | 50.48 | 0.95798 | 1.3115 | 64.2712 | 2.3393 | 49.27 | 1.1176 | 1.2217 | 62.7545 | 0.015394 | 0.4593 | 0.17193 | 0.70759 | 12.5605 | 0.034935 | 0.013856 | 0.020769 | 0.034935 | 0.036011 | 0.77707 | 0.5651 | 0.078969 | 0.77707 | 0.75844 | 0.98936 | 0.71871 | 0.10152 | 0.98936 | 0.96602 | 0.015394 | 0.4593 | 0.17193 | 0.70759 | 12.5605 | 0.034935 | 0.013856 | 0.020769 | 0.034935 | 0.036011 | 0.77707 | 0.5651 | 0.078969 | 0.77707 | 0.75844 | 0.98936 | 0.71871 | 0.10152 | 0.98936 | 0.96602
48 | 0.26 | 0.17 | South/Central | TX | El.Paso.Intl.AP.722700 | 3 | 1163506 | 30.3771 | 10.8691 | 46.1161 | 30.3261 | 15.7899 | 809.22 | 2.1197 | 57.22 | 0.41911 | 1.7006 | 72.8095 | 0.75037 | 43.45 | -0.94801 | 1.6984 | 55.2275 | 1.1995 | 11.87 | 1.2075 | -0.008007 | 15.1334 | 2.1197 | 57.22 | 0.41911 | 1.7006 | 72.8095 | 2.1896 | 56.01 | 0.57878 | 1.6108 | 71.2928 | 0.015394 | 0.46761 | 0.16731 | 0.70989 | 12.4568 | 0.03263 | 0.011551 | 0.018464 | 0.03263 | 0.033706 | 0.88082 | 0.66885 | 0.18272 | 0.88082 | 0.86219 | 1.1208 | 0.85015 | 0.23296 | 1.1208 | 1.0974 | 0.015394 | 0.46761 | 0.16731 | 0.70989 | 12.4568 | 0.03263 | 0.011551 | 0.018464 | 0.03263 | 0.033706 | 0.88082 | 0.66885 | 0.18272 | 0.88082 | 0.86219 | 1.1208 | 0.85015 | 0.23296 | 1.1208 | 1.0974
49 | 0.25 | 0.47 | South/Central | TX | El.Paso.Intl.AP.722700 | 3 | 1163506 | 25.4193 | 14.489 | 45.9381 | 25.3765 | 20.5616 | 908.13 | 2.2977 | -41.69 | 5.3687 | -3.071 | -53.0988 | 0.92834 | -55.46 | 4.0016 | -3.0733 | -70.6808 | 1.3774 | -87.04 | 6.1571 | -4.7796 | -110.7749 | 2.2977 | -41.69 | 5.3687 | -3.071 | -53.0988 | 2.3676 | -42.9 | 5.5284 | -3.1608 | -54.6155 | 0.015394 | 0.39129 | 0.22304 | 0.70715 | 13.9794 | 0.03537 | 0.01429 | 0.021203 | 0.03537 | 0.036446 | -0.64176 | -0.85373 | -1.3399 | -0.64176 | -0.66038 | -0.81738 | -1.088 | -1.7052 | -0.81738 | -0.84073 | 0.015394 | 0.39129 | 0.22304 | 0.70715 | 13.9794 | 0.03537 | 0.01429 | 0.021203 | 0.03537 | 0.036446 | -0.64176 | -0.85373 | -1.3399 | -0.64176 | -0.66038 | -0.81738 | -1.088 | -1.7052 | -0.81738 | -0.84073
50 | 0.25 | 0.42 | South/Central | TX | El.Paso.Intl.AP.722700 | 3 | 1163506 | 25.969 | 13.839 | 45.6179 | 25.9254 | 19.6925 | 886.6 | 2.6179 | -20.16 | 4.8199 | -2.202 | -25.6552 | 1.2485 | -33.93 | 3.4527 | -2.2042 | -43.2371 | 1.6976 | -65.51 | 5.6082 | -3.9106 | -83.3313 | 2.6179 | -20.16 | 4.8199 | -2.202 | -25.6552 | 2.6878 | -21.37 | 4.9795 | -2.2917 | -27.1719 | 0.015394 | 0.39976 | 0.21303 | 0.70222 | 13.6479 | 0.040299 | 0.01922 | 0.026132 | 0.040299 | 0.041375 | -0.31033 | -0.5223 | -1.0084 | -0.31033 | -0.32896 | -0.39492 | -0.66557 | -1.2828 | -0.39492 | -0.41827 | 0.015394 | 0.39976 | 0.21303 | 0.70222 | 13.6479 | 0.040299 | 0.01922 | 0.026132 | 0.040299 | 0.041375 | -0.31033 | -0.5223 | -1.0084 | -0.31033 | -0.32896 | -0.39492 | -0.66557 | -1.2828 | -0.39492 | -0.41827
51 | 0.25 | 0.37 | South/Central | TX | El.Paso.Intl.AP.722700 | 3 | 1163506 | 26.3089 | 13.589 | 45.6177 | 26.2647 | 19.3531 | 879.46 | 2.618 | -13.02 | 4.4806 | -1.8626 | -16.5347 | 1.2487 | -26.79 | 3.1135 | -1.8648 | -34.1167 | 1.6978 | -58.37 | 5.2689 | -3.5712 | -74.2108 | 2.618 | -13.02 | 4.4806 | -1.8626 | -16.5347 | 2.6879 | -14.23 | 4.6403 | -1.9523 | -18.0514 | 0.015394 | 0.40499 | 0.20918 | 0.70222 | 13.538 | 0.040301 | 0.019222 | 0.026135 | 0.040301 | 0.041377 | -0.20042 | -0.41239 | -0.89852 | -0.20042 | -0.21905 | -0.25453 | -0.52518 | -1.1424 | -0.25453 | -0.27788 | 0.015394 | 0.40499 | 0.20918 | 0.70222 | 13.538 | 0.040301 | 0.019222 | 0.026135 | 0.040301 | 0.041377 | -0.20042 | -0.41239 | -0.89852 | -0.20042 | -0.21905 | -0.25453 | -0.52518 | -1.1424 | -0.25453 | -0.27788
52 | 0.25 | 0.32 | South/Central | TX | El.Paso.Intl.AP.722700 | 3 | 1163506 | 26.8087 | 13.1891 | 45.5775 | 26.7636 | 18.8139 | 867.67 | 2.6582 | -1.23 | 3.9816 | -1.3234 | -1.5365 | 1.2889 | -15 | 2.6145 | -1.3256 | -19.1185 | 1.738 | -46.58 | 4.77 | -3.032 | -59.2126 | 2.6582 | -1.23 | 3.9816 | -1.3234 | -1.5365 | 2.7281 | -2.44 | 4.1413 | -1.4132 | -3.0532 | 0.015394 | 0.41268 | 0.20303 | 0.7016 | 13.3565 | 0.04092 | 0.019841 | 0.026754 | 0.04092 | 0.041996 | -0.018934 | -0.2309 | -0.71703 | -0.018934 | -0.03756 | -0.023653 | -0.2943 | -0.91149 | -0.023653 | -0.047 | 0.015394 | 0.41268 | 0.20303 | 0.7016 | 13.3565 | 0.04092 | 0.019841 | 0.026754 | 0.04092 | 0.041996 | -0.018934 | -0.2309 | -0.71703 | -0.018934 | -0.03756 | -0.023653 | -0.2943 | -0.91149 | -0.023653 | -0.047
53 | 0.25 | 0.27 | South/Central | TX | El.Paso.Intl.AP.722700 | 3 | 1163506 | 27.7183 | 12.4091 | 45.4572 | 27.6717 | 17.7855 | 844.77 | 2.7786 | 21.67 | 3.0735 | -0.29498 | 27.6308 | 1.4092 | 7.9 | 1.7064 | -0.29719 | 10.0488 | 1.8583 | -23.68 | 3.8619 | -2.0036 | -30.0453 | 2.7786 | 21.67 | 3.0735 | -0.29498 | 27.6308 | 2.8485 | 20.46 | 3.2332 | -0.38474 | 26.1141 | 0.015394 | 0.42668 | 0.19102 | 0.69975 | 13.004 | 0.042772 | 0.021693 | 0.028606 | 0.042772 | 0.043848 | 0.33358 | 0.12161 | -0.36452 | 0.33358 | 0.31495 | 0.42534 | 0.15469 | -0.4625 | 0.42534 | 0.40199 | 0.015394 | 0.42668 | 0.19102 | 0.69975 | 13.004 | 0.042772 | 0.021693 | 0.028606 | 0.042772 | 0.043848 | 0.33358 | 0.12161 | -0.36452 | 0.33358 | 0.31495 | 0.42534 | 0.15469 | -0.4625 | 0.42534 | 0.40199
54 | 0.25 | 0.23 | South/Central | TX | El.Paso.Intl.AP.722700 | 3 | 1163506 | 28.5679 | 11.7991 | 45.5068 | 28.5199 | 16.9869 | 828.41 | 2.7289 | 38.03 | 2.2253 | 0.50361 | 48.4489 | 1.3596 | 24.26 | 0.85819 | 0.50139 | 30.8669 | 1.8087 | -7.32 | 3.0137 | -1.205 | -9.2272 | 2.7289 | 38.03 | 2.2253 | 0.50361 | 48.4489 | 2.7988 | 36.82 | 2.385 | 0.41385 | 46.9322 | 0.015394 | 0.43976 | 0.18163 | 0.70051 | 12.7522 | 0.042008 | 0.020929 | 0.027842 | 0.042008 | 0.043084 | 0.58542 | 0.37345 | -0.11268 | 0.58542 | 0.56679 | 0.7458 | 0.47515 | -0.14204 | 0.7458 | 0.72245 | 0.015394 | 0.43976 | 0.18163 | 0.70051 | 12.7522 | 0.042008 | 0.020929 | 0.027842 | 0.042008 | 0.043084 | 0.58542 | 0.37345 | -0.11268 | 0.58542 | 0.56679 | 0.7458 | 0.47515 | -0.14204 | 0.7458 | 0.72245
55 | 0.25 | 0.19 | South/Central | TX | El.Paso.Intl.AP.722700 | 3 | 1163506 | 29.5375 | 11.1791 | 45.6665 | 29.4879 | 16.1786 | 812.92 | 2.5693 | 53.52 | 1.2574 | 1.312 | 68.1222 | 1.2 | 39.75 | -0.10977 | 1.3097 | 50.5402 | 1.6491 | 8.17 | 2.0457 | -0.39665 | 10.4461 | 2.5693 | 53.52 | 1.2574 | 1.312 | 68.1222 | 2.6392 | 52.31 | 1.417 | 1.2222 | 66.6055 | 0.015394 | 0.45469 | 0.17209 | 0.70297 | 12.5137 | 0.039551 | 0.018472 | 0.025385 | 0.039551 | 0.040627 | 0.82386 | 0.61189 | 0.12577 | 0.82386 | 0.80524 | 1.0486 | 0.77799 | 0.1608 | 1.0486 | 1.0253 | 0.015394 | 0.45469 | 0.17209 | 0.70297 | 12.5137 | 0.039551 | 0.018472 | 0.025385 | 0.039551 | 0.040627 | 0.82386 | 0.61189 | 0.12577 | 0.82386 | 0.80524 | 1.0486 | 0.77799 | 0.1608 | 1.0486 | 1.0253
56 | 0.25 | 0.17 | South/Central | TX | El.Paso.Intl.AP.722700 | 3 | 1163506 | 30.0673 | 10.8791 | 45.8062 | 30.0168 | 15.7894 | 806.12 | 2.4296 | 60.32 | 0.72846 | 1.7011 | 76.7873 | 1.0602 | 46.55 | -0.63866 | 1.6989 | 59.2054 | 1.5093 | 14.97 | 1.5168 | -0.00752 | 19.1113 | 2.4296 | 60.32 | 0.72846 | 1.7011 | 76.7873 | 2.4995 | 59.11 | 0.88813 | 1.6113 | 75.2706 | 0.015394 | 0.46284 | 0.16747 | 0.70512 | 12.4091 | 0.037399 | 0.01632 | 0.023233 | 0.037399 | 0.038476 | 0.92854 | 0.71657 | 0.23044 | 0.92854 | 0.90991 | 1.182 | 0.91138 | 0.29419 | 1.182 | 1.1587 | 0.015394 | 0.46284 | 0.16747 | 0.70512 | 12.4091 | 0.037399 | 0.01632 | 0.023233 | 0.037399 | 0.038476 | 0.92854 | 0.71657 | 0.23044 | 0.92854 | 0.90991 | 1.182 | 0.91138 | 0.29419 | 1.182 | 1.1587
57 | 0.24 | 0.47 | South/Central | TX | El.Paso.Intl.AP.722700 | 3 | 1163506 | 25.1494 | 14.509 | 45.6882 | 25.1071 | 20.5811 | 906.02 | 2.5476 | -39.58 | 5.6382 | -3.0906 | -50.4265 | 1.1782 | -53.35 | 4.271 | -3.0928 | -68.0085 | 1.6273 | -84.93 | 6.4265 | -4.7992 | -108.1026 | 2.5476 | -39.58 | 5.6382 | -3.0906 | -50.4265 | 2.6175 | -40.79 | 5.7978 | -3.1803 | -51.9432 | 0.015394 | 0.38714 | 0.22335 | 0.7033 | 13.9469 | 0.039216 | 0.018137 | 0.02505 | 0.039216 | 0.040292 | -0.60928 | -0.82125 | -1.3074 | -0.60928 | -0.6279 | -0.77624 | -1.0469 | -1.6641 | -0.77624 | -0.79959 | 0.015394 | 0.38714 | 0.22335 | 0.7033 | 13.9469 | 0.039216 | 0.018137 | 0.02505 | 0.039216 | 0.040292 | -0.60928 | -0.82125 | -1.3074 | -0.60928 | -0.6279 | -0.77624 | -1.0469 | -1.6641 | -0.77624 | -0.79959
58 | 0.24 | 0.42 | South/Central | TX | El.Paso.Intl.AP.722700 | 3 | 1163506 | 25.6992 | 13.859 | 45.358 | 25.6559 | 19.7021 | 884.2 | 2.8777 | -17.76 | 5.0893 | -2.2116 | -22.5872 | 1.5084 | -31.53 | 3.7222 | -2.2138 | -40.1691 | 1.9575 | -63.11 | 5.8777 | -3.9202 | -80.2632 | 2.8777 | -17.76 | 5.0893 | -2.2116 | -22.5872 | 2.9477 | -18.97 | 5.249 | -2.3013 | -24.1039 | 0.015394 | 0.3956 | 0.21334 | 0.69822 | 13.611 | 0.044299 | 0.02322 | 0.030133 | 0.044299 | 0.045375 | -0.27339 | -0.48536 | -0.97149 | -0.27339 | -0.29202 | -0.3477 | -0.61835 | -1.2355 | -0.3477 | -0.37104 | 0.015394 | 0.3956 | 0.21334 | 0.69822 | 13.611 | 0.044299 | 0.02322 | 0.030133 | 0.044299 | 0.045375 | -0.27339 | -0.48536 | -0.97149 | -0.27339 | -0.29202 | -0.3477 | -0.61835 | -1.2355 | -0.3477 | -0.37104
59 | 0.24 | 0.37 | South/Central | TX | El.Paso.Intl.AP.722700 | 3 | 1163506 | 26.039 | 13.609 | 45.3579 | 25.9952 | 19.3626 | 877.04 | 2.8779 | -10.6 | 4.75 | -1.8721 | -13.4659 | 1.5086 | -24.37 | 3.3829 | -1.8743 | -31.0478 | 1.9577 | -55.95 | 5.5384 | -3.5807 | -71.1419 | 2.8779 | -10.6 | 4.75 | -1.8721 | -13.4659 | 2.9478 | -11.81 | 4.9097 | -1.9619 | -14.9826 | 0.015394 | 0.40083 | 0.20949 | 0.69822 | 13.5008 | 0.044301 | 0.023222 | 0.030135 | 0.044301 | 0.045377 | -0.16317 | -0.37514 | -0.86127 | -0.16317 | -0.1818 | -0.20729 | -0.47794 | -1.0951 | -0.20729 | -0.23064 | 0.015394 | 0.40083 | 0.20949 | 0.69822 | 13.5008 | 0.044301 | 0.023222 | 0.030135 | 0.044301 | 0.045377 | -0.16317 | -0.37514 | -0.86127 | -0.16317 | -0.1818 | -0.20729 | -0.47794 | -1.0951 | -0.20729 | -0.23064
60 | 0.24 | 0.32 | South/Central | TX | El.Paso.Intl.AP.722700 | 3 | 1163506 | 26.5188 | 13.1991 | 45.2877 | 26.4742 | 18.8135 | 864.74 | 2.9481 | 1.7 | 4.271 | -1.323 | 2.1843 | 1.5787 | -12.07 | 2.9039 | -1.3252 | -15.3977 | 2.0278 | -43.65 | 5.0594 | -3.0316 | -55.4918 | 2.9481 | 1.7 | 4.271 | -1.323 | 2.1843 | 3.018 | 0.49 | 4.4307 | -1.4127 | 0.66756 | 0.015394 | 0.40822 | 0.20318 | 0.69714 | 13.3114 | 0.045381 | 0.024302 | 0.031215 | 0.045381 | 0.046457 | 0.026169 | -0.1858 | -0.67193 | 0.026169 | 0.0075428 | 0.033624 | -0.23703 | -0.85422 | 0.033624 | 0.010276 | 0.015394 | 0.40822 | 0.20318 | 0.69714 | 13.3114 | 0.045381 | 0.024302 | 0.031215 | 0.045381 | 0.046457 | 0.026169 | -0.1858 | -0.67193 | 0.026169 | 0.0075428 | 0.033624 | -0.23703 | -0.85422 | 0.033624 | 0.010276
61 | 0.24 | 0.27 | South/Central | TX | El.Paso.Intl.AP.722700 | 3 | 1163506 | 27.4284 | 12.429 | 45.1873 | 27.3823 | 17.805 | 842.46 | 3.0485 | 23.98 | 3.3629 | -0.31447 | 30.5609 | 1.6791 | 10.21 | 1.9958 | -0.31669 | 12.9789 | 2.1282 | -21.37 | 4.1513 | -2.0231 | -27.1152 | 3.0485 | 23.98 | 3.3629 | -0.31447 | 30.5609 | 3.1184 | 22.77 | 3.5226 | -0.40423 | 29.0442 | 0.015394 | 0.42222 | 0.19133 | 0.69559 | 12.9685 | 0.046927 | 0.025848 | 0.032761 | 0.046927 | 0.048003 | 0.36914 | 0.15717 | -0.32896 | 0.36914 | 0.35051 | 0.47044 | 0.19979 | -0.4174 | 0.47044 | 0.44709 | 0.015394 | 0.42222 | 0.19133 | 0.69559 | 12.9685 | 0.046927 | 0.025848 | 0.032761 | 0.046927 | 0.048003 | 0.36914 | 0.15717 | -0.32896 | 0.36914 | 0.35051 | 0.47044 | 0.19979 | -0.4174 | 0.47044 | 0.44709
62 | 0.24 | 0.23 | South/Central | TX | El.Paso.Intl.AP.722700 | 3 | 1163506 | 28.2781 | 11.8091 | 45.217 | 28.2305 | 16.9864 | 825.48 | 3.0188 | 40.96 | 2.5147 | 0.50407 | 52.1705 | 1.6494 | 27.19 | 1.1476 | 0.50186 | 34.5886 | 2.0985 | -4.39 | 3.3031 | -1.2045 | -5.5055 | 3.0188 | 40.96 | 2.5147 | 0.50407 | 52.1705 | 3.0887 | 39.75 | 2.6744 | 0.41431 | 50.6538 | 0.015394 | 0.4353 | 0.18178 | 0.69605 | 12.7071 | 0.04647 | 0.025391 | 0.032304 | 0.04647 | 0.047546 | 0.63052 | 0.41855 | -0.067578 | 0.63052 | 0.61189 | 0.80309 | 0.53244 | -0.08475 | 0.80309 | 0.77974 | 0.015394 | 0.4353 | 0.18178 | 0.69605 | 12.7071 | 0.04647 | 0.025391 | 0.032304 | 0.04647 | 0.047546 | 0.63052 | 0.41855 | -0.067578 | 0.63052 | 0.61189 | 0.80309 | 0.53244 | -0.08475 | 0.80309 | 0.77974
63 | 0.24 | 0.19 | South/Central | TX | El.Paso.Intl.AP.722700 | 3 | 1163506 | 29.2377 | 11.1891 | 45.3666 | 29.1885 | 16.1781 | 809.91 | 2.8692 | 56.53 | 1.5567 | 1.3125 | 71.9724 | 1.4998 | 42.76 | 0.1896 | 1.3102 | 54.3904 | 1.9489 | 11.18 | 2.3451 | -0.39616 | 14.2963 | 2.8692 | 56.53 | 1.5567 | 1.3125 | 71.9724 | 2.9391 | 55.32 | 1.7164 | 1.2227 | 70.4557 | 0.015394 | 0.45007 | 0.17224 | 0.69835 | 12.4674 | 0.044167 | 0.023088 | 0.030001 | 0.044167 | 0.045243 | 0.8702 | 0.65823 | 0.1721 | 0.8702 | 0.85157 | 1.1079 | 0.83726 | 0.22007 | 1.1079 | 1.0846 | 0.015394 | 0.45007 | 0.17224 | 0.69835 | 12.4674 | 0.044167 | 0.023088 | 0.030001 | 0.044167 | 0.045243 | 0.8702 | 0.65823 | 0.1721 | 0.8702 | 0.85157 | 1.1079 | 0.83726 | 0.22007 | 1.1079 | 1.0846
64 | 0.24 | 0.17 | South/Central | TX | El.Paso.Intl.AP.722700 | 3 | 1163506 | 29.7675 | 10.8791 | 45.4964 | 29.7174 | 15.779 | 802.79 | 2.7394 | 63.65 | 1.0278 | 1.7115 | 81.0325 | 1.37 | 49.88 | -0.33929 | 1.7093 | 63.4506 | 1.8191 | 18.3 | 1.8162 | 0.002929 | 23.3565 | 2.7394 | 63.65 | 1.0278 | 1.7115 | 81.0325 | 2.8093 | 62.44 | 1.1875 | 1.6218 | 79.5158 | 0.015394 | 0.45823 | 0.16747 | 0.70035 | 12.3578 | 0.042169 | 0.02109 | 0.028003 | 0.042169 | 0.043245 | 0.9798 | 0.76783 | 0.2817 | 0.9798 | 0.96117 | 1.2474 | 0.97673 | 0.35954 | 1.2474 | 1.224 | 0.015394 | 0.45823 | 0.16747 | 0.70035 | 12.3578 | 0.042169 | 0.02109 | 0.028003 | 0.042169 | 0.043245 | 0.9798 | 0.76783 | 0.2817 | 0.9798 | 0.96117 | 1.2474 | 0.97673 | 0.35954 | 1.2474 | 1.224
65 | 0.22 | 0.47 | South/Central | TX | El.Paso.Intl.AP.722700 | 3 | 1163506 | 24.6096 | 14.549 | 45.1785 | 24.5682 | 20.6102 | 901.46 | 3.0573 | -35.02 | 6.177 | -3.1197 | -44.6862 | 1.688 | -48.79 | 4.8099 | -3.1219 | -62.2681 | 2.137 | -80.37 | 6.9654 | -4.8283 | -102.3623 | 3.0573 | -35.02 | 6.177 | -3.1197 | -44.6862 | 3.1272 | -36.23 | 6.3367 | -3.2095 | -46.2029 | 0.015394 | 0.37883 | 0.22396 | 0.69546 | 13.8767 | 0.047063 | 0.025984 | 0.032897 | 0.047063 | 0.048139 | -0.53908 | -0.75105 | -1.2372 | -0.53908 | -0.55771 | -0.68788 | -0.95853 | -1.5757 | -0.68788 | -0.71123 | 0.015394 | 0.37883 | 0.22396 | 0.69546 | 13.8767 | 0.047063 | 0.025984 | 0.032897 | 0.047063 | 0.048139 | -0.53908 | -0.75105 | -1.2372 | -0.53908 | -0.55771 | -0.68788 | -0.95853 | -1.5757 | -0.68788 | -0.71123
66 | 0.22 | 0.42 | South/Central | TX | El.Paso.Intl.AP.722700 | 3 | 1163506 | 25.1494 | 13.899 | 44.8482 | 25.1071 | 19.7411 | 879.86 | 3.3875 | -13.42 | 5.6382 | -2.2506 | -17.1132 | 2.0182 | -27.19 | 4.271 | -2.2528 | -34.6952 | 2.4673 | -58.77 | 6.4265 | -3.9592 | -74.7893 | 3.3875 | -13.42 | 5.6382 | -2.2506 | -17.1132 | 3.4574 | -14.63 | 5.7978 | -2.3404 | -18.6299 | 0.015394 | 0.38714 | 0.21396 | 0.69037 | 13.5442 | 0.052146 | 0.031067 | 0.03798 | 0.052146 | 0.053222 | -0.20658 | -0.41855 | -0.90468 | -0.20658 | -0.22521 | -0.26343 | -0.53408 | -1.1513 | -0.26343 | -0.28678 | 0.015394 | 0.38714 | 0.21396 | 0.69037 | 13.5442 | 0.052146 | 0.031067 | 0.03798 | 0.052146 | 0.053222 | -0.20658 | -0.41855 | -0.90468 | -0.20658 | -0.22521 | -0.26343 | -0.53408 | -1.1513 | -0.26343 | -0.28678
67 | 0.22 | 0.37 | South/Central | TX | El.Paso.Intl.AP.722700 | 3 | 1163506 | 25.4793 | 13.639 | 44.8181 | 25.4364 | 19.3817 | 871.97 | 3.4176 | -5.53 | 5.3088 | -1.8912 | -7.0728 | 2.0483 | -19.3 | 3.9417 | -1.8934 | -24.6547 | 2.4974 | -50.88 | 6.0972 | -3.5998 | -64.7488 | 3.4176 | -5.53 | 5.3088 | -1.8912 | -7.0728 | 3.4875 | -6.74 | 5.4685 | -1.981 | -8.5895 | 0.015394 | 0.39222 | 0.20995 | 0.68991 | 13.4227 | 0.05261 | 0.03153 | 0.038443 | 0.05261 | 0.053686 | -0.085126 | -0.2971 | -0.78322 | -0.085126 | -0.10375 | -0.10887 | -0.37952 | -0.99671 | -0.10887 | -0.13222 | 0.015394 | 0.39222 | 0.20995 | 0.68991 | 13.4227 | 0.05261 | 0.03153 | 0.038443 | 0.05261 | 0.053686 | -0.085126 | -0.2971 | -0.78322 | -0.085126 | -0.10375 | -0.10887 | -0.37952 | -0.99671 | -0.10887 | -0.13222
68 | 0.22 | 0.32 | South/Central | TX | El.Paso.Intl.AP.722700 | 3 | 1163506 | 25.9491 | 13.239 | 44.7479 | 25.9054 | 18.8425 | 859.91 | 3.4878 | 6.53 | 4.8398 | -1.352 | 8.311 | 2.1185 | -7.24 | 3.4727 | -1.3542 | -9.2709 | 2.5676 | -38.82 | 5.6282 | -3.0606 | -49.365 | 3.4878 | 6.53 | 4.8398 | -1.352 | 8.311 | 3.5577 | 5.32 | 4.9995 | -1.4418 | 6.7943 | 0.015394 | 0.39945 | 0.2038 | 0.68883 | 13.2371 | 0.05369 | 0.032611 | 0.039524 | 0.05369 | 0.054766 | 0.10052 | -0.11145 | -0.59758 | 0.10052 | 0.081894 | 0.12794 | -0.14271 | -0.7599 | 0.12794 | 0.10459 | 0.015394 | 0.39945 | 0.2038 | 0.68883 | 13.2371 | 0.05369 | 0.032611 | 0.039524 | 0.05369 | 0.054766 | 0.10052 | -0.11145 | -0.59758 | 0.10052 | 0.081894 | 0.12794 | -0.14271 | -0.7599 | 0.12794 | 0.10459
69 | 0.22 | 0.27 | South/Central | TX | El.Paso.Intl.AP.722700 | 3 | 1163506 | 26.8487 | 12.449 | 44.6076 | 26.8035 | 17.8041 | 836.6 | 3.6282 | 29.84 | 3.9417 | -0.31354 | 38.0042 | 2.2588 | 16.07 | 2.5746 | -0.31575 | 20.4223 | 2.7079 | -15.51 | 4.7301 | -2.0221 | -19.6719 | 3.6282 | 29.84 | 3.9417 | -0.31354 | 38.0042 | 3.6981 | 28.63 | 4.1014 | -0.40329 | 36.4875 | 0.015394 | 0.4133 | 0.19164 | 0.68667 | 12.8783 | 0.055851 | 0.034772 | 0.041684 | 0.055851 | 0.056927 | 0.45934 | 0.24737 | -0.23875 | 0.45934 | 0.44072 | 0.58502 | 0.31437 | -0.30282 | 0.58502 | 0.56167 | 0.015394 | 0.4133 | 0.19164 | 0.68667 | 12.8783 | 0.055851 | 0.034772 | 0.041684 | 0.055851 | 0.056927 | 0.45934 | 0.24737 | -0.23875 | 0.45934 | 0.44072 | 0.58502 | 0.31437 | -0.30282 | 0.58502 | 0.56167
70 | 0.22 | 0.23 | South/Central | TX | El.Paso.Intl.AP.722700 | 3 | 1163506 | 27.6884 | 11.8191 | 44.6272 | 27.6418 | 16.9855 | 819.53 | 3.6085 | 46.91 | 3.1035 | 0.50505 | 59.7431 | 2.2392 | 33.14 | 1.7363 | 0.50283 | 42.1612 | 2.6883 | 1.56 | 3.8918 | -1.2036 | 2.067 | 3.6085 | 46.91 | 3.1035 | 0.50505 | 59.7431 | 3.6784 | 45.7 | 3.2631 | 0.41529 | 58.2264 | 0.015394 | 0.42622 | 0.18194 | 0.68697 | 12.6155 | 0.055548 | 0.034469 | 0.041382 | 0.055548 | 0.056624 | 0.72211 | 0.51014 | 0.024014 | 0.72211 | 0.70349 | 0.91966 | 0.64901 | 0.031819 | 0.91966 | 0.89631 | 0.015394 | 0.42622 | 0.18194 | 0.68697 | 12.6155 | 0.055548 | 0.034469 | 0.041382 | 0.055548 | 0.056624 | 0.72211 | 0.51014 | 0.024014 | 0.72211 | 0.70349 | 0.91966 | 0.64901 | 0.031819 | 0.91966 | 0.89631
71 | 0.22 | 0.19 | South/Central | TX | El.Paso.Intl.AP.722700 | 3 | 1163506 | 28.648 | 11.1991 | 44.7769 | 28.5998 | 16.1771 | 803.98 | 3.4589 | 62.46 | 2.1455 | 1.3134 | 79.5451 | 2.0896 | 48.69 | 0.77836 | 1.3112 | 61.9632 | 2.5387 | 17.11 | 2.9338 | -0.39518 | 21.8691 | 3.4589 | 62.46 | 2.1455 | 1.3134 | 79.5451 | 3.5288 | 61.25 | 2.3052 | 1.2237 | 78.0284 | 0.015394 | 0.44099 | 0.17239 | 0.68928 | 12.3761 | 0.053245 | 0.032166 | 0.039079 | 0.053245 | 0.054321 | 0.96148 | 0.74951 | 0.26338 | 0.96148 | 0.94286 | 1.2245 | 0.95383 | 0.33664 | 1.2245 | 1.2011 | 0.015394 | 0.44099 | 0.17239 | 0.68928 | 12.3761 | 0.053245 | 0.032166 | 0.039079 | 0.053245 | 0.054321 | 0.96148 | 0.74951 | 0.26338 | 0.96148 | 0.94286 | 1.2245 | 0.95383 | 0.33664 | 1.2245 | 1.2011
72 | 0.22 | 0.17 | South/Central | TX | El.Paso.Intl.AP.722700 | 3 | 1163506 | 29.1677 | 10.8891 | 44.8867 | 29.1187 | 15.768 | 796.44 | 3.3491 | 70 | 1.6266 | 1.7225 | 89.1303 | 1.9798 | 56.23 | 0.25945 | 1.7203 | 71.5484 | 2.4288 | 24.65 | 2.4149 | 0.013925 | 31.4542 | 3.3491 | 70 | 1.6266 | 1.7225 | 89.1303 | 3.419 | 68.79 | 1.7862 | 1.6328 | 87.6136 | 0.015394 | 0.449 | 0.16762 | 0.69097 | 12.26 | 0.051555 | 0.030476 | 0.037389 | 0.051555 | 0.052631 | 1.0775 | 0.86558 | 0.37945 | 1.0775 | 1.0589 | 1.372 | 1.1014 | 0.48419 | 1.372 | 1.3487 | 0.015394 | 0.449 | 0.16762 | 0.69097 | 12.26 | 0.051555 | 0.030476 | 0.037389 | 0.051555 | 0.052631 | 1.0775 | 0.86558 | 0.37945 | 1.0775 | 1.0589 | 1.372 | 1.1014 | 0.48419 | 1.372 | 1.3487
73 | 0.2 | 0.47 | South/Central | TX | El.Paso.Intl.AP.722700 | 3 | 1163506 | 24.0599 | 14.589 | 44.6587 | 24.0194 | 20.6393 | 896.81 | 3.577 | -30.37 | 6.7259 | -3.1488 | -38.8174 | 2.2077 | -44.14 | 5.3587 | -3.151 | -56.3994 | 2.6568 | -75.72 | 7.5142 | -4.8574 | -96.4935 | 3.577 | -30.37 | 6.7259 | -3.1488 | -38.8174 | 3.647 | -31.58 | 6.8855 | -3.2386 | -40.3341 | 0.015394 | 0.37037 | 0.22458 | 0.68746 | 13.8051 | 0.055063 | 0.033984 | 0.040897 | 0.055063 | 0.05614 | -0.4675 | -0.67947 | -1.1656 | -0.4675 | -0.48613 | -0.59754 | -0.86819 | -1.4854 | -0.59754 | -0.62089 | 0.015394 | 0.37037 | 0.22458 | 0.68746 | 13.8051 | 0.055063 | 0.033984 | 0.040897 | 0.055063 | 0.05614 | -0.4675 | -0.67947 | -1.1656 | -0.4675 | -0.48613 | -0.59754 | -0.86819 | -1.4854 | -0.59754 | -0.62089
74 | 0.2 | 0.42 | South/Central | TX | El.Paso.Intl.AP.722700 | 3 | 1163506 | 24.5897 | 13.929 | 44.3085 | 24.5483 | 19.7602 | 874.8 | 3.9272 | -8.36 | 6.197 | -2.2697 | -10.7202 | 2.5579 | -22.13 | 4.8299 | -2.2719 | -28.3022 | 3.007 | -53.71 | 6.9853 | -3.9783 | -68.3963 | 3.9272 | -8.36 | 6.197 | -2.2697 | -10.7202 | 3.9972 | -9.57 | 6.3566 | -2.3595 | -12.2369 | 0.015394 | 0.37852 | 0.21442 | 0.68207 | 13.4663 | 0.060454 | 0.039375 | 0.046288 | 0.060454 | 0.06153 | -0.12869 | -0.34066 | -0.82679 | -0.12869 | -0.14732 | -0.16502 | -0.43567 | -1.0529 | -0.16502 | -0.18837 | 0.015394 | 0.37852 | 0.21442 | 0.68207 | 13.4663 | 0.060454 | 0.039375 | 0.046288 | 0.060454 | 0.06153 | -0.12869 | -0.34066 | -0.82679 | -0.12869 | -0.14732 | -0.16502 | -0.43567 | -1.0529 | -0.16502 | -0.18837
75 | 0.2 | 0.37 | South/Central | TX | El.Paso.Intl.AP.722700 | 3 | 1163506 | 24.9195 | 13.679 | 44.2884 | 24.8776 | 19.4108 | 867.24 | 3.9474 | -0.8 | 5.8677 | -1.9203 | -1.0754 | 2.578 | -14.57 | 4.5005 | -1.9225 | -18.6574 | 3.0271 | -46.15 | 6.656 | -3.6289 | -58.7515 | 3.9474 | -0.8 | 5.8677 | -1.9203 | -1.0754 | 4.0173 | -2.01 | 6.0273 | -2.0101 | -2.5921 | 0.015394 | 0.3836 | 0.21057 | 0.68176 | 13.3499 | 0.060764 | 0.039685 | 0.046598 | 0.060764 | 0.06184 | -0.012315 | -0.22428 | -0.71041 | -0.012315 | -0.030941 | -0.016555 | -0.2872 | -0.90439 | -0.016555 | -0.039902 | 0.015394 | 0.3836 | 0.21057 | 0.68176 | 13.3499 | 0.060764 | 0.039685 | 0.046598 | 0.060764 | 0.06184 | -0.012315 | -0.22428 | -0.71041 | -0.012315 | -0.030941 | -0.016555 | -0.2872 | -0.90439 | -0.016555 | -0.039902
76 | 0.2 | 0.32 | South/Central | TX | El.Paso.Intl.AP.722700 | 3 | 1163506 | 25.3794 | 13.269 | 44.1982 | 25.3366 | 18.8616 | 854.76 | 4.0376 | 11.68 | 5.4086 | -1.3711 | 14.8334 | 2.6682 | -2.09 | 4.0415 | -1.3733 | -2.7485 | 3.1173 | -33.67 | 6.197 | -3.0797 | -42.8426 | 4.0376 | 11.68 | 5.4086 | -1.3711 | 14.8334 | 4.1075 | 10.47 | 5.5683 | -1.4608 | 13.3167 | 0.015394 | 0.39068 | 0.20426 | 0.68037 | 13.1578 | 0.062153 | 0.041074 | 0.047986 | 0.062153 | 0.063229 | 0.1798 | -0.032173 | -0.5183 | 0.1798 | 0.16117 | 0.22834 | -0.042309 | -0.6595 | 0.22834 | 0.20499 | 0.015394 | 0.39068 | 0.20426 | 0.68037 | 13.1578 | 0.062153 | 0.041074 | 0.047986 | 0.062153 | 0.063229 | 0.1798 | -0.032173 | -0.5183 | 0.1798 | 0.16117 | 0.22834 | -0.042309 | -0.6595 | 0.22834 | 0.20499
77 | 0.2 | 0.27 | South/Central | TX | El.Paso.Intl.AP.722700 | 3 | 1163506 | 26.259 | 12.479 | 44.0378 | 26.2148 | 17.8231 | 831.26 | 4.1979 | 35.18 | 4.5305 | -0.33256 | 44.7837 | 2.8286 | 21.41 | 3.1633 | -0.33477 | 27.2018 | 3.2777 | -10.17 | 5.3188 | -2.0412 | -12.8923 | 4.1979 | 35.18 | 4.5305 | -0.33256 | 44.7837 | 4.2678 | 33.97 | 4.6901 | -0.42232 | 43.267 | 0.015394 | 0.40422 | 0.1921 | 0.6779 | 12.796 | 0.064621 | 0.043542 | 0.050455 | 0.064621 | 0.065697 | 0.54155 | 0.32958 | -0.15655 | 0.54155 | 0.52292 | 0.68938 | 0.41873 | -0.19846 | 0.68938 | 0.66603 | 0.015394 | 0.40422 | 0.1921 | 0.6779 | 12.796 | 0.064621 | 0.043542 | 0.050455 | 0.064621 | 0.065697 | 0.54155 | 0.32958 | -0.15655 | 0.54155 | 0.52292 | 0.68938 | 0.41873 | -0.19846 | 0.68938 | 0.66603
78 | 0.2 | 0.23 | South/Central | TX | El.Paso.Intl.AP.722700 | 3 | 1163506 | 27.0886 | 11.8391 | 44.0275 | 27.043 | 16.9845 | 813.47 | 4.2082 | 52.97 | 3.7022 | 0.50602 | 67.4435 | 2.8389 | 39.2 | 2.3351 | 0.50381 | 49.8615 | 3.288 | 7.62 | 4.4906 | -1.2026 | 9.7674 | 4.2082 | 52.97 | 3.7022 | 0.50602 | 67.4435 | 4.2781 | 51.76 | 3.8619 | 0.41626 | 65.9268 | 0.015394 | 0.41699 | 0.18225 | 0.67774 | 12.5222 | 0.06478 | 0.043701 | 0.050614 | 0.06478 | 0.065856 | 0.8154 | 0.60343 | 0.1173 | 0.8154 | 0.79677 | 1.0382 | 0.76755 | 0.15036 | 1.0382 | 1.0148 | 0.015394 | 0.41699 | 0.18225 | 0.67774 | 12.5222 | 0.06478 | 0.043701 | 0.050614 | 0.06478 | 0.065856 | 0.8154 | 0.60343 | 0.1173 | 0.8154 | 0.79677 | 1.0382 | 0.76755 | 0.15036 | 1.0382 | 1.0148
79 | 0.2 | 0.19 | South/Central | TX | El.Paso.Intl.AP.722700 | 3 | 1163506 | 28.0482 | 11.2091 | 44.1671 | 28.001 | 16.1661 | 797.61 | 4.0686 | 68.83 | 2.7442 | 1.3244 | 87.642 | 2.6993 | 55.06 | 1.3771 | 1.3222 | 70.0601 | 3.1484 | 23.48 | 3.5326 | -0.38421 | 29.9659 | 4.0686 | 68.83 | 2.7442 | 1.3244 | 87.642 | 4.1385 | 67.62 | 2.9039 | 1.2346 | 86.1253 | 0.015394 | 0.43176 | 0.17255 | 0.67989 | 12.2781 | 0.062631 | 0.041552 | 0.048465 | 0.062631 | 0.063707 | 1.0595 | 0.84757 | 0.36144 | 1.0595 | 1.0409 | 1.3491 | 1.0785 | 0.46128 | 1.3491 | 1.3258 | 0.015394 | 0.43176 | 0.17255 | 0.67989 | 12.2781 | 0.062631 | 0.041552 | 0.048465 | 0.062631 | 0.063707 | 1.0595 | 0.84757 | 0.36144 | 1.0595 | 1.0409 | 1.3491 | 1.0785 | 0.46128 | 1.3491 | 1.3258
80 | 0.2 | 0.17 | South/Central | TX | El.Paso.Intl.AP.722700 | 3 | 1163506 | 28.568 | 10.8991 | 44.2769 | 28.5199 | 15.757 | 790.06 | 3.9588 | 76.38 | 2.2253 | 1.7335 | 97.2272 | 2.5895 | 62.61 | 0.85819 | 1.7313 | 79.6453 | 3.0386 | 31.03 | 3.0137 | 0.0249 | 39.5512 | 3.9588 | 76.38 | 2.2253 | 1.7335 | 97.2272 | 4.0287 | 75.17 | 2.385 | 1.6438 | 95.7105 | 0.015394 | 0.43976 | 0.16778 | 0.68158 | 12.1618 | 0.06094 | 0.039861 | 0.046774 | 0.06094 | 0.062017 | 1.1758 | 0.96379 | 0.47766 | 1.1758 | 1.1571 | 1.4967 | 1.226 | 0.60883 | 1.4967 | 1.4733 | 0.015394 | 0.43976 | 0.16778 | 0.68158 | 12.1618 | 0.06094 | 0.039861 | 0.046774 | 0.06094 | 0.062017 | 1.1758 | 0.96379 | 0.47766 | 1.1758 | 1.1571 | 1.4967 | 1.226 | 0.60883 | 1.4967 | 1.4733
81 | 0.35 | 0.2 | South/Central | TX | El.Paso.Intl.AP.722700 | 3 | 1163506 | 32.1762 | 11.2691 | 48.5252 | 32.1224 | 16.4028 | 846.34 | -0.28942 | 20.1 | -1.3771 | 1.0877 | 25.5162 | -1.6588 | 6.33 | -2.7442 | 1.0855 | 7.9343 | -1.2097 | -25.25 | -0.58876 | -0.62092 | -32.1598 | -0.28942 | 20.1 | -1.3771 | 1.0877 | 25.5162 | -0.21951 | 18.89 | -1.2174 | 0.99793 | 23.9995 | 0.015394 | 0.49531 | 0.17347 | 0.74698 | 13.0282 | -0.0044552 | -0.025534 | -0.018621 | -0.0044552 | -0.0033791 | 0.30941 | 0.097441 | -0.38869 | 0.30941 | 0.29078 | 0.39279 | 0.12214 | -0.49505 | 0.39279 | 0.36944 | 0.015394 | 0.49531 | 0.17347 | 0.74698 | 13.0282 | -0.0044552 | -0.025534 | -0.018621 | -0.0044552 | -0.0033791 | 0.30941 | 0.097441 | -0.38869 | 0.30941 | 0.29078 | 0.39279 | 0.12214 | -0.49505 | 0.39279 | 0.36944
82 | 0.35 | 0.25 | South/Central | TX | El.Paso.Intl.AP.722700 | 3 | 1163506 | 30.9568 | 12.0291 | 48.3057 | 30.9049 | 17.4008 | 865.23 | -0.069908 | 1.21 | -0.15967 | 0.089758 | 1.5167 | -1.4393 | -12.56 | -1.5268 | 0.087543 | -16.0652 | -0.99017 | -44.14 | 0.62868 | -1.6189 | -56.1594 | -0.069908 | 1.21 | -0.15967 | 0.089758 | 1.5167 | 0 | 0 | 0 | 0 | 0 | 0.015394 | 0.47653 | 0.18517 | 0.7436 | 13.319 | -0.0010761 | -0.022155 | -0.015242 | -0.0010761 | 0 | 0.018626 | -0.19334 | -0.67947 | 0.018626 | 0 | 0.023347 | -0.2473 | -0.86449 | 0.023347 | 0 | 0.015394 | 0.47653 | 0.18517 | 0.7436 | 13.319 | -0.0010761 | -0.022155 | -0.015242 | -0.0010761 | 0 | 0.018626 | -0.19334 | -0.67947 | 0.018626 | 0 | 0.023347 | -0.2473 | -0.86449 | 0.023347 | 0
83 | 0.35 | 0.3 | South/Central | TX | El.Paso.Intl.AP.722700 | 3 | 1163506 | 30.7968 | 12.0691 | 48.2358 | 30.7453 | 17.4905 | 866.44 | 0 | 0 | 0 | 0 | 0 | -1.3693 | -13.77 | -1.3671 | -0.002215 | -17.5819 | -0.92026 | -45.35 | 0.78835 | -1.7086 | -57.6761 | 0 | 0 | 0 | 0 | 0 | 0.069908 | -1.21 | 0.15967 | -0.089758 | -1.5167 | 0.015394 | 0.47407 | 0.18579 | 0.74252 | 13.3376 | 0 | -0.021079 | -0.014166 | 0 | 0.0010761 | 0 | -0.21197 | -0.6981 | 0 | -0.018626 | 0 | -0.27065 | -0.88784 | 0 | -0.023347 | 0.015394 | 0.47407 | 0.18579 | 0.74252 | 13.3376 | 0 | -0.021079 | -0.014166 | 0 | 0.0010761 | 0 | -0.21197 | -0.6981 | 0 | -0.018626 | 0 | -0.27065 | -0.88784 | 0 | -0.023347
84 | 0.35 | 0.35 | South/Central | TX | El.Paso.Intl.AP.722700 | 3 | 1163506 | 29.7473 | 12.7791 | 48.1162 | 29.6975 | 18.4187 | 884.89 | 0.11958 | -18.45 | 1.0478 | -0.92822 | -23.4054 | -1.2498 | -32.22 | -0.31933 | -0.93043 | -40.9874 | -0.80068 | -63.8 | 1.8361 | -2.6368 | -81.0815 | 0.11958 | -18.45 | 1.0478 | -0.92822 | -23.4054 | 0.18949 | -19.66 | 1.2075 | -1.018 | -24.9221 | 0.015394 | 0.45792 | 0.19672 | 0.74068 | 13.6216 | 0.0018408 | -0.019238 | -0.012325 | 0.0018408 | 0.0029169 | -0.28401 | -0.49598 | -0.98211 | -0.28401 | -0.30264 | -0.36029 | -0.63094 | -1.2481 | -0.36029 | -0.38364 | 0.015394 | 0.45792 | 0.19672 | 0.74068 | 13.6216 | 0.0018408 | -0.019238 | -0.012325 | 0.0018408 | 0.0029169 | -0.28401 | -0.49598 | -0.98211 | -0.28401 | -0.30264 | -0.36029 | -0.63094 | -1.2481 | -0.36029 | -0.38364
85 | 0.35 | 0.4 | South/Central | TX | El.Paso.Intl.AP.722700 | 3 | 1163506 | 28.8477 | 13.4891 | 48.1466 | 28.7993 | 19.3472 | 904.82 | 0.089214 | -38.38 | 1.9459 | -1.8567 | -48.7368 | -1.2801 | -52.15 | 0.57879 | -1.8589 | -66.3188 | -0.83105 | -83.73 | 2.7343 | -3.5653 | -106.4129 | 0.089214 | -38.38 | 1.9459 | -1.8567 | -48.7368 | 0.15912 | -39.59 | 2.1056 | -1.9465 | -50.2535 | 0.015394 | 0.44407 | 0.20764 | 0.74115 | 13.9284 | 0.0013733 | -0.019706 | -0.012793 | 0.0013733 | 0.0024495 | -0.5908 | -0.80277 | -1.2889 | -0.5908 | -0.60943 | -0.75023 | -1.0209 | -1.6381 | -0.75023 | -0.77358 | 0.015394 | 0.44407 | 0.20764 | 0.74115 | 13.9284 | 0.0013733 | -0.019706 | -0.012793 | 0.0013733 | 0.0024495 | -0.5908 | -0.80277 | -1.2889 | -0.5908 | -0.60943 | -0.75023 | -1.0209 | -1.6381 | -0.75023 | -0.77358
86 | 0.33 | 0.2 | South/Central | TX | El.Paso.Intl.AP.722700 | 3 | 1163506 | 31.6165 | 11.2791 | 47.9654 | 31.5635 | 16.4019 | 840.71 | 0.27032 | 25.73 | -0.81828 | 1.0886 | 32.7035 | -1.099 | 11.96 | -2.1854 | 1.0864 | 15.1215 | -0.64994 | -19.62 | -0.029935 | -0.62 | -24.9726 | 0.27032 | 25.73 | -0.81828 | 1.0886 | 32.7035 | 0.34023 | 24.52 | -0.65862 | 0.99885 | 31.1868 | 0.015394 | 0.48669 | 0.17363 | 0.73836 | 12.9415 | 0.0041612 | -0.016918 | -0.010005 | 0.0041612 | 0.0052373 | 0.39608 | 0.18411 | -0.30202 | 0.39608 | 0.37745 | 0.50342 | 0.23277 | -0.38442 | 0.50342 | 0.48008 | 0.015394 | 0.48669 | 0.17363 | 0.73836 | 12.9415 | 0.0041612 | -0.016918 | -0.010005 | 0.0041612 | 0.0052373 | 0.39608 | 0.18411 | -0.30202 | 0.39608 | 0.37745 | 0.50342 | 0.23277 | -0.38442 | 0.50342 | 0.48008
87 | 0.33 | 0.25 | South/Central | TX | El.Paso.Intl.AP.722700 | 3 | 1163506 | 30.407 | 12.0391 | 47.746 | 30.3561 | 17.3899 | 859.4 | 0.48979 | 7.04 | 0.38918 | 0.10061 | 8.9704 | -0.87955 | -6.73 | -0.97795 | 0.098397 | -8.6116 | -0.43047 | -38.31 | 1.1775 | -1.608 | -48.7057 | 0.48979 | 7.04 | 0.38918 | 0.10061 | 8.9704 | 0.5597 | 5.83 | 0.54885 | 0.010854 | 7.4537 | 0.015394 | 0.46807 | 0.18532 | 0.73498 | 13.2292 | 0.0075397 | -0.013539 | -0.0066264 | 0.0075397 | 0.0086158 | 0.10837 | -0.1036 | -0.58973 | 0.10837 | 0.089744 | 0.13809 | -0.13256 | -0.74975 | 0.13809 | 0.11474 | 0.015394 | 0.46807 | 0.18532 | 0.73498 | 13.2292 | 0.0075397 | -0.013539 | -0.0066264 | 0.0075397 | 0.0086158 | 0.10837 | -0.1036 | -0.58973 | 0.10837 | 0.089744 | 0.13809 | -0.13256 | -0.74975 | 0.13809 | 0.11474
88 | 0.33 | 0.3 | South/Central | TX | El.Paso.Intl.AP.722700 | 3 | 1163506 | 30.2571 | 12.0891 | 47.706 | 30.2064 | 17.4996 | 861.33 | 0.52976 | 5.11 | 0.53887 | -0.009104 | 6.5344 | -0.83958 | -8.66 | -0.82826 | -0.011319 | -11.0475 | -0.3905 | -40.24 | 1.3272 | -1.7177 | -51.1416 | 0.52976 | 5.11 | 0.53887 | -0.009104 | 6.5344 | 0.59967 | 3.9 | 0.69853 | -0.098862 | 5.0177 | 0.015394 | 0.46576 | 0.18609 | 0.73437 | 13.2589 | 0.008155 | -0.012924 | -0.0060111 | 0.008155 | 0.0092311 | 0.078661 | -0.13331 | -0.61944 | 0.078661 | 0.060035 | 0.10059 | -0.17006 | -0.78725 | 0.10059 | 0.077241 | 0.015394 | 0.46576 | 0.18609 | 0.73437 | 13.2589 | 0.008155 | -0.012924 | -0.0060111 | 0.008155 | 0.0092311 | 0.078661 | -0.13331 | -0.61944 | 0.078661 | 0.060035 | 0.10059 | -0.17006 | -0.78725 | 0.10059 | 0.077241
89 | 0.33 | 0.35 | South/Central | TX | El.Paso.Intl.AP.722700 | 3 | 1163506 | 29.2176 | 12.799 | 47.5864 | 29.1686 | 18.4179 | 879.56 | 0.64932 | -13.12 | 1.5767 | -0.92736 | -16.6038 | -0.72002 | -26.89 | 0.20956 | -0.92958 | -34.1858 | -0.27094 | -58.47 | 2.365 | -2.636 | -74.2799 | 0.64932 | -13.12 | 1.5767 | -0.92736 | -16.6038 | 0.71923 | -14.33 | 1.7364 | -1.0171 | -18.1205 | 0.015394 | 0.44976 | 0.19702 | 0.73252 | 13.5396 | 0.0099954 | -0.011084 | -0.0041707 | 0.0099954 | 0.011072 | -0.20196 | -0.41393 | -0.90006 | -0.20196 | -0.22059 | -0.25559 | -0.52624 | -1.1434 | -0.25559 | -0.27894 | 0.015394 | 0.44976 | 0.19702 | 0.73252 | 13.5396 | 0.0099954 | -0.011084 | -0.0041707 | 0.0099954 | 0.011072 | -0.20196 | -0.41393 | -0.90006 | -0.20196 | -0.22059 | -0.25559 | -0.52624 | -1.1434 | -0.25559 | -0.27894
90 | 0.33 | 0.4 | South/Central | TX | El.Paso.Intl.AP.722700 | 3 | 1163506 | 28.3279 | 13.519 | 47.6468 | 28.2804 | 19.3663 | 900.19 | 0.589 | -33.75 | 2.4648 | -1.8758 | -42.8552 | -0.78034 | -47.52 | 1.0977 | -1.878 | -60.4372 | -0.33126 | -79.1 | 3.2532 | -3.5844 | -100.5313 | 0.589 | -33.75 | 2.4648 | -1.8758 | -42.8552 | 0.65891 | -34.96 | 2.6245 | -1.9656 | -44.3719 | 0.015394 | 0.43607 | 0.20811 | 0.73345 | 13.8571 | 0.0090668 | -0.012012 | -0.0050993 | 0.0090668 | 0.010143 | -0.51953 | -0.7315 | -1.2176 | -0.51953 | -0.53816 | -0.65969 | -0.93034 | -1.5475 | -0.65969 | -0.68304 | 0.015394 | 0.43607 | 0.20811 | 0.73345 | 13.8571 | 0.0090668 | -0.012012 | -0.0050993 | 0.0090668 | 0.010143 | -0.51953 | -0.7315 | -1.2176 | -0.51953 | -0.53816 | -0.65969 | -0.93034 | -1.5475 | -0.65969 | -0.68304
91 | 0.3 | 0.2 | South/Central | TX | El.Paso.Intl.AP.722700 | 3 | 1163506 | 30.7669 | 11.2891 | 47.0959 | 30.7153 | 16.3805 | 831.54 | 1.1399 | 34.9 | 0.029932 | 1.11 | 44.4047 | -0.22944 | 21.13 | -1.3372 | 1.1078 | 26.8227 | 0.21964 | -10.45 | 0.81828 | -0.59864 | -13.2714 | 1.1399 | 34.9 | 0.029932 | 1.11 | 44.4047 | 1.2098 | 33.69 | 0.1896 | 1.0202 | 42.888 | 0.015394 | 0.47361 | 0.17378 | 0.72497 | 12.8004 | 0.017547 | -0.0035319 | 0.003381 | 0.017547 | 0.018623 | 0.53724 | 0.32527 | -0.16086 | 0.53724 | 0.51861 | 0.68355 | 0.4129 | -0.20429 | 0.68355 | 0.6602 | 0.015394 | 0.47361 | 0.17378 | 0.72497 | 12.8004 | 0.017547 | -0.0035319 | 0.003381 | 0.017547 | 0.018623 | 0.53724 | 0.32527 | -0.16086 | 0.53724 | 0.51861 | 0.68355 | 0.4129 | -0.20429 | 0.68355 | 0.6602
92 | 0.3 | 0.25 | South/Central | TX | El.Paso.Intl.AP.722700 | 3 | 1163506 | 29.5774 | 12.0591 | 46.9163 | 29.5278 | 17.3885 | 851.05 | 1.3195 | 15.39 | 1.2174 | 0.10202 | 19.6246 | -0.049886 | 1.62 | -0.14969 | 0.0998 | 2.0427 | 0.3992 | -29.96 | 2.0058 | -1.6066 | -38.0514 | 1.3195 | 15.39 | 1.2174 | 0.10202 | 19.6246 | 1.3894 | 14.18 | 1.3771 | 0.012257 | 18.1079 | 0.015394 | 0.4553 | 0.18563 | 0.72221 | 13.1007 | 0.020311 | -0.00076792 | 0.006145 | 0.020311 | 0.021387 | 0.23691 | 0.024938 | -0.46119 | 0.23691 | 0.21828 | 0.30209 | 0.031444 | -0.58575 | 0.30209 | 0.27875 | 0.015394 | 0.4553 | 0.18563 | 0.72221 | 13.1007 | 0.020311 | -0.00076792 | 0.006145 | 0.020311 | 0.021387 | 0.23691 | 0.024938 | -0.46119 | 0.23691 | 0.21828 | 0.30209 | 0.031444 | -0.58575 | 0.30209 | 0.27875
93 | 0.3 | 0.3 | South/Central | TX | El.Paso.Intl.AP.722700 | 3 | 1163506 | 29.4275 | 12.1091 | 46.8664 | 29.3781 | 17.4883 | 852.67 | 1.3693 | 13.77 | 1.3671 | 0.002215 | 17.5819 | 0 | 0 | 0 | 0 | 0 | 0.44908 | -31.58 | 2.1555 | -1.7064 | -40.0941 | 1.3693 | 13.77 | 1.3671 | 0.002215 | 17.5819 | 1.4393 | 12.56 | 1.5268 | -0.087543 | 16.0652 | 0.015394 | 0.45299 | 0.1864 | 0.72144 | 13.1256 | 0.021079 | 0 | 0.006913 | 0.021079 | 0.022155 | 0.21197 | 0 | -0.48613 | 0.21197 | 0.19334 | 0.27065 | 0 | -0.61719 | 0.27065 | 0.2473 | 0.015394 | 0.45299 | 0.1864 | 0.72144 | 13.1256 | 0.021079 | 0 | 0.006913 | 0.021079 | 0.022155 | 0.21197 | 0 | -0.48613 | 0.21197 | 0.19334 | 0.27065 | 0 | -0.61719 | 0.27065 | 0.2473
94 | 0.3 | 0.35 | South/Central | TX | El.Paso.Intl.AP.722700 | 3 | 1163506 | 28.4079 | 12.8291 | 46.7868 | 28.3603 | 18.4266 | 871.7 | 1.4489 | -5.26 | 2.385 | -0.93606 | -6.6057 | 0.079583 | -19.03 | 1.0179 | -0.93828 | -24.1876 | 0.52866 | -50.61 | 3.1733 | -2.6447 | -64.2817 | 1.4489 | -5.26 | 2.385 | -0.93606 | -6.6057 | 1.5188 | -6.47 | 2.5447 | -1.0258 | -8.1224 | 0.015394 | 0.4373 | 0.19749 | 0.72022 | 13.4186 | 0.022304 | 0.0012251 | 0.008138 | 0.022304 | 0.02338 | -0.08097 | -0.29294 | -0.77907 | -0.08097 | -0.099596 | -0.10168 | -0.37233 | -0.98952 | -0.10168 | -0.12503 | 0.015394 | 0.4373 | 0.19749 | 0.72022 | 13.4186 | 0.022304 | 0.0012251 | 0.008138 | 0.022304 | 0.02338 | -0.08097 | -0.29294 | -0.77907 | -0.08097 | -0.099596 | -0.10168 | -0.37233 | -0.98952 | -0.10168 | -0.12503
95 | 0.3 | 0.4 | South/Central | TX | El.Paso.Intl.AP.722700 | 3 | 1163506 | 27.5283 | 13.559 | 46.8671 | 27.4821 | 19.385 | 892.74 | 1.3686 | -26.3 | 3.2631 | -1.8945 | -33.3814 | -0.00072201 | -40.07 | 1.896 | -1.8967 | -50.9634 | 0.44836 | -71.65 | 4.0515 | -3.6031 | -91.0575 | 1.3686 | -26.3 | 3.2631 | -1.8945 | -33.3814 | 1.4385 | -27.51 | 3.4228 | -1.9843 | -34.8981 | 0.015394 | 0.42376 | 0.20872 | 0.72145 | 13.7424 | 0.021068 | -1.1114e-05 | 0.0069019 | 0.021068 | 0.022144 | -0.40485 | -0.61682 | -1.1029 | -0.40485 | -0.42348 | -0.51386 | -0.78451 | -1.4017 | -0.51386 | -0.53721 | 0.015394 | 0.42376 | 0.20872 | 0.72145 | 13.7424 | 0.021068 | -1.1114e-05 | 0.0069019 | 0.021068 | 0.022144 | -0.40485 | -0.61682 | -1.1029 | -0.40485 | -0.42348 | -0.51386 | -0.78451 | -1.4017 | -0.51386 | -0.53721
96 | 0.28 | 0.2 | South/Central | TX | El.Paso.Intl.AP.722700 | 3 | 1163506 | 30.1772 | 11.3091 | 46.5061 | 30.1266 | 16.3796 | 825.61 | 1.7296 | 40.83 | 0.6187 | 1.1109 | 51.9773 | 0.3603 | 27.06 | -0.74843 | 1.1087 | 34.3954 | 0.80938 | -4.52 | 1.407 | -0.59767 | -5.6988 | 1.7296 | 40.83 | 0.6187 | 1.1109 | 51.9773 | 1.7995 | 39.62 | 0.77836 | 1.0212 | 50.4606 | 0.015394 | 0.46453 | 0.17409 | 0.71589 | 12.7091 | 0.026625 | 0.0055462 | 0.012459 | 0.026625 | 0.027701 | 0.62852 | 0.41655 | -0.069579 | 0.62852 | 0.60989 | 0.80012 | 0.52947 | -0.087724 | 0.80012 | 0.77677 | 0.015394 | 0.46453 | 0.17409 | 0.71589 | 12.7091 | 0.026625 | 0.0055462 | 0.012459 | 0.026625 | 0.027701 | 0.62852 | 0.41655 | -0.069579 | 0.62852 | 0.60989 | 0.80012 | 0.52947 | -0.087724 | 0.80012 | 0.77677
97 | 0.28 | 0.25 | South/Central | TX | El.Paso.Intl.AP.722700 | 3 | 1163506 | 28.9977 | 12.0791 | 46.3366 | 28.949 | 17.3876 | 845.19 | 1.8992 | 21.25 | 1.7962 | 0.10293 | 27.0672 | 0.52981 | 7.48 | 0.4291 | 0.10071 | 9.4852 | 0.97889 | -24.1 | 2.5846 | -1.6057 | -30.6089 | 1.8992 | 21.25 | 1.7962 | 0.10293 | 27.0672 | 1.9691 | 20.04 | 1.9559 | 0.013172 | 25.5505 | 0.015394 | 0.44638 | 0.18594 | 0.71329 | 13.0105 | 0.029235 | 0.0081557 | 0.015069 | 0.029235 | 0.030311 | 0.32711 | 0.11514 | -0.37098 | 0.32711 | 0.30849 | 0.41666 | 0.14601 | -0.47118 | 0.41666 | 0.39331 | 0.015394 | 0.44638 | 0.18594 | 0.71329 | 13.0105 | 0.029235 | 0.0081557 | 0.015069 | 0.029235 | 0.030311 | 0.32711 | 0.11514 | -0.37098 | 0.32711 | 0.30849 | 0.41666 | 0.14601 | -0.47118 | 0.41666 | 0.39331
98 | 0.28 | 0.3 | South/Central | TX | El.Paso.Intl.AP.722700 | 3 | 1163506 | 28.6179 | 12.2991 | 46.2768 | 28.5698 | 17.707 | 851.37 | 1.959 | 15.07 | 2.1754 | -0.21644 | 19.2531 | 0.58964 | 1.3 | 0.8083 | -0.21866 | 1.6712 | 1.0387 | -30.28 | 2.9638 | -1.9251 | -38.4229 | 1.959 | 15.07 | 2.1754 | -0.21644 | 19.2531 | 2.0289 | 13.86 | 2.3351 | -0.3062 | 17.7364 | 0.015394 | 0.44053 | 0.18933 | 0.71236 | 13.1056 | 0.030156 | 0.0090767 | 0.01599 | 0.030156 | 0.031232 | 0.23198 | 0.020012 | -0.46612 | 0.23198 | 0.21335 | 0.29637 | 0.025725 | -0.59147 | 0.29637 | 0.27303 | 0.015394 | 0.44053 | 0.18933 | 0.71236 | 13.1056 | 0.030156 | 0.0090767 | 0.01599 | 0.030156 | 0.031232 | 0.23198 | 0.020012 | -0.46612 | 0.23198 | 0.21335 | 0.29637 | 0.025725 | -0.59147 | 0.29637 | 0.27303
99 | 0.28 | 0.35 | South/Central | TX | El.Paso.Intl.AP.722700 | 3 | 1163506 | 27.6583 | 13.0291 | 46.2772 | 27.6118 | 18.6653 | 871.61 | 1.9586 | -5.17 | 3.1334 | -1.1748 | -6.4971 | 0.58927 | -18.94 | 1.7663 | -1.177 | -24.0791 | 1.0384 | -50.52 | 3.9218 | -2.8834 | -64.1732 | 1.9586 | -5.17 | 3.1334 | -1.1748 | -6.4971 | 2.0285 | -6.38 | 3.2931 | -1.2646 | -8.0138 | 0.015394 | 0.42576 | 0.20056 | 0.71237 | 13.4172 | 0.03015 | 0.0090709 | 0.015984 | 0.03015 | 0.031226 | -0.079585 | -0.29155 | -0.77768 | -0.079585 | -0.098211 | -0.10001 | -0.37066 | -0.98785 | -0.10001 | -0.12336 | 0.015394 | 0.42576 | 0.20056 | 0.71237 | 13.4172 | 0.03015 | 0.0090709 | 0.015984 | 0.03015 | 0.031226 | -0.079585 | -0.29155 | -0.77768 | -0.079585 | -0.098211 | -0.10001 | -0.37066 | -0.98785 | -0.10001 | -0.12336
100 | 0.28 | 0.4 | South/Central | TX | El.Paso.Intl.AP.722700 | 3 | 1163506 | 26.9786 | 13.5891 | 46.3374 | 26.9333 | 19.4042 | 887.81 | 1.8983 | -21.37 | 3.812 | -1.9137 | -27.1168 | 0.529 | -35.14 | 2.4449 | -1.9159 | -44.6987 | 0.97808 | -66.72 | 4.6003 | -3.6223 | -84.7928 | 1.8983 | -21.37 | 3.812 | -1.9137 | -27.1168 | 1.9682 | -22.58 | 3.9717 | -2.0034 | -28.6335 | 0.015394 | 0.4153 | 0.20918 | 0.7133 | 13.6666 | 0.029222 | 0.0081432 | 0.015056 | 0.029222 | 0.030298 | -0.32896 | -0.54093 | -1.0271 | -0.32896 | -0.34759 | -0.41742 | -0.68807 | -1.3053 | -0.41742 | -0.44077 | 0.015394 | 0.4153 | 0.20918 | 0.7133 | 13.6666 | 0.029222 | 0.0081432 | 0.015056 | 0.029222 | 0.030298 | -0.32896 | -0.54093 | -1.0271 | -0.32896 | -0.34759 | -0.41742 | -0.68807 | -1.3053 | -0.41742 | -0.44077
101 | 0.27 | 0.2 | South/Central | TX | El.Paso.Intl.AP.722700 | 3 | 1163506 | 29.8873 | 11.3191 | 46.2163 | 29.8372 | 16.3791 | 822.68 | 2.0195 | 43.76 | 0.90809 | 1.1114 | 55.699 | 0.65016 | 29.99 | -0.45904 | 1.1092 | 38.1171 | 1.0992 | -1.59 | 1.6964 | -0.5972 | -1.977 | 2.0195 | 43.76 | 0.90809 | 1.1114 | 55.699 | 2.0894 | 42.55 | 1.0678 | 1.0217 | 54.1823 | 0.015394 | 0.46007 | 0.17424 | 0.71143 | 12.664 | 0.031087 | 0.010008 | 0.016921 | 0.031087 | 0.032163 | 0.67362 | 0.46165 | -0.024476 | 0.67362 | 0.655 | 0.85741 | 0.58676 | -0.030433 | 0.85741 | 0.83406 | 0.015394 | 0.46007 | 0.17424 | 0.71143 | 12.664 | 0.031087 | 0.010008 | 0.016921 | 0.031087 | 0.032163 | 0.67362 | 0.46165 | -0.024476 | 0.67362 | 0.655 | 0.85741 | 0.58676 | -0.030433 | 0.85741 | 0.83406
102 | 0.27 | 0.25 | South/Central | TX | El.Paso.Intl.AP.722700 | 3 | 1163506 | 28.7178 | 12.0891 | 46.0567 | 28.6696 | 17.3871 | 842.39 | 2.179 | 24.05 | 2.0756 | 0.1034 | 30.6611 | 0.80969 | 10.28 | 0.70851 | 0.10118 | 13.0792 | 1.2588 | -21.3 | 2.864 | -1.6052 | -27.0149 | 2.179 | 24.05 | 2.0756 | 0.1034 | 30.6611 | 2.2489 | 22.84 | 2.2353 | 0.013639 | 29.1444 | 0.015394 | 0.44207 | 0.18609 | 0.70898 | 12.9674 | 0.033543 | 0.012464 | 0.019377 | 0.033543 | 0.034619 | 0.37022 | 0.15825 | -0.32788 | 0.37022 | 0.35159 | 0.47198 | 0.20133 | -0.41586 | 0.47198 | 0.44864 | 0.015394 | 0.44207 | 0.18609 | 0.70898 | 12.9674 | 0.033543 | 0.012464 | 0.019377 | 0.033543 | 0.034619 | 0.37022 | 0.15825 | -0.32788 | 0.37022 | 0.35159 | 0.47198 | 0.20133 | -0.41586 | 0.47198 | 0.44864
103 | 0.27 | 0.3 | South/Central | TX | El.Paso.Intl.AP.722700 | 3 | 1163506 | 28.1781 | 12.439 | 45.997 | 28.1307 | 17.8662 | 851.92 | 2.2388 | 14.52 | 2.6145 | -0.37569 | 18.5558 | 0.86947 | 0.75 | 1.2474 | -0.37791 | 0.97382 | 1.3186 | -30.83 | 3.4029 | -2.0843 | -39.1203 | 2.2388 | 14.52 | 2.6145 | -0.37569 | 18.5558 | 2.3087 | 13.31 | 2.7742 | -0.46545 | 17.0391 | 0.015394 | 0.43376 | 0.19148 | 0.70806 | 13.1141 | 0.034463 | 0.013384 | 0.020297 | 0.034463 | 0.035539 | 0.22351 | 0.011545 | -0.47458 | 0.22351 | 0.20489 | 0.28564 | 0.014991 | -0.6022 | 0.28564 | 0.26229 | 0.015394 | 0.43376 | 0.19148 | 0.70806 | 13.1141 | 0.034463 | 0.013384 | 0.020297 | 0.034463 | 0.035539 | 0.22351 | 0.011545 | -0.47458 | 0.22351 | 0.20489 | 0.28564 | 0.014991 | -0.6022 | 0.28564 | 0.26229
104 | 0.27 | 0.35 | South/Central | TX | El.Paso.Intl.AP.722700 | 3 | 1163506 | 27.2185 | 13.2191 | 46.0673 | 27.1728 | 18.8946 | 874.32 | 2.1684 | -7.88 | 3.5725 | -1.4041 | -9.9715 | 0.79908 | -21.65 | 2.2054 | -1.4063 | -27.5534 | 1.2482 | -53.23 | 4.3608 | -3.1127 | -67.6475 | 2.1684 | -7.88 | 3.5725 | -1.4041 | -9.9715 | 2.2383 | -9.09 | 3.7322 | -1.4938 | -11.4882 | 0.015394 | 0.41899 | 0.20349 | 0.70914 | 13.4589 | 0.03338 | 0.012301 | 0.019214 | 0.03338 | 0.034456 | -0.1213 | -0.33327 | -0.8194 | -0.1213 | -0.13993 | -0.1535 | -0.42415 | -1.0413 | -0.1535 | -0.17684 | 0.015394 | 0.41899 | 0.20349 | 0.70914 | 13.4589 | 0.03338 | 0.012301 | 0.019214 | 0.03338 | 0.034456 | -0.1213 | -0.33327 | -0.8194 | -0.1213 | -0.13993 | -0.1535 | -0.42415 | -1.0413 | -0.1535 | -0.17684
105 | 0.27 | 0.4 | South/Central | TX | El.Paso.Intl.AP.722700 | 3 | 1163506 | 26.7087 | 13.609 | 46.0775 | 26.6638 | 19.4137 | 885.39 | 2.1582 | -18.95 | 4.0814 | -1.9232 | -24.0472 | 0.7889 | -32.72 | 2.7143 | -1.9254 | -41.6291 | 1.238 | -64.3 | 4.8698 | -3.6318 | -81.7233 | 2.1582 | -18.95 | 4.0814 | -1.9232 | -24.0472 | 2.2281 | -20.16 | 4.2411 | -2.0129 | -25.5639 | 0.015394 | 0.41114 | 0.20949 | 0.7093 | 13.6293 | 0.033223 | 0.012144 | 0.019057 | 0.033223 | 0.034299 | -0.29171 | -0.50368 | -0.98981 | -0.29171 | -0.31033 | -0.37017 | -0.64082 | -1.258 | -0.37017 | -0.39352 | 0.015394 | 0.41114 | 0.20949 | 0.7093 | 13.6293 | 0.033223 | 0.012144 | 0.019057 | 0.033223 | 0.034299 | -0.29171 | -0.50368 | -0.98981 | -0.29171 | -0.31033 | -0.37017 | -0.64082 | -1.258 | -0.37017 | -0.39352
106 | 0.26 | 0.2 | South/Central | TX | El.Paso.Intl.AP.722700 | 3 | 1163506 | 29.5875 | 11.3291 | 45.9264 | 29.5378 | 16.3886 | 819.98 | 2.3094 | 46.46 | 1.2075 | 1.1019 | 59.1535 | 0.94004 | 32.69 | -0.15967 | 1.0997 | 41.5715 | 1.3891 | 1.11 | 1.9958 | -0.60669 | 1.4774 | 2.3094 | 46.46 | 1.2075 | 1.1019 | 59.1535 | 2.3793 | 45.25 | 1.3671 | 1.0122 | 57.6368 | 0.015394 | 0.45546 | 0.17439 | 0.70697 | 12.6224 | 0.03555 | 0.014471 | 0.021383 | 0.03555 | 0.036626 | 0.71518 | 0.50322 | 0.017087 | 0.71518 | 0.69656 | 0.91058 | 0.63993 | 0.022743 | 0.91058 | 0.88724 | 0.015394 | 0.45546 | 0.17439 | 0.70697 | 12.6224 | 0.03555 | 0.014471 | 0.021383 | 0.03555 | 0.036626 | 0.71518 | 0.50322 | 0.017087 | 0.71518 | 0.69656 | 0.91058 | 0.63993 | 0.022743 | 0.91058 | 0.88724
107 | 0.26 | 0.25 | South/Central | TX | El.Paso.Intl.AP.722700 | 3 | 1163506 | 28.428 | 12.0991 | 45.7669 | 28.3802 | 17.3867 | 839.46 | 2.4689 | 26.98 | 2.365 | 0.10386 | 34.3828 | 1.0995 | 13.21 | 0.9979 | 0.10165 | 16.8008 | 1.5486 | -18.37 | 3.1534 | -1.6047 | -23.2933 | 2.4689 | 26.98 | 2.365 | 0.10386 | 34.3828 | 2.5388 | 25.77 | 2.5247 | 0.014106 | 32.8661 | 0.015394 | 0.43761 | 0.18625 | 0.70452 | 12.9223 | 0.038005 | 0.016926 | 0.023839 | 0.038005 | 0.039081 | 0.41532 | 0.20335 | -0.28278 | 0.41532 | 0.39669 | 0.52927 | 0.25862 | -0.35857 | 0.52927 | 0.50593 | 0.015394 | 0.43761 | 0.18625 | 0.70452 | 12.9223 | 0.038005 | 0.016926 | 0.023839 | 0.038005 | 0.039081 | 0.41532 | 0.20335 | -0.28278 | 0.41532 | 0.39669 | 0.52927 | 0.25862 | -0.35857 | 0.52927 | 0.50593
108 | 0.26 | 0.3 | South/Central | TX | El.Paso.Intl.AP.722700 | 3 | 1163506 | 27.6683 | 12.6491 | 45.7472 | 27.6218 | 18.1254 | 854.87 | 2.4886 | 11.57 | 3.1234 | -0.63484 | 14.7904 | 1.1193 | -2.2 | 1.7563 | -0.63705 | -2.7916 | 1.5683 | -33.78 | 3.9118 | -2.3434 | -42.8857 | 2.4886 | 11.57 | 3.1234 | -0.63484 | 14.7904 | 2.5585 | 10.36 | 3.2831 | -0.7246 | 13.2737 | 0.015394 | 0.42591 | 0.19471 | 0.70421 | 13.1595 | 0.038308 | 0.017229 | 0.024142 | 0.038308 | 0.039384 | 0.1781 | -0.033866 | -0.51999 | 0.1781 | 0.15948 | 0.22768 | -0.042972 | -0.66016 | 0.22768 | 0.20433 | 0.015394 | 0.42591 | 0.19471 | 0.70421 | 13.1595 | 0.038308 | 0.017229 | 0.024142 | 0.038308 | 0.039384 | 0.1781 | -0.033866 | -0.51999 | 0.1781 | 0.15948 | 0.22768 | -0.042972 | -0.66016 | 0.22768 | 0.20433
109 | 0.26 | 0.35 | South/Central | TX | El.Paso.Intl.AP.722700 | 3 | 1163506 | 26.7787 | 13.4291 | 45.8776 | 26.7337 | 19.1439 | 877.66 | 2.3582 | -11.22 | 4.0116 | -1.6534 | -14.2398 | 0.98886 | -24.99 | 2.6444 | -1.6556 | -31.8218 | 1.4379 | -56.57 | 4.7999 | -3.362 | -71.9159 | 2.3582 | -11.22 | 4.0116 | -1.6534 | -14.2398 | 2.4281 | -12.43 | 4.1712 | -1.7431 | -15.7565 | 0.015394 | 0.41222 | 0.20672 | 0.70622 | 13.5103 | 0.036301 | 0.015222 | 0.022135 | 0.036301 | 0.037377 | -0.17272 | -0.38469 | -0.87081 | -0.17272 | -0.19134 | -0.2192 | -0.48985 | -1.107 | -0.2192 | -0.24255 | 0.015394 | 0.41222 | 0.20672 | 0.70622 | 13.5103 | 0.036301 | 0.015222 | 0.022135 | 0.036301 | 0.037377 | -0.17272 | -0.38469 | -0.87081 | -0.17272 | -0.19134 | -0.2192 | -0.48985 | -1.107 | -0.2192 | -0.24255
110 | 0.26 | 0.4 | South/Central | TX | El.Paso.Intl.AP.722700 | 3 | 1163506 | 26.4288 | 13.629 | 45.8077 | 26.3844 | 19.4233 | 882.87 | 2.4281 | -16.43 | 4.3608 | -1.9327 | -20.8506 | 1.0588 | -30.2 | 2.9937 | -1.935 | -38.4326 | 1.5078 | -61.78 | 5.1492 | -3.6413 | -78.5267 | 2.4281 | -16.43 | 4.3608 | -1.9327 | -20.8506 | 2.498 | -17.64 | 4.5205 | -2.0225 | -22.3673 | 0.015394 | 0.40683 | 0.2098 | 0.70514 | 13.5905 | 0.037377 | 0.016298 | 0.023211 | 0.037377 | 0.038453 | -0.25292 | -0.46489 | -0.95101 | -0.25292 | -0.27154 | -0.32097 | -0.59161 | -1.2088 | -0.32097 | -0.34431 | 0.015394 | 0.40683 | 0.2098 | 0.70514 | 13.5905 | 0.037377 | 0.016298 | 0.023211 | 0.037377 | 0.038453 | -0.25292 | -0.46489 | -0.95101 | -0.25292 | -0.27154 | -0.32097 | -0.59161 | -1.2088 | -0.32097 | -0.34431
111 | 0.25 | 0.2 | South/Central | TX | El.Paso.Intl.AP.722700 | 3 | 1163506 | 29.2876 | 11.3391 | 45.6265 | 29.2384 | 16.3881 | 816.96 | 2.6092 | 49.48 | 1.5068 | 1.1024 | 63.0028 | 1.2399 | 35.71 | 0.1397 | 1.1002 | 45.4209 | 1.689 | 4.13 | 2.2952 | -0.60622 | 5.3268 | 2.6092 | 49.48 | 1.5068 | 1.1024 | 63.0028 | 2.6791 | 48.27 | 1.6665 | 1.0126 | 61.4861 | 0.015394 | 0.45084 | 0.17455 | 0.70235 | 12.5759 | 0.040165 | 0.019086 | 0.025999 | 0.040165 | 0.041241 | 0.76167 | 0.5497 | 0.063575 | 0.76167 | 0.74305 | 0.96984 | 0.69919 | 0.081998 | 0.96984 | 0.94649 | 0.015394 | 0.45084 | 0.17455 | 0.70235 | 12.5759 | 0.040165 | 0.019086 | 0.025999 | 0.040165 | 0.041241 | 0.76167 | 0.5497 | 0.063575 | 0.76167 | 0.74305 | 0.96984 | 0.69919 | 0.081998 | 0.96984 | 0.94649
112 | 0.25 | 0.25 | South/Central | TX | El.Paso.Intl.AP.722700 | 3 | 1163506 | 28.1281 | 12.1091 | 45.477 | 28.0809 | 17.3962 | 836.74 | 2.7588 | 29.7 | 2.6644 | 0.094354 | 37.8364 | 1.3894 | 15.93 | 1.2973 | 0.092139 | 20.2545 | 1.8385 | -15.65 | 3.4527 | -1.6143 | -19.8396 | 2.7588 | 29.7 | 2.6644 | 0.094354 | 37.8364 | 2.8287 | 28.49 | 2.8241 | 0.004596 | 36.3197 | 0.015394 | 0.43299 | 0.1864 | 0.70005 | 12.8804 | 0.042467 | 0.021388 | 0.028301 | 0.042467 | 0.043543 | 0.45719 | 0.24522 | -0.24091 | 0.45719 | 0.43856 | 0.58244 | 0.31179 | -0.3054 | 0.58244 | 0.55909 | 0.015394 | 0.43299 | 0.1864 | 0.70005 | 12.8804 | 0.042467 | 0.021388 | 0.028301 | 0.042467 | 0.043543 | 0.45719 | 0.24522 | -0.24091 | 0.45719 | 0.43856 | 0.58244 | 0.31179 | -0.3054 | 0.58244 | 0.55909
113 | 0.25 | 0.3 | South/Central | TX | El.Paso.Intl.AP.722700 | 3 | 1163506 | 27.1585 | 12.8791 | 45.5174 | 27.1129 | 18.4045 | 858.43 | 2.7184 | 8.01 | 3.6324 | -0.91399 | 10.2316 | 1.349 | -5.76 | 2.2652 | -0.9162 | -7.3503 | 1.7981 | -37.34 | 4.4207 | -2.6226 | -47.4444 | 2.7184 | 8.01 | 3.6324 | -0.91399 | 10.2316 | 2.7883 | 6.8 | 3.792 | -1.0037 | 8.7149 | 0.015394 | 0.41807 | 0.19825 | 0.70067 | 13.2143 | 0.041846 | 0.020766 | 0.027679 | 0.041846 | 0.042922 | 0.1233 | -0.088667 | -0.5748 | 0.1233 | 0.10468 | 0.1575 | -0.11315 | -0.73034 | 0.1575 | 0.13415 | 0.015394 | 0.41807 | 0.19825 | 0.70067 | 13.2143 | 0.041846 | 0.020766 | 0.027679 | 0.041846 | 0.042922 | 0.1233 | -0.088667 | -0.5748 | 0.1233 | 0.10468 | 0.1575 | -0.11315 | -0.73034 | 0.1575 | 0.13415
114 | 0.25 | 0.35 | South/Central | TX | El.Paso.Intl.AP.722700 | 3 | 1163506 | 26.2989 | 13.699 | 45.7377 | 26.2547 | 19.483 | 883.38 | 2.498 | -16.94 | 4.4906 | -1.9925 | -21.5621 | 1.1287 | -30.71 | 3.1234 | -1.9947 | -39.144 | 1.5778 | -62.29 | 5.2789 | -3.7011 | -79.2381 | 2.498 | -16.94 | 4.4906 | -1.9925 | -21.5621 | 2.5679 | -18.15 | 4.6502 | -2.0823 | -23.0788 | 0.015394 | 0.40483 | 0.21088 | 0.70407 | 13.5984 | 0.038454 | 0.017375 | 0.024288 | 0.038454 | 0.03953 | -0.26077 | -0.47274 | -0.95886 | -0.26077 | -0.27939 | -0.33192 | -0.60257 | -1.2198 | -0.33192 | -0.35526 | 0.015394 | 0.40483 | 0.21088 | 0.70407 | 13.5984 | 0.038454 | 0.017375 | 0.024288 | 0.038454 | 0.03953 | -0.26077 | -0.47274 | -0.95886 | -0.26077 | -0.27939 | -0.33192 | -0.60257 | -1.2198 | -0.33192 | -0.35526
115 | 0.25 | 0.4 | South/Central | TX | El.Paso.Intl.AP.722700 | 3 | 1163506 | 26.149 | 13.649 | 45.5478 | 26.105 | 19.4428 | 880.67 | 2.688 | -14.23 | 4.6402 | -1.9523 | -18.0506 | 1.3186 | -28 | 3.2731 | -1.9545 | -35.6325 | 1.7677 | -59.58 | 5.4286 | -3.6609 | -75.7267 | 2.688 | -14.23 | 4.6402 | -1.9523 | -18.0506 | 2.7579 | -15.44 | 4.7999 | -2.042 | -19.5673 | 0.015394 | 0.40253 | 0.21011 | 0.70114 | 13.5566 | 0.041377 | 0.020298 | 0.027211 | 0.041377 | 0.042453 | -0.21905 | -0.43102 | -0.91715 | -0.21905 | -0.23768 | -0.27786 | -0.54851 | -1.1657 | -0.27786 | -0.30121 | 0.015394 | 0.40253 | 0.21011 | 0.70114 | 13.5566 | 0.041377 | 0.020298 | 0.027211 | 0.041377 | 0.042453 | -0.21905 | -0.43102 | -0.91715 | -0.21905 | -0.23768 | -0.27786 | -0.54851 | -1.1657 | -0.27786 | -0.30121
116 | 0.24 | 0.2 | South/Central | TX | El.Paso.Intl.AP.722700 | 3 | 1163506 | 28.9878 | 11.3391 | 45.3167 | 28.9391 | 16.3776 | 813.63 | 2.9191 | 52.81 | 1.8062 | 1.1129 | 67.2496 | 1.5497 | 39.04 | 0.43907 | 1.1107 | 49.6676 | 1.9988 | 7.46 | 2.5945 | -0.59573 | 9.5735 | 2.9191 | 52.81 | 1.8062 | 1.1129 | 67.2496 | 2.989 | 51.6 | 1.9659 | 1.0231 | 65.7329 | 0.015394 | 0.44622 | 0.17455 | 0.69759 | 12.5247 | 0.044935 | 0.023856 | 0.030769 | 0.044935 | 0.046011 | 0.81293 | 0.60096 | 0.11484 | 0.81293 | 0.79431 | 1.0352 | 0.76456 | 0.14737 | 1.0352 | 1.0119 | 0.015394 | 0.44622 | 0.17455 | 0.69759 | 12.5247 | 0.044935 | 0.023856 | 0.030769 | 0.044935 | 0.046011 | 0.81293 | 0.60096 | 0.11484 | 0.81293 | 0.79431 | 1.0352 | 0.76456 | 0.14737 | 1.0352 | 1.0119
117 | 0.24 | 0.25 | South/Central | TX | El.Paso.Intl.AP.722700 | 3 | 1163506 | 27.8383 | 12.119 | 45.1871 | 27.7915 | 17.3957 | 833.82 | 3.0486 | 32.62 | 2.9538 | 0.094841 | 41.5589 | 1.6793 | 18.85 | 1.5867 | 0.092626 | 23.9769 | 2.1284 | -12.73 | 3.7421 | -1.6138 | -16.1172 | 3.0486 | 32.62 | 2.9538 | 0.094841 | 41.5589 | 3.1185 | 31.41 | 3.1135 | 0.005083 | 40.0422 | 0.015394 | 0.42853 | 0.18656 | 0.69559 | 12.8355 | 0.046929 | 0.02585 | 0.032763 | 0.046929 | 0.048005 | 0.50214 | 0.29017 | -0.19596 | 0.50214 | 0.48351 | 0.63974 | 0.36909 | -0.2481 | 0.63974 | 0.61639 | 0.015394 | 0.42853 | 0.18656 | 0.69559 | 12.8355 | 0.046929 | 0.02585 | 0.032763 | 0.046929 | 0.048005 | 0.50214 | 0.29017 | -0.19596 | 0.50214 | 0.48351 | 0.63974 | 0.36909 | -0.2481 | 0.63974 | 0.61639
118 | 0.24 | 0.3 | South/Central | TX | El.Paso.Intl.AP.722700 | 3 | 1163506 | 26.8687 | 12.8891 | 45.2275 | 26.8235 | 18.404 | 855.51 | 3.0082 | 10.93 | 3.9218 | -0.91352 | 13.9533 | 1.6389 | -2.84 | 2.5546 | -0.91574 | -3.6287 | 2.088 | -34.42 | 4.7101 | -2.6221 | -43.7228 | 3.0082 | 10.93 | 3.9218 | -0.91352 | 13.9533 | 3.0781 | 9.72 | 4.0814 | -1.0033 | 12.4366 | 0.015394 | 0.4136 | 0.19841 | 0.69621 | 13.1693 | 0.046307 | 0.025228 | 0.032141 | 0.046307 | 0.047384 | 0.16825 | -0.043718 | -0.52985 | 0.16825 | 0.14963 | 0.21479 | -0.055858 | -0.67305 | 0.21479 | 0.19144 | 0.015394 | 0.4136 | 0.19841 | 0.69621 | 13.1693 | 0.046307 | 0.025228 | 0.032141 | 0.046307 | 0.047384 | 0.16825 | -0.043718 | -0.52985 | 0.16825 | 0.14963 | 0.21479 | -0.055858 | -0.67305 | 0.21479 | 0.19144
119 | 0.24 | 0.35 | South/Central | TX | El.Paso.Intl.AP.722700 | 3 | 1163506 | 26.019 | 13.719 | 45.4779 | 25.9753 | 19.5026 | 881.15 | 2.7579 | -14.71 | 4.77 | -2.0121 | -18.762 | 1.3886 | -28.48 | 3.4028 | -2.0143 | -36.344 | 1.8376 | -60.06 | 5.5583 | -3.7207 | -76.4381 | 2.7579 | -14.71 | 4.77 | -2.0121 | -18.762 | 2.8278 | -15.92 | 4.9296 | -2.1018 | -20.2787 | 0.015394 | 0.40053 | 0.21118 | 0.70007 | 13.564 | 0.042454 | 0.021375 | 0.028288 | 0.042454 | 0.04353 | -0.22644 | -0.43841 | -0.92454 | -0.22644 | -0.24507 | -0.28881 | -0.55946 | -1.1767 | -0.28881 | -0.31216 | 0.015394 | 0.40053 | 0.21118 | 0.70007 | 13.564 | 0.042454 | 0.021375 | 0.028288 | 0.042454 | 0.04353 | -0.22644 | -0.43841 | -0.92454 | -0.22644 | -0.24507 | -0.28881 | -0.55946 | -1.1767 | -0.28881 | -0.31216
120 | 0.24 | 0.4 | South/Central | TX | El.Paso.Intl.AP.722700 | 3 | 1163506 | 25.8791 | 13.659 | 45.2779 | 25.8356 | 19.4424 | 877.92 | 2.9578 | -11.48 | 4.9097 | -1.9518 | -14.5852 | 1.5885 | -25.25 | 3.5426 | -1.9541 | -32.1672 | 2.0376 | -56.83 | 5.698 | -3.6605 | -72.2613 | 2.9578 | -11.48 | 4.9097 | -1.9518 | -14.5852 | 3.0277 | -12.69 | 5.0693 | -2.0416 | -16.1019 | 0.015394 | 0.39837 | 0.21026 | 0.69699 | 13.5143 | 0.045532 | 0.024453 | 0.031366 | 0.045532 | 0.046608 | -0.17672 | -0.38869 | -0.87482 | -0.17672 | -0.19534 | -0.22452 | -0.49517 | -1.1124 | -0.22452 | -0.24787 | 0.015394 | 0.39837 | 0.21026 | 0.69699 | 13.5143 | 0.045532 | 0.024453 | 0.031366 | 0.045532 | 0.046608 | -0.17672 | -0.38869 | -0.87482 | -0.17672 | -0.19534 | -0.22452 | -0.49517 | -1.1124 | -0.22452 | -0.24787
121 | 0.22 | 0.2 | South/Central | TX | El.Paso.Intl.AP.722700 | 3 | 1163506 | 28.3981 | 11.3591 | 44.727 | 28.3503 | 16.3767 | 807.68 | 3.5088 | 58.76 | 2.395 | 1.1139 | 74.8223 | 2.1395 | 44.99 | 1.0278 | 1.1116 | 57.2403 | 2.5886 | 13.41 | 3.1833 | -0.59476 | 17.1462 | 3.5088 | 58.76 | 2.395 | 1.1139 | 74.8223 | 3.5787 | 57.55 | 2.5546 | 1.0241 | 73.3056 | 0.015394 | 0.43715 | 0.17486 | 0.68851 | 12.4331 | 0.054013 | 0.032934 | 0.039847 | 0.054013 | 0.055089 | 0.90453 | 0.69256 | 0.20643 | 0.90453 | 0.8859 | 1.1518 | 0.88113 | 0.26394 | 1.1518 | 1.1284 | 0.015394 | 0.43715 | 0.17486 | 0.68851 | 12.4331 | 0.054013 | 0.032934 | 0.039847 | 0.054013 | 0.055089 | 0.90453 | 0.69256 | 0.20643 | 0.90453 | 0.8859 | 1.1518 | 0.88113 | 0.26394 | 1.1518 | 1.1284
122 | 0.22 | 0.25 | South/Central | TX | El.Paso.Intl.AP.722700 | 3 | 1163506 | 27.2585 | 12.139 | 44.6074 | 27.2127 | 17.3947 | 827.97 | 3.6283 | 38.47 | 3.5326 | 0.095775 | 49.0022 | 2.259 | 24.7 | 2.1654 | 0.09356 | 31.4202 | 2.7081 | -6.88 | 4.3209 | -1.6128 | -8.6739 | 3.6283 | 38.47 | 3.5326 | 0.095775 | 49.0022 | 3.6983 | 37.26 | 3.6922 | 0.006017 | 47.4855 | 0.015394 | 0.41961 | 0.18686 | 0.68667 | 12.7454 | 0.055853 | 0.034774 | 0.041687 | 0.055853 | 0.056929 | 0.59219 | 0.38022 | -0.10591 | 0.59219 | 0.57356 | 0.75432 | 0.48367 | -0.13352 | 0.75432 | 0.73097 | 0.015394 | 0.41961 | 0.18686 | 0.68667 | 12.7454 | 0.055853 | 0.034774 | 0.041687 | 0.055853 | 0.056929 | 0.59219 | 0.38022 | -0.10591 | 0.59219 | 0.57356 | 0.75432 | 0.48367 | -0.13352 | 0.75432 | 0.73097
123 | 0.22 | 0.3 | South/Central | TX | El.Paso.Intl.AP.722700 | 3 | 1163506 | 26.2889 | 12.9191 | 44.6678 | 26.2447 | 18.4231 | 850.26 | 3.568 | 16.18 | 4.5005 | -0.93259 | 20.6034 | 2.1986 | 2.41 | 3.1334 | -0.9348 | 3.0215 | 2.6477 | -29.17 | 5.2889 | -2.6412 | -37.0726 | 3.568 | 16.18 | 4.5005 | -0.93259 | 20.6034 | 3.6379 | 14.97 | 4.6602 | -1.0223 | 19.0867 | 0.015394 | 0.40468 | 0.19887 | 0.6876 | 13.0885 | 0.054924 | 0.033844 | 0.040757 | 0.054924 | 0.056 | 0.24907 | 0.037098 | -0.44903 | 0.24907 | 0.23044 | 0.31716 | 0.046511 | -0.57068 | 0.31716 | 0.29381 | 0.015394 | 0.40468 | 0.19887 | 0.6876 | 13.0885 | 0.054924 | 0.033844 | 0.040757 | 0.054924 | 0.056 | 0.24907 | 0.037098 | -0.44903 | 0.24907 | 0.23044 | 0.31716 | 0.046511 | -0.57068 | 0.31716 | 0.29381
124 | 0.22 | 0.35 | South/Central | TX | El.Paso.Intl.AP.722700 | 3 | 1163506 | 25.4593 | 13.749 | 44.9381 | 25.4164 | 19.5217 | 876.12 | 3.2976 | -9.68 | 5.3288 | -2.0312 | -12.3681 | 1.9283 | -23.45 | 3.9617 | -2.0334 | -29.9501 | 2.3774 | -55.03 | 6.1172 | -3.7398 | -70.0442 | 3.2976 | -9.68 | 5.3288 | -2.0312 | -12.3681 | 3.3675 | -10.89 | 5.4885 | -2.1209 | -13.8848 | 0.015394 | 0.39191 | 0.21165 | 0.69176 | 13.4866 | 0.050762 | 0.029683 | 0.036596 | 0.050762 | 0.051838 | -0.14901 | -0.36098 | -0.84711 | -0.14901 | -0.16764 | -0.19039 | -0.46104 | -1.0782 | -0.19039 | -0.21374 | 0.015394 | 0.39191 | 0.21165 | 0.69176 | 13.4866 | 0.050762 | 0.029683 | 0.036596 | 0.050762 | 0.051838 | -0.14901 | -0.36098 | -0.84711 | -0.14901 | -0.16764 | -0.19039 | -0.46104 | -1.0782 | -0.19039 | -0.21374
125 | 0.22 | 0.4 | South/Central | TX | El.Paso.Intl.AP.722700 | 3 | 1163506 | 25.3194 | 13.699 | 44.7482 | 25.2767 | 19.4715 | 873.17 | 3.4876 | -6.73 | 5.4685 | -1.981 | -8.5887 | 2.1182 | -20.5 | 4.1014 | -1.9832 | -26.1706 | 2.5673 | -52.08 | 6.2569 | -3.6896 | -66.2648 | 3.4876 | -6.73 | 5.4685 | -1.981 | -8.5887 | 3.5575 | -7.94 | 5.6282 | -2.0707 | -10.1054 | 0.015394 | 0.38976 | 0.21088 | 0.68883 | 13.4412 | 0.053686 | 0.032607 | 0.03952 | 0.053686 | 0.054762 | -0.1036 | -0.31557 | -0.8017 | -0.1036 | -0.12222 | -0.13221 | -0.40286 | -1.0201 | -0.13221 | -0.15556 | 0.015394 | 0.38976 | 0.21088 | 0.68883 | 13.4412 | 0.053686 | 0.032607 | 0.03952 | 0.053686 | 0.054762 | -0.1036 | -0.31557 | -0.8017 | -0.1036 | -0.12222 | -0.13221 | -0.40286 | -1.0201 | -0.13221 | -0.15556
126 | 0.2 | 0.2 | South/Central | TX | El.Paso.Intl.AP.722700 | 3 | 1163506 | 27.7983 | 11.3691 | 44.1272 | 27.7515 | 16.3757 | 801.64 | 4.1085 | 64.8 | 2.9937 | 1.1148 | 82.5226 | 2.7392 | 51.03 | 1.6266 | 1.1126 | 64.9406 | 3.1883 | 19.45 | 3.7821 | -0.59378 | 24.8465 | 4.1085 | 64.8 | 2.9937 | 1.1148 | 82.5226 | 4.1784 | 63.59 | 3.1534 | 1.0251 | 81.0059 | 0.015394 | 0.42792 | 0.17501 | 0.67928 | 12.3401 | 0.063245 | 0.042166 | 0.049079 | 0.063245 | 0.064321 | 0.9975 | 0.78553 | 0.2994 | 0.9975 | 0.97888 | 1.2703 | 0.99967 | 0.38248 | 1.2703 | 1.247 | 0.015394 | 0.42792 | 0.17501 | 0.67928 | 12.3401 | 0.063245 | 0.042166 | 0.049079 | 0.063245 | 0.064321 | 0.9975 | 0.78553 | 0.2994 | 0.9975 | 0.97888 | 1.2703 | 0.99967 | 0.38248 | 1.2703 | 1.247
127 | 0.2 | 0.25 | South/Central | TX | El.Paso.Intl.AP.722700 | 3 | 1163506 | 26.6588 | 12.159 | 44.0177 | 26.6139 | 17.4038 | 822.22 | 4.2181 | 44.22 | 4.1313 | 0.086752 | 56.306 | 2.8487 | 30.45 | 2.7642 | 0.084537 | 38.724 | 3.2978 | -1.13 | 4.9197 | -1.6219 | -1.3701 | 4.2181 | 44.22 | 4.1313 | 0.086752 | 56.306 | 4.288 | 43.01 | 4.291 | -0.003006 | 54.7892 | 0.015394 | 0.41037 | 0.18717 | 0.67759 | 12.6569 | 0.064931 | 0.043852 | 0.050765 | 0.064931 | 0.066007 | 0.6807 | 0.46873 | -0.017395 | 0.6807 | 0.66208 | 0.86675 | 0.5961 | -0.021091 | 0.86675 | 0.8434 | 0.015394 | 0.41037 | 0.18717 | 0.67759 | 12.6569 | 0.064931 | 0.043852 | 0.050765 | 0.064931 | 0.066007 | 0.6807 | 0.46873 | -0.017395 | 0.6807 | 0.66208 | 0.86675 | 0.5961 | -0.021091 | 0.86675 | 0.8434
128 | 0.2 | 0.3 | South/Central | TX | El.Paso.Intl.AP.722700 | 3 | 1163506 | 25.7092 | 12.9491 | 44.1081 | 25.6659 | 18.4422 | 845.01 | 4.1277 | 21.43 | 5.0793 | -0.95165 | 27.2536 | 2.7583 | 7.66 | 3.7122 | -0.95387 | 9.6716 | 3.2074 | -23.92 | 5.8677 | -2.6603 | -30.4225 | 4.1277 | 21.43 | 5.0793 | -0.95165 | 27.2536 | 4.1976 | 20.22 | 5.239 | -1.0414 | 25.7368 | 0.015394 | 0.39576 | 0.19933 | 0.67898 | 13.0077 | 0.06354 | 0.042461 | 0.049374 | 0.06354 | 0.064616 | 0.32988 | 0.11791 | -0.36821 | 0.32988 | 0.31126 | 0.41953 | 0.14888 | -0.46831 | 0.41953 | 0.39618 | 0.015394 | 0.39576 | 0.19933 | 0.67898 | 13.0077 | 0.06354 | 0.042461 | 0.049374 | 0.06354 | 0.064616 | 0.32988 | 0.11791 | -0.36821 | 0.32988 | 0.31126 | 0.41953 | 0.14888 | -0.46831 | 0.41953 | 0.39618
129 | 0.2 | 0.35 | South/Central | TX | El.Paso.Intl.AP.722700 | 3 | 1163506 | 24.8896 | 13.789 | 44.3884 | 24.8476 | 19.5408 | 870.97 | 3.8473 | -4.53 | 5.8976 | -2.0503 | -5.8465 | 2.478 | -18.3 | 4.5305 | -2.0525 | -23.4285 | 2.9271 | -49.88 | 6.686 | -3.7589 | -63.5226 | 3.8473 | -4.53 | 5.8976 | -2.0503 | -5.8465 | 3.9173 | -5.74 | 6.0573 | -2.14 | -7.3633 | 0.015394 | 0.38314 | 0.21226 | 0.6833 | 13.4073 | 0.059224 | 0.038145 | 0.045058 | 0.059224 | 0.060301 | -0.069733 | -0.2817 | -0.76783 | -0.069733 | -0.088359 | -0.089999 | -0.36065 | -0.97784 | -0.089999 | -0.11335 | 0.015394 | 0.38314 | 0.21226 | 0.6833 | 13.4073 | 0.059224 | 0.038145 | 0.045058 | 0.059224 | 0.060301 | -0.069733 | -0.2817 | -0.76783 | -0.069733 | -0.088359 | -0.089999 | -0.36065 | -0.97784 | -0.089999 | -0.11335
130 | 0.2 | 0.4 | South/Central | TX | El.Paso.Intl.AP.722700 | 3 | 1163506 | 24.7696 | 13.739 | 44.2284 | 24.7279 | 19.5006 | 868.55 | 4.0073 | -2.11 | 6.0174 | -2.01 | -2.7191 | 2.638 | -15.88 | 4.6502 | -2.0123 | -20.301 | 3.0871 | -47.46 | 6.8057 | -3.7186 | -60.3951 | 4.0073 | -2.11 | 6.0174 | -2.01 | -2.7191 | 4.0772 | -3.32 | 6.177 | -2.0998 | -4.2358 | 0.015394 | 0.38129 | 0.21149 | 0.68083 | 13.3701 | 0.061687 | 0.040608 | 0.047521 | 0.061687 | 0.062763 | -0.03248 | -0.24445 | -0.73058 | -0.03248 | -0.051107 | -0.041856 | -0.3125 | -0.9297 | -0.041856 | -0.065204 | 0.015394 | 0.38129 | 0.21149 | 0.68083 | 13.3701 | 0.061687 | 0.040608 | 0.047521 | 0.061687 | 0.062763 | -0.03248 | -0.24445 | -0.73058 | -0.03248 | -0.051107 | -0.041856 | -0.3125 | -0.9297 | -0.041856 | -0.065204
133 | 0.32 | 0.2 | South/Central | TX | El.Paso.Intl.AP.722700 | 3 | 1163506 | 31.3367 | 11.2791 | 47.6756 | 31.2841 | 16.3915 | 837.59 | 0.56018 | 28.85 | -0.53887 | 1.0991 | 36.6932 | -0.80916 | 15.08 | -1.906 | 1.0968 | 19.1112 | -0.36008 | -16.5 | 0.24948 | -0.60956 | -20.9829 | 0.56018 | 28.85 | -0.53887 | 1.0991 | 36.6932 | 0.63009 | 27.64 | -0.37921 | 1.0093 | 35.1765 | 0.015394 | 0.48238 | 0.17363 | 0.7339 | 12.8935 | 0.0086232 | -0.012456 | -0.0055429 | 0.0086232 | 0.0096993 | 0.4441 | 0.23213 | -0.25399 | 0.4441 | 0.42548 | 0.56484 | 0.29419 | -0.323 | 0.56484 | 0.54149 | 0.015394 | 0.48238 | 0.17363 | 0.7339 | 12.8935 | 0.0086232 | -0.012456 | -0.0055429 | 0.0086232 | 0.0096993 | 0.4441 | 0.23213 | -0.25399 | 0.4441 | 0.42548 | 0.56484 | 0.29419 | -0.323 | 0.56484 | 0.54149
134 | 0.32 | 0.23 | South/Central | TX | El.Paso.Intl.AP.722700 | 3 | 1163506 | 30.597 | 11.7391 | 47.5359 | 30.5457 | 16.9902 | 848.85 | 0.69989 | 17.59 | 0.19958 | 0.50031 | 22.3963 | -0.66945 | 3.82 | -1.1675 | 0.49809 | 4.8143 | -0.22037 | -27.76 | 0.98793 | -1.2083 | -35.2798 | 0.69989 | 17.59 | 0.19958 | 0.50031 | 22.3963 | 0.7698 | 16.38 | 0.35925 | 0.41055 | 20.8796 | 0.015394 | 0.471 | 0.18071 | 0.73175 | 13.0668 | 0.010774 | -0.010305 | -0.0033923 | 0.010774 | 0.01185 | 0.27077 | 0.058803 | -0.42733 | 0.27077 | 0.25215 | 0.34476 | 0.07411 | -0.54308 | 0.34476 | 0.32141 | 0.015394 | 0.471 | 0.18071 | 0.73175 | 13.0668 | 0.010774 | -0.010305 | -0.0033923 | 0.010774 | 0.01185 | 0.27077 | 0.058803 | -0.42733 | 0.27077 | 0.25215 | 0.34476 | 0.07411 | -0.54308 | 0.34476 | 0.32141
135 | 0.32 | 0.25 | South/Central | TX | El.Paso.Intl.AP.722700 | 3 | 1163506 | 30.1372 | 12.0491 | 47.4761 | 30.0866 | 17.3894 | 856.69 | 0.75969 | 9.75 | 0.65861 | 0.10108 | 12.4366 | -0.60965 | -4.02 | -0.70851 | 0.098864 | -5.1453 | -0.16057 | -35.6 | 1.447 | -1.6075 | -45.2394 | 0.75969 | 9.75 | 0.65861 | 0.10108 | 12.4366 | 0.8296 | 8.54 | 0.81828 | 0.011321 | 10.9199 | 0.015394 | 0.46392 | 0.18548 | 0.73083 | 13.1875 | 0.011694 | -0.0093847 | -0.0024717 | 0.011694 | 0.012771 | 0.15009 | -0.061882 | -0.54801 | 0.15009 | 0.13146 | 0.19144 | -0.079205 | -0.6964 | 0.19144 | 0.1681 | 0.015394 | 0.46392 | 0.18548 | 0.73083 | 13.1875 | 0.011694 | -0.0093847 | -0.0024717 | 0.011694 | 0.012771 | 0.15009 | -0.061882 | -0.54801 | 0.15009 | 0.13146 | 0.19144 | -0.079205 | -0.6964 | 0.19144 | 0.1681
136 | 0.32 | 0.3 | South/Central | TX | El.Paso.Intl.AP.722700 | 3 | 1163506 | 29.9772 | 12.0991 | 47.4261 | 29.927 | 17.4992 | 858.51 | 0.80962 | 7.93 | 0.81828 | -0.008656 | 10.1276 | -0.55972 | -5.84 | -0.54885 | -0.010871 | -7.4543 | -0.11064 | -37.42 | 1.6066 | -1.7173 | -47.5484 | 0.80962 | 7.93 | 0.81828 | -0.008656 | 10.1276 | 0.87953 | 6.72 | 0.97795 | -0.098414 | 8.6109 | 0.015394 | 0.46146 | 0.18625 | 0.73006 | 13.2155 | 0.012463 | -0.0086161 | -0.0017031 | 0.012463 | 0.013539 | 0.12207 | -0.089898 | -0.57603 | 0.12207 | 0.10344 | 0.1559 | -0.11475 | -0.73194 | 0.1559 | 0.13255 | 0.015394 | 0.46146 | 0.18625 | 0.73006 | 13.2155 | 0.012463 | -0.0086161 | -0.0017031 | 0.012463 | 0.013539 | 0.12207 | -0.089898 | -0.57603 | 0.12207 | 0.10344 | 0.1559 | -0.11475 | -0.73194 | 0.1559 | 0.13255
137 | 0.32 | 0.35 | South/Central | TX | El.Paso.Intl.AP.722700 | 3 | 1163506 | 28.9477 | 12.8091 | 47.3265 | 28.8991 | 18.4274 | 877.14 | 0.90923 | -10.7 | 1.8461 | -0.9369 | -13.5341 | -0.46012 | -24.47 | 0.47899 | -0.93911 | -31.1161 | -0.011034 | -56.05 | 2.6345 | -2.6455 | -71.2102 | 0.90923 | -10.7 | 1.8461 | -0.9369 | -13.5341 | 0.97913 | -11.91 | 2.0058 | -1.0267 | -15.0508 | 0.015394 | 0.44561 | 0.19718 | 0.72852 | 13.5023 | 0.013996 | -0.0070828 | -0.00016985 | 0.013996 | 0.015072 | -0.16471 | -0.37668 | -0.86281 | -0.16471 | -0.18334 | -0.20834 | -0.47899 | -1.0962 | -0.20834 | -0.23169 | 0.015394 | 0.44561 | 0.19718 | 0.72852 | 13.5023 | 0.013996 | -0.0070828 | -0.00016985 | 0.013996 | 0.015072 | -0.16471 | -0.37668 | -0.86281 | -0.16471 | -0.18334 | -0.20834 | -0.47899 | -1.0962 | -0.20834 | -0.23169
138 | 0.32 | 0.4 | South/Central | TX | El.Paso.Intl.AP.722700 | 3 | 1163506 | 28.0581 | 13.5291 | 47.3769 | 28.011 | 19.3659 | 897.47 | 0.85884 | -31.03 | 2.7343 | -1.8754 | -39.3915 | -0.51051 | -44.8 | 1.3671 | -1.8776 | -56.9734 | -0.061424 | -76.38 | 3.5226 | -3.584 | -97.0675 | 0.85884 | -31.03 | 2.7343 | -1.8754 | -39.3915 | 0.92874 | -32.24 | 2.8939 | -1.9652 | -40.9082 | 0.015394 | 0.43191 | 0.20826 | 0.7293 | 13.8153 | 0.013221 | -0.0078585 | -0.00094553 | 0.013221 | 0.014297 | -0.47766 | -0.68963 | -1.1758 | -0.47766 | -0.49629 | -0.60638 | -0.87702 | -1.4942 | -0.60638 | -0.62972 | 0.015394 | 0.43191 | 0.20826 | 0.7293 | 13.8153 | 0.013221 | -0.0078585 | -0.00094553 | 0.013221 | 0.014297 | -0.47766 | -0.68963 | -1.1758 | -0.47766 | -0.49629 | -0.60638 | -0.87702 | -1.4942 | -0.60638 | -0.62972
140 | 0.2 | 0.45 | South/Central | TX | El.Paso.Intl.AP.722700 | 3 | 1163506 | 24.3298 | 14.259 | 44.4886 | 24.2888 | 20.1998 | 885.85 | 3.7471 | -19.41 | 6.4564 | -2.7093 | -24.833 | 2.3778 | -33.18 | 5.0893 | -2.7115 | -42.415 | 2.8269 | -64.76 | 7.2448 | -4.4179 | -82.5091 | 3.7471 | -19.41 | 6.4564 | -2.7093 | -24.833 | 3.8171 | -20.62 | 6.6161 | -2.799 | -26.3497 | 0.015394 | 0.37452 | 0.2195 | 0.68484 | 13.6364 | 0.057682 | 0.036603 | 0.043516 | 0.057682 | 0.058758 | -0.29879 | -0.51076 | -0.99689 | -0.29879 | -0.31742 | -0.38227 | -0.65292 | -1.2701 | -0.38227 | -0.40562 | 0.015394 | 0.37452 | 0.2195 | 0.68484 | 13.6364 | 0.057682 | 0.036603 | 0.043516 | 0.057682 | 0.058758 | -0.29879 | -0.51076 | -0.99689 | -0.29879 | -0.31742 | -0.38227 | -0.65292 | -1.2701 | -0.38227 | -0.40562
141 | 0.22 | 0.45 | South/Central | TX | El.Paso.Intl.AP.722700 | 3 | 1163506 | 24.8795 | 14.219 | 45.0084 | 24.8377 | 20.1707 | 890.5 | 3.2274 | -24.06 | 5.9076 | -2.6802 | -30.7019 | 1.8581 | -37.83 | 4.5405 | -2.6824 | -48.2838 | 2.3071 | -69.41 | 6.6959 | -4.3888 | -88.3779 | 3.2274 | -24.06 | 5.9076 | -2.6802 | -30.7019 | 3.2973 | -25.27 | 6.0673 | -2.7699 | -32.2186 | 0.015394 | 0.38298 | 0.21888 | 0.69284 | 13.708 | 0.049681 | 0.028602 | 0.035515 | 0.049681 | 0.050757 | -0.37037 | -0.58234 | -1.0685 | -0.37037 | -0.389 | -0.47261 | -0.74326 | -1.3605 | -0.47261 | -0.49596 | 0.015394 | 0.38298 | 0.21888 | 0.69284 | 13.708 | 0.049681 | 0.028602 | 0.035515 | 0.049681 | 0.050757 | -0.37037 | -0.58234 | -1.0685 | -0.37037 | -0.389 | -0.47261 | -0.74326 | -1.3605 | -0.47261 | -0.49596
142 | 0.24 | 0.45 | South/Central | TX | El.Paso.Intl.AP.722700 | 3 | 1163506 | 25.4293 | 14.179 | 45.5281 | 25.3865 | 20.1416 | 895.15 | 2.7076 | -28.71 | 5.3587 | -2.6511 | -36.5715 | 1.3383 | -42.48 | 3.9916 | -2.6533 | -54.1535 | 1.7874 | -74.06 | 6.1471 | -4.3597 | -94.2476 | 2.7076 | -28.71 | 5.3587 | -2.6511 | -36.5715 | 2.7776 | -29.92 | 5.5184 | -2.7409 | -38.0882 | 0.015394 | 0.39145 | 0.21827 | 0.70084 | 13.7795 | 0.04168 | 0.020601 | 0.027514 | 0.04168 | 0.042756 | -0.44195 | -0.65392 | -1.14 | -0.44195 | -0.46058 | -0.56297 | -0.83361 | -1.4508 | -0.56297 | -0.58631 | 0.015394 | 0.39145 | 0.21827 | 0.70084 | 13.7795 | 0.04168 | 0.020601 | 0.027514 | 0.04168 | 0.042756 | -0.44195 | -0.65392 | -1.14 | -0.44195 | -0.46058 | -0.56297 | -0.83361 | -1.4508 | -0.56297 | -0.58631
143 | 0.25 | 0.45 | South/Central | TX | El.Paso.Intl.AP.722700 | 3 | 1163506 | 25.6992 | 14.169 | 45.788 | 25.6559 | 20.132 | 897.55 | 2.4478 | -31.11 | 5.0893 | -2.6415 | -39.6395 | 1.0784 | -44.88 | 3.7222 | -2.6437 | -57.2215 | 1.5275 | -76.46 | 5.8777 | -4.3501 | -97.3156 | 2.4478 | -31.11 | 5.0893 | -2.6415 | -39.6395 | 2.5177 | -32.32 | 5.249 | -2.7313 | -41.1562 | 0.015394 | 0.3956 | 0.21811 | 0.70484 | 13.8165 | 0.03768 | 0.016601 | 0.023514 | 0.03768 | 0.038756 | -0.47889 | -0.69086 | -1.177 | -0.47889 | -0.49752 | -0.61019 | -0.88084 | -1.498 | -0.61019 | -0.63354 | 0.015394 | 0.3956 | 0.21811 | 0.70484 | 13.8165 | 0.03768 | 0.016601 | 0.023514 | 0.03768 | 0.038756 | -0.47889 | -0.69086 | -1.177 | -0.47889 | -0.49752 | -0.61019 | -0.88084 | -1.498 | -0.61019 | -0.63354
144 | 0.26 | 0.45 | South/Central | TX | El.Paso.Intl.AP.722700 | 3 | 1163506 | 25.919 | 14.189 | 46.0479 | 25.8755 | 20.1724 | 901.03 | 2.1879 | -34.59 | 4.8698 | -2.6819 | -44.0497 | 0.81854 | -48.36 | 3.5026 | -2.6841 | -61.6317 | 1.2676 | -79.94 | 5.6581 | -4.3905 | -101.7258 | 2.1879 | -34.59 | 4.8698 | -2.6819 | -44.0497 | 2.2578 | -35.8 | 5.0294 | -2.7716 | -45.5664 | 0.015394 | 0.39899 | 0.21842 | 0.70884 | 13.8701 | 0.033679 | 0.0126 | 0.019513 | 0.033679 | 0.034755 | -0.53246 | -0.74443 | -1.2306 | -0.53246 | -0.55109 | -0.67808 | -0.94873 | -1.5659 | -0.67808 | -0.70143 | 0.015394 | 0.39899 | 0.21842 | 0.70884 | 13.8701 | 0.033679 | 0.0126 | 0.019513 | 0.033679 | 0.034755 | -0.53246 | -0.74443 | -1.2306 | -0.53246 | -0.55109 | -0.67808 | -0.94873 | -1.5659 | -0.67808 | -0.70143
145 | 0.27 | 0.45 | South/Central | TX | El.Paso.Intl.AP.722700 | 3 | 1163506 | 26.1389 | 14.219 | 46.3078 | 26.095 | 20.2128 | 904.51 | 1.928 | -38.07 | 4.6502 | -2.7223 | -48.46 | 0.55863 | -51.84 | 3.2831 | -2.7245 | -66.0419 | 1.0077 | -83.42 | 5.4386 | -4.4309 | -106.136 | 1.928 | -38.07 | 4.6502 | -2.7223 | -48.46 | 1.9979 | -39.28 | 4.8099 | -2.812 | -49.9767 | 0.015394 | 0.40237 | 0.21888 | 0.71284 | 13.9236 | 0.029678 | 0.0085993 | 0.015512 | 0.029678 | 0.030755 | -0.58603 | -0.798 | -1.2841 | -0.58603 | -0.60466 | -0.74597 | -1.0166 | -1.6338 | -0.74597 | -0.76932 | 0.015394 | 0.40237 | 0.21888 | 0.71284 | 13.9236 | 0.029678 | 0.0085993 | 0.015512 | 0.029678 | 0.030755 | -0.58603 | -0.798 | -1.2841 | -0.58603 | -0.60466 | -0.74597 | -1.0166 | -1.6338 | -0.74597 | -0.76932
146 | 0.28 | 0.45 | South/Central | TX | El.Paso.Intl.AP.722700 | 3 | 1163506 | 26.3588 | 14.239 | 46.5677 | 26.3146 | 20.2531 | 908.01 | 1.6681 | -41.57 | 4.4307 | -2.7626 | -52.8694 | 0.29875 | -55.34 | 3.0636 | -2.7648 | -70.4513 | 0.74783 | -86.92 | 5.219 | -4.4712 | -110.5454 | 1.6681 | -41.57 | 4.4307 | -2.7626 | -52.8694 | 1.738 | -42.78 | 4.5904 | -2.8524 | -54.3861 | 0.015394 | 0.40576 | 0.21919 | 0.71684 | 13.9775 | 0.025678 | 0.0045988 | 0.011512 | 0.025678 | 0.026754 | -0.63991 | -0.85188 | -1.338 | -0.63991 | -0.65854 | -0.81385 | -1.0845 | -1.7017 | -0.81385 | -0.8372 | 0.015394 | 0.40576 | 0.21919 | 0.71684 | 13.9775 | 0.025678 | 0.0045988 | 0.011512 | 0.025678 | 0.026754 | -0.63991 | -0.85188 | -1.338 | -0.63991 | -0.65854 | -0.81385 | -1.0845 | -1.7017 | -0.81385 | -0.8372
147 | 0.3 | 0.45 | South/Central | TX | El.Paso.Intl.AP.722700 | 3 | 1163506 | 26.7486 | 14.359 | 47.1375 | 26.7037 | 20.4337 | 917.56 | 1.0983 | -51.12 | 4.0415 | -2.9432 | -65.0124 | -0.27104 | -64.89 | 2.6744 | -2.9454 | -82.5944 | 0.17804 | -96.47 | 4.8299 | -4.6518 | -122.6885 | 1.0983 | -51.12 | 4.0415 | -2.9432 | -65.0124 | 1.1682 | -52.33 | 4.2012 | -3.033 | -66.5291 | 0.015394 | 0.41176 | 0.22104 | 0.72561 | 14.1245 | 0.016907 | -0.0041723 | 0.0027407 | 0.016907 | 0.017983 | -0.78692 | -0.99889 | -1.485 | -0.78692 | -0.80554 | -1.0008 | -1.2714 | -1.8886 | -1.0008 | -1.0241 | 0.015394 | 0.41176 | 0.22104 | 0.72561 | 14.1245 | 0.016907 | -0.0041723 | 0.0027407 | 0.016907 | 0.017983 | -0.78692 | -0.99889 | -1.485 | -0.78692 | -0.80554 | -1.0008 | -1.2714 | -1.8886 | -1.0008 | -1.0241
148 | 0.2 | 0.5 | South/Central | TX | El.Paso.Intl.AP.722700 | 3 | 1163506 | 23.6901 | 15.079 | 44.9389 | 23.6502 | 21.2887 | 913.28 | 3.2969 | -46.84 | 7.0951 | -3.7982 | -59.8471 | 1.9275 | -60.61 | 5.728 | -3.8004 | -77.4291 | 2.3766 | -92.19 | 7.8834 | -5.5068 | -117.5232 | 3.2969 | -46.84 | 7.0951 | -3.7982 | -59.8471 | 3.3668 | -48.05 | 7.2548 | -3.888 | -61.3638 | 0.015394 | 0.36467 | 0.23212 | 0.69177 | 14.0586 | 0.050751 | 0.029672 | 0.036585 | 0.050751 | 0.051827 | -0.72103 | -0.933 | -1.4191 | -0.72103 | -0.73966 | -0.92126 | -1.1919 | -1.8091 | -0.92126 | -0.94461 | 0.015394 | 0.36467 | 0.23212 | 0.69177 | 14.0586 | 0.050751 | 0.029672 | 0.036585 | 0.050751 | 0.051827 | -0.72103 | -0.933 | -1.4191 | -0.72103 | -0.73966 | -0.92126 | -1.1919 | -1.8091 | -0.92126 | -0.94461
149 | 0.22 | 0.5 | South/Central | TX | El.Paso.Intl.AP.722700 | 3 | 1163506 | 24.2298 | 15.029 | 45.4386 | 24.189 | 21.2496 | 917.54 | 2.7971 | -51.1 | 6.5562 | -3.7591 | -65.1916 | 1.4278 | -64.87 | 5.1891 | -3.7613 | -82.7736 | 1.8769 | -96.45 | 7.3446 | -5.4677 | -122.8677 | 2.7971 | -51.1 | 6.5562 | -3.7591 | -65.1916 | 2.867 | -52.31 | 6.7159 | -3.8488 | -66.7083 | 0.015394 | 0.37298 | 0.23135 | 0.69946 | 14.1242 | 0.043058 | 0.021979 | 0.028892 | 0.043058 | 0.044134 | -0.78661 | -0.99858 | -1.4847 | -0.78661 | -0.80524 | -1.0035 | -1.2742 | -1.8914 | -1.0035 | -1.0269 | 0.015394 | 0.37298 | 0.23135 | 0.69946 | 14.1242 | 0.043058 | 0.021979 | 0.028892 | 0.043058 | 0.044134 | -0.78661 | -0.99858 | -1.4847 | -0.78661 | -0.80524 | -1.0035 | -1.2742 | -1.8914 | -1.0035 | -1.0269
150 | 0.24 | 0.5 | South/Central | TX | El.Paso.Intl.AP.722700 | 3 | 1163506 | 24.7595 | 14.989 | 45.9384 | 24.7179 | 21.2204 | 921.98 | 2.2974 | -55.54 | 6.0273 | -3.7299 | -70.8026 | 0.92807 | -69.31 | 4.6602 | -3.7321 | -88.3846 | 1.3772 | -100.89 | 6.8157 | -5.4385 | -128.4787 | 2.2974 | -55.54 | 6.0273 | -3.7299 | -70.8026 | 2.3673 | -56.75 | 6.187 | -3.8197 | -72.3193 | 0.015394 | 0.38114 | 0.23073 | 0.70715 | 14.1926 | 0.035365 | 0.014286 | 0.021199 | 0.035365 | 0.036441 | -0.85496 | -1.0669 | -1.5531 | -0.85496 | -0.87358 | -1.0899 | -1.3606 | -1.9777 | -1.0899 | -1.1133 | 0.015394 | 0.38114 | 0.23073 | 0.70715 | 14.1926 | 0.035365 | 0.014286 | 0.021199 | 0.035365 | 0.036441 | -0.85496 | -1.0669 | -1.5531 | -0.85496 | -0.87358 | -1.0899 | -1.3606 | -1.9777 | -1.0899 | -1.1133
151 | 0.25 | 0.5 | South/Central | TX | El.Paso.Intl.AP.722700 | 3 | 1163506 | 25.0294 | 14.969 | 46.1882 | 24.9873 | 21.2009 | 924.11 | 2.0475 | -57.67 | 5.7579 | -3.7104 | -73.4749 | 0.67819 | -71.44 | 4.3908 | -3.7126 | -91.0568 | 1.1273 | -103.02 | 6.5463 | -5.419 | -131.1509 | 2.0475 | -57.67 | 5.7579 | -3.7104 | -73.4749 | 2.1174 | -58.88 | 5.9176 | -3.8001 | -74.9916 | 0.015394 | 0.38529 | 0.23043 | 0.711 | 14.2253 | 0.031519 | 0.01044 | 0.017353 | 0.031519 | 0.032595 | -0.88775 | -1.0997 | -1.5858 | -0.88775 | -0.90637 | -1.131 | -1.4017 | -2.0189 | -1.131 | -1.1544 | 0.015394 | 0.38529 | 0.23043 | 0.711 | 14.2253 | 0.031519 | 0.01044 | 0.017353 | 0.031519 | 0.032595 | -0.88775 | -1.0997 | -1.5858 | -0.88775 | -0.90637 | -1.131 | -1.4017 | -2.0189 | -1.131 | -1.1544
152 | 0.26 | 0.5 | South/Central | TX | El.Paso.Intl.AP.722700 | 3 | 1163506 | 25.2593 | 14.989 | 46.4481 | 25.2169 | 21.2313 | 927.38 | 1.7876 | -60.94 | 5.5284 | -3.7407 | -77.6161 | 0.41831 | -74.71 | 4.1613 | -3.743 | -95.1981 | 0.86739 | -106.29 | 6.3167 | -5.4493 | -135.2922 | 1.7876 | -60.94 | 5.5284 | -3.7407 | -77.6161 | 1.8576 | -62.15 | 5.6881 | -3.8305 | -79.1328 | 0.015394 | 0.38883 | 0.23073 | 0.715 | 14.2757 | 0.027518 | 0.0064392 | 0.013352 | 0.027518 | 0.028594 | -0.93808 | -1.1501 | -1.6362 | -0.93808 | -0.95671 | -1.1948 | -1.4654 | -2.0826 | -1.1948 | -1.2181 | 0.015394 | 0.38883 | 0.23073 | 0.715 | 14.2757 | 0.027518 | 0.0064392 | 0.013352 | 0.027518 | 0.028594 | -0.93808 | -1.1501 | -1.6362 | -0.93808 | -0.95671 | -1.1948 | -1.4654 | -2.0826 | -1.1948 | -1.2181
153 | 0.27 | 0.5 | South/Central | TX | El.Paso.Intl.AP.722700 | 3 | 1163506 | 25.4792 | 14.999 | 46.698 | 25.4364 | 21.2616 | 930.52 | 1.5377 | -64.08 | 5.3088 | -3.7711 | -81.6297 | 0.1684 | -77.85 | 3.9417 | -3.7733 | -99.2117 | 0.61748 | -109.43 | 6.0972 | -5.4797 | -139.3058 | 1.5377 | -64.08 | 5.3088 | -3.7711 | -81.6297 | 1.6077 | -65.29 | 5.4685 | -3.8609 | -83.1464 | 0.015394 | 0.39222 | 0.23089 | 0.71885 | 14.324 | 0.023671 | 0.0025923 | 0.0095053 | 0.023671 | 0.024747 | -0.98642 | -1.1984 | -1.6845 | -0.98642 | -1.005 | -1.2566 | -1.5272 | -2.1444 | -1.2566 | -1.2799 | 0.015394 | 0.39222 | 0.23089 | 0.71885 | 14.324 | 0.023671 | 0.0025923 | 0.0095053 | 0.023671 | 0.024747 | -0.98642 | -1.1984 | -1.6845 | -0.98642 | -1.005 | -1.2566 | -1.5272 | -2.1444 | -1.2566 | -1.2799
154 | 0.28 | 0.5 | South/Central | TX | El.Paso.Intl.AP.722700 | 3 | 1163506 | 25.6791 | 15.059 | 46.9779 | 25.636 | 21.3419 | 935.04 | 1.2578 | -68.6 | 5.1093 | -3.8514 | -87.3694 | -0.11151 | -82.37 | 3.7421 | -3.8536 | -104.9514 | 0.33758 | -113.95 | 5.8976 | -5.56 | -145.0455 | 1.2578 | -68.6 | 5.1093 | -3.8514 | -87.3694 | 1.3277 | -69.81 | 5.2689 | -3.9412 | -88.8861 | 0.015394 | 0.39529 | 0.23181 | 0.72316 | 14.3936 | 0.019363 | -0.0017165 | 0.0051965 | 0.019363 | 0.020439 | -1.056 | -1.268 | -1.7541 | -1.056 | -1.0746 | -1.3449 | -1.6156 | -2.2328 | -1.3449 | -1.3683 | 0.015394 | 0.39529 | 0.23181 | 0.72316 | 14.3936 | 0.019363 | -0.0017165 | 0.0051965 | 0.019363 | 0.020439 | -1.056 | -1.268 | -1.7541 | -1.056 | -1.0746 | -1.3449 | -1.6156 | -2.2328 | -1.3449 | -1.3683
155 | 0.3 | 0.5 | South/Central | TX | El.Paso.Intl.AP.722700 | 3 | 1163506 | 26.0689 | 15.209 | 47.5777 | 26.0252 | 21.5526 | 945.52 | 0.65803 | -79.08 | 4.7201 | -4.0621 | -100.7031 | -0.71132 | -92.85 | 3.353 | -4.0643 | -118.285 | -0.26223 | -124.43 | 5.5084 | -5.7707 | -158.3791 | 0.65803 | -79.08 | 4.7201 | -4.0621 | -100.7031 | 0.72793 | -80.29 | 4.8798 | -4.1518 | -102.2198 | 0.015394 | 0.40129 | 0.23412 | 0.73239 | 14.5549 | 0.010129 | -0.01095 | -0.0040367 | 0.010129 | 0.011205 | -1.2173 | -1.4293 | -1.9154 | -1.2173 | -1.2359 | -1.5502 | -1.8208 | -2.438 | -1.5502 | -1.5735 | 0.015394 | 0.40129 | 0.23412 | 0.73239 | 14.5549 | 0.010129 | -0.01095 | -0.0040367 | 0.010129 | 0.011205 | -1.2173 | -1.4293 | -1.9154 | -1.2173 | -1.2359 | -1.5502 | -1.8208 | -2.438 | -1.5502 | -1.5735
156 | 0.37 | 0.17 | South/Central | TX | El.Paso.Intl.AP.722700 | 3 | 1163506 | 33.5556 | 10.8191 | 49.3346 | 33.4995 | 15.8351 | 842.41 | -1.0988 | 24.03 | -2.7542 | 1.6554 | 30.4098 | -2.4682 | 10.26 | -4.1213 | 1.6532 | 12.8278 | -2.0191 | -21.32 | -1.9659 | -0.053215 | -27.2663 | -1.0988 | 24.03 | -2.7542 | 1.6554 | 30.4098 | -1.0289 | 22.82 | -2.5946 | 1.5656 | 28.8931 | 0.015394 | 0.51654 | 0.16654 | 0.75943 | 12.9677 | -0.016915 | -0.037994 | -0.031081 | -0.016915 | -0.015839 | 0.36991 | 0.15794 | -0.32819 | 0.36991 | 0.35128 | 0.46811 | 0.19747 | -0.41972 | 0.46811 | 0.44477 | 0.015394 | 0.51654 | 0.16654 | 0.75943 | 12.9677 | -0.016915 | -0.037994 | -0.031081 | -0.016915 | -0.015839 | 0.36991 | 0.15794 | -0.32819 | 0.36991 | 0.35128 | 0.46811 | 0.19747 | -0.41972 | 0.46811 | 0.44477
157 | 0.37 | 0.19 | South/Central | TX | El.Paso.Intl.AP.722700 | 3 | 1163506 | 32.9959 | 11.1191 | 49.1748 | 32.9406 | 16.2342 | 849.25 | -0.93904 | 17.19 | -2.1954 | 1.2563 | 21.7344 | -2.3084 | 3.42 | -3.5625 | 1.2541 | 4.1525 | -1.8593 | -28.16 | -1.407 | -0.45226 | -35.9417 | -0.93904 | 17.19 | -2.1954 | 1.2563 | 21.7344 | -0.86913 | 15.98 | -2.0357 | 1.1666 | 20.2177 | 0.015394 | 0.50792 | 0.17116 | 0.75698 | 13.073 | -0.014455 | -0.035534 | -0.028621 | -0.014455 | -0.013379 | 0.26462 | 0.052646 | -0.43348 | 0.26462 | 0.24599 | 0.33457 | 0.063921 | -0.55327 | 0.33457 | 0.31122 | 0.015394 | 0.50792 | 0.17116 | 0.75698 | 13.073 | -0.014455 | -0.035534 | -0.028621 | -0.014455 | -0.013379 | 0.26462 | 0.052646 | -0.43348 | 0.26462 | 0.24599 | 0.33457 | 0.063921 | -0.55327 | 0.33457 | 0.31122
158 | 0.37 | 0.2 | South/Central | TX | El.Paso.Intl.AP.722700 | 3 | 1163506 | 32.726 | 11.2691 | 49.0949 | 32.6712 | 16.4237 | 852.48 | -0.85916 | 13.96 | -1.926 | 1.0668 | 17.6644 | -2.2285 | 0.19 | -3.2931 | 1.0646 | 0.082433 | -1.7794 | -31.39 | -1.1376 | -0.64181 | -40.0117 | -0.85916 | 13.96 | -1.926 | 1.0668 | 17.6644 | -0.78925 | 12.75 | -1.7663 | 0.97704 | 16.1477 | 0.015394 | 0.50377 | 0.17347 | 0.75575 | 13.1227 | -0.013226 | -0.034305 | -0.027392 | -0.013226 | -0.012149 | 0.21489 | 0.0029248 | -0.4832 | 0.21489 | 0.19627 | 0.27192 | 0.0012689 | -0.61592 | 0.27192 | 0.24857 | 0.015394 | 0.50377 | 0.17347 | 0.75575 | 13.1227 | -0.013226 | -0.034305 | -0.027392 | -0.013226 | -0.012149 | 0.21489 | 0.0029248 | -0.4832 | 0.21489 | 0.19627 | 0.27192 | 0.0012689 | -0.61592 | 0.27192 | 0.24857
159 | 0.37 | 0.23 | South/Central | TX | El.Paso.Intl.AP.722700 | 3 | 1163506 | 31.9663 | 11.7191 | 48.9252 | 31.9128 | 17.0124 | 863.24 | -0.68948 | 3.2 | -1.1675 | 0.47807 | 4.0202 | -2.0588 | -10.57 | -2.5347 | 0.47586 | -13.5617 | -1.6097 | -42.15 | -0.3792 | -1.2305 | -53.6558 | -0.68948 | 3.2 | -1.1675 | 0.47807 | 4.0202 | -0.61957 | 1.99 | -1.0079 | 0.38831 | 2.5035 | 0.015394 | 0.49208 | 0.1804 | 0.75313 | 13.2883 | -0.010614 | -0.031693 | -0.02478 | -0.010614 | -0.0095374 | 0.049259 | -0.16271 | -0.64884 | 0.049259 | 0.030633 | 0.061886 | -0.20876 | -0.82595 | 0.061886 | 0.038538 | 0.015394 | 0.49208 | 0.1804 | 0.75313 | 13.2883 | -0.010614 | -0.031693 | -0.02478 | -0.010614 | -0.0095374 | 0.049259 | -0.16271 | -0.64884 | 0.049259 | 0.030633 | 0.061886 | -0.20876 | -0.82595 | 0.061886 | 0.038538
160 | 0.37 | 0.25 | South/Central | TX | El.Paso.Intl.AP.722700 | 3 | 1163506 | 31.5065 | 12.0091 | 48.8454 | 31.4538 | 17.3917 | 870.47 | -0.60967 | -4.03 | -0.70851 | 0.09884 | -5.1463 | -1.979 | -17.8 | -2.0756 | 0.096625 | -22.7282 | -1.5299 | -49.38 | 0.079839 | -1.6098 | -62.8223 | -0.60967 | -4.03 | -0.70851 | 0.09884 | -5.1463 | -0.53976 | -5.24 | -0.54884 | 0.009082 | -6.663 | 0.015394 | 0.485 | 0.18486 | 0.75191 | 13.3996 | -0.009385 | -0.030464 | -0.023551 | -0.009385 | -0.0083089 | -0.062036 | -0.27401 | -0.76013 | -0.062036 | -0.080662 | -0.079219 | -0.34987 | -0.96706 | -0.079219 | -0.10257 | 0.015394 | 0.485 | 0.18486 | 0.75191 | 13.3996 | -0.009385 | -0.030464 | -0.023551 | -0.009385 | -0.0083089 | -0.062036 | -0.27401 | -0.76013 | -0.062036 | -0.080662 | -0.079219 | -0.34987 | -0.96706 | -0.079219 | -0.10257
161 | 0.4 | 0.17 | South/Central | TX | El.Paso.Intl.AP.722700 | 3 | 1163506 | 34.3752 | 10.8191 | 50.1842 | 34.3177 | 15.8664 | 851.57 | -1.9484 | 14.87 | -3.5725 | 1.6241 | 18.6966 | -3.3178 | 1.1 | -4.9396 | 1.6219 | 1.1147 | -2.8687 | -30.48 | -2.7841 | -0.084538 | -38.9795 | -1.9484 | 14.87 | -3.5725 | 1.6241 | 18.6966 | -1.8785 | 13.66 | -3.4128 | 1.5343 | 17.1799 | 0.015394 | 0.52916 | 0.16654 | 0.77251 | 13.1087 | -0.029993 | -0.051072 | -0.044159 | -0.029993 | -0.028917 | 0.2289 | 0.016933 | -0.4692 | 0.2289 | 0.21028 | 0.28781 | 0.017159 | -0.60003 | 0.28781 | 0.26446 | 0.015394 | 0.52916 | 0.16654 | 0.77251 | 13.1087 | -0.029993 | -0.051072 | -0.044159 | -0.029993 | -0.028917 | 0.2289 | 0.016933 | -0.4692 | 0.2289 | 0.21028 | 0.28781 | 0.017159 | -0.60003 | 0.28781 | 0.26446
162 | 0.4 | 0.19 | South/Central | TX | El.Paso.Intl.AP.722700 | 3 | 1163506 | 33.8055 | 11.1191 | 50.0044 | 33.7489 | 16.2555 | 858 | -1.7687 | 8.44 | -3.0037 | 1.235 | 10.5455 | -3.138 | -5.33 | -4.3708 | 1.2328 | -7.0364 | -2.6889 | -36.91 | -2.2153 | -0.47358 | -47.1305 | -1.7687 | 8.44 | -3.0037 | 1.235 | 10.5455 | -1.6988 | 7.23 | -2.844 | 1.1453 | 9.0288 | 0.015394 | 0.52039 | 0.17116 | 0.76975 | 13.2077 | -0.027226 | -0.048305 | -0.041392 | -0.027226 | -0.02615 | 0.12992 | -0.082048 | -0.56818 | 0.12992 | 0.1113 | 0.16233 | -0.10832 | -0.72551 | 0.16233 | 0.13899 | 0.015394 | 0.52039 | 0.17116 | 0.76975 | 13.2077 | -0.027226 | -0.048305 | -0.041392 | -0.027226 | -0.02615 | 0.12992 | -0.082048 | -0.56818 | 0.12992 | 0.1113 | 0.16233 | -0.10832 | -0.72551 | 0.16233 | 0.13899
163 | 0.4 | 0.2 | South/Central | TX | El.Paso.Intl.AP.722700 | 3 | 1163506 | 33.5356 | 11.2591 | 49.9246 | 33.4795 | 16.4451 | 861.21 | -1.6888 | 5.23 | -2.7343 | 1.0455 | 6.4747 | -3.0581 | -8.54 | -4.1014 | 1.0432 | -11.1073 | -2.6091 | -40.12 | -1.9459 | -0.66316 | -51.2014 | -1.6888 | 5.23 | -2.7343 | 1.0455 | 6.4747 | -1.6189 | 4.02 | -2.5746 | 0.95569 | 4.958 | 0.015394 | 0.51623 | 0.17332 | 0.76852 | 13.2571 | -0.025997 | -0.047076 | -0.040163 | -0.025997 | -0.024921 | 0.080508 | -0.13146 | -0.61759 | 0.080508 | 0.061882 | 0.099668 | -0.17098 | -0.78817 | 0.099668 | 0.076321 | 0.015394 | 0.51623 | 0.17332 | 0.76852 | 13.2571 | -0.025997 | -0.047076 | -0.040163 | -0.025997 | -0.024921 | 0.080508 | -0.13146 | -0.61759 | 0.080508 | 0.061882 | 0.099668 | -0.17098 | -0.78817 | 0.099668 | 0.076321
164 | 0.4 | 0.23 | South/Central | TX | El.Paso.Intl.AP.722700 | 3 | 1163506 | 32.7759 | 11.6991 | 49.7449 | 32.7211 | 17.0238 | 871.66 | -1.5091 | -5.22 | -1.9758 | 0.46675 | -6.772 | -2.8784 | -18.99 | -3.343 | 0.46453 | -24.354 | -2.4294 | -50.57 | -1.1875 | -1.2419 | -64.4481 | -1.5091 | -5.22 | -1.9758 | 0.46675 | -6.772 | -1.4392 | -6.43 | -1.8162 | 0.37699 | -8.2887 | 0.015394 | 0.50454 | 0.18009 | 0.76575 | 13.4179 | -0.02323 | -0.044309 | -0.037396 | -0.02323 | -0.022154 | -0.080354 | -0.29232 | -0.77845 | -0.080354 | -0.098981 | -0.10425 | -0.37489 | -0.99209 | -0.10425 | -0.12759 | 0.015394 | 0.50454 | 0.18009 | 0.76575 | 13.4179 | -0.02323 | -0.044309 | -0.037396 | -0.02323 | -0.022154 | -0.080354 | -0.29232 | -0.77845 | -0.080354 | -0.098981 | -0.10425 | -0.37489 | -0.99209 | -0.10425 | -0.12759
165 | 0.4 | 0.25 | South/Central | TX | El.Paso.Intl.AP.722700 | 3 | 1163506 | 32.3061 | 11.9991 | 49.6651 | 32.2521 | 17.413 | 879.1 | -1.4293 | -12.66 | -1.5068 | 0.07754 | -16.2066 | -2.7986 | -26.43 | -2.874 | 0.075325 | -33.7885 | -2.3496 | -58.01 | -0.71848 | -1.6311 | -73.8826 | -1.4293 | -12.66 | -1.5068 | 0.07754 | -16.2066 | -1.3594 | -13.87 | -1.3472 | -0.012218 | -17.7233 | 0.015394 | 0.49731 | 0.18471 | 0.76452 | 13.5325 | -0.022002 | -0.043081 | -0.036168 | -0.022002 | -0.020926 | -0.19488 | -0.40685 | -0.89298 | -0.19488 | -0.21351 | -0.24948 | -0.52013 | -1.1373 | -0.24948 | -0.27282 | 0.015394 | 0.49731 | 0.18471 | 0.76452 | 13.5325 | -0.022002 | -0.043081 | -0.036168 | -0.022002 | -0.020926 | -0.19488 | -0.40685 | -0.89298 | -0.19488 | -0.21351 | -0.24948 | -0.52013 | -1.1373 | -0.24948 | -0.27282
166 | 0.21 | 0.17 | South/Central | TX | El.Paso.Intl.AP.722700 | 3 | 1163506 | 28.8679 | 10.8991 | 44.5868 | 28.8193 | 15.7675 | 793.4 | 3.649 | 73.04 | 1.9259 | 1.723 | 92.9805 | 2.2796 | 59.27 | 0.55882 | 1.7208 | 75.3985 | 2.7287 | 27.69 | 2.7143 | 0.014413 | 35.3044 | 3.649 | 73.04 | 1.9259 | 1.723 | 92.9805 | 3.7189 | 71.83 | 2.0856 | 1.6333 | 91.4638 | 0.015394 | 0.44438 | 0.16778 | 0.68635 | 12.2132 | 0.056171 | 0.035092 | 0.042005 | 0.056171 | 0.057247 | 1.1243 | 0.91238 | 0.42625 | 1.1243 | 1.1057 | 1.4313 | 1.1607 | 0.54346 | 1.4313 | 1.408 | 0.015394 | 0.44438 | 0.16778 | 0.68635 | 12.2132 | 0.056171 | 0.035092 | 0.042005 | 0.056171 | 0.057247 | 1.1243 | 0.91238 | 0.42625 | 1.1243 | 1.1057 | 1.4313 | 1.1607 | 0.54346 | 1.4313 | 1.408
167 | 0.21 | 0.19 | South/Central | TX | El.Paso.Intl.AP.722700 | 3 | 1163506 | 28.3481 | 11.2091 | 44.477 | 28.3004 | 16.1766 | 800.94 | 3.7588 | 65.5 | 2.4449 | 1.3139 | 83.3962 | 2.3895 | 51.73 | 1.0777 | 1.3117 | 65.8142 | 2.8385 | 20.15 | 3.2332 | -0.39467 | 25.7201 | 3.7588 | 65.5 | 2.4449 | 1.3139 | 83.3962 | 3.8287 | 64.29 | 2.6045 | 1.2242 | 81.8795 | 0.015394 | 0.43638 | 0.17255 | 0.68466 | 12.3293 | 0.057861 | 0.036782 | 0.043695 | 0.057861 | 0.058937 | 1.0083 | 0.79631 | 0.31018 | 1.0083 | 0.98965 | 1.2838 | 1.0131 | 0.39592 | 1.2838 | 1.2604 | 0.015394 | 0.43638 | 0.17255 | 0.68466 | 12.3293 | 0.057861 | 0.036782 | 0.043695 | 0.057861 | 0.058937 | 1.0083 | 0.79631 | 0.31018 | 1.0083 | 0.98965 | 1.2838 | 1.0131 | 0.39592 | 1.2838 | 1.2604
168 | 0.21 | 0.2 | South/Central | TX | El.Paso.Intl.AP.722700 | 3 | 1163506 | 28.0982 | 11.3591 | 44.4171 | 28.0509 | 16.3662 | 804.35 | 3.8187 | 62.09 | 2.6943 | 1.1243 | 79.0682 | 2.4493 | 48.32 | 1.3272 | 1.1221 | 61.4862 | 2.8984 | 16.74 | 3.4827 | -0.58429 | 21.3921 | 3.8187 | 62.09 | 2.6943 | 1.1243 | 79.0682 | 3.8886 | 60.88 | 2.854 | 1.0346 | 77.5515 | 0.015394 | 0.43253 | 0.17486 | 0.68374 | 12.3818 | 0.058783 | 0.037704 | 0.044617 | 0.058783 | 0.059859 | 0.95579 | 0.74382 | 0.25769 | 0.95579 | 0.93716 | 1.2171 | 0.94649 | 0.3293 | 1.2171 | 1.1938 | 0.015394 | 0.43253 | 0.17486 | 0.68374 | 12.3818 | 0.058783 | 0.037704 | 0.044617 | 0.058783 | 0.059859 | 0.95579 | 0.74382 | 0.25769 | 0.95579 | 0.93716 | 1.2171 | 0.94649 | 0.3293 | 1.2171 | 1.1938
169 | 0.21 | 0.23 | South/Central | TX | El.Paso.Intl.AP.722700 | 3 | 1163506 | 27.3885 | 11.8291 | 44.3274 | 27.3424 | 16.985 | 816.5 | 3.9084 | 49.94 | 3.4028 | 0.50553 | 63.5933 | 2.539 | 36.17 | 2.0357 | 0.50332 | 46.0113 | 2.9881 | 4.59 | 4.1912 | -1.2031 | 5.9172 | 3.9084 | 49.94 | 3.4028 | 0.50553 | 63.5933 | 3.9783 | 48.73 | 3.5625 | 0.41578 | 62.0766 | 0.015394 | 0.42161 | 0.18209 | 0.68236 | 12.5688 | 0.060164 | 0.039085 | 0.045998 | 0.060164 | 0.06124 | 0.76875 | 0.55679 | 0.070656 | 0.76875 | 0.75013 | 0.97893 | 0.70828 | 0.091087 | 0.97893 | 0.95558 | 0.015394 | 0.42161 | 0.18209 | 0.68236 | 12.5688 | 0.060164 | 0.039085 | 0.045998 | 0.060164 | 0.06124 | 0.76875 | 0.55679 | 0.070656 | 0.76875 | 0.75013 | 0.97893 | 0.70828 | 0.091087 | 0.97893 | 0.95558
170 | 0.21 | 0.25 | South/Central | TX | El.Paso.Intl.AP.722700 | 3 | 1163506 | 26.9587 | 12.149 | 44.3175 | 26.9133 | 17.4042 | 825.23 | 3.9182 | 41.21 | 3.8319 | 0.086285 | 52.4566 | 2.5489 | 27.44 | 2.4648 | 0.08407 | 34.8747 | 2.998 | -4.14 | 4.6203 | -1.6223 | -5.2194 | 3.9182 | 41.21 | 3.8319 | 0.086285 | 52.4566 | 3.9881 | 40 | 3.9916 | -0.003473 | 50.9399 | 0.015394 | 0.41499 | 0.18702 | 0.6822 | 12.7032 | 0.060316 | 0.039236 | 0.046149 | 0.060316 | 0.061392 | 0.63437 | 0.4224 | -0.063729 | 0.63437 | 0.61574 | 0.80749 | 0.53685 | -0.080346 | 0.80749 | 0.78415 | 0.015394 | 0.41499 | 0.18702 | 0.6822 | 12.7032 | 0.060316 | 0.039236 | 0.046149 | 0.060316 | 0.061392 | 0.63437 | 0.4224 | -0.063729 | 0.63437 | 0.61574 | 0.80749 | 0.53685 | -0.080346 | 0.80749 | 0.78415
171 | 0.21 | 0.27 | South/Central | TX | El.Paso.Intl.AP.722700 | 3 | 1163506 | 26.5588 | 12.4591 | 44.3177 | 26.5141 | 17.8036 | 833.66 | 3.918 | 32.78 | 4.2311 | -0.31307 | 41.7258 | 2.5487 | 19.01 | 2.864 | -0.31529 | 24.1438 | 2.9978 | -12.57 | 5.0195 | -2.0217 | -15.9503 | 3.918 | 32.78 | 4.2311 | -0.31307 | 41.7258 | 3.9879 | 31.57 | 4.3908 | -0.40283 | 40.2091 | 0.015394 | 0.40884 | 0.19179 | 0.68221 | 12.833 | 0.060313 | 0.039233 | 0.046146 | 0.060313 | 0.061389 | 0.5046 | 0.29263 | -0.1935 | 0.5046 | 0.48597 | 0.64231 | 0.37166 | -0.24553 | 0.64231 | 0.61896 | 0.015394 | 0.40884 | 0.19179 | 0.68221 | 12.833 | 0.060313 | 0.039233 | 0.046146 | 0.060313 | 0.061389 | 0.5046 | 0.29263 | -0.1935 | 0.5046 | 0.48597 | 0.64231 | 0.37166 | -0.24553 | 0.64231 | 0.61896
172 | 0.21 | 0.3 | South/Central | TX | El.Paso.Intl.AP.722700 | 3 | 1163506 | 25.9991 | 12.939 | 44.3879 | 25.9553 | 18.4326 | 847.63 | 3.8478 | 18.81 | 4.7899 | -0.9421 | 23.9293 | 2.4785 | 5.04 | 3.4228 | -0.94431 | 6.3473 | 2.9276 | -26.54 | 5.5783 | -2.6507 | -33.7468 | 3.8478 | 18.81 | 4.7899 | -0.9421 | 23.9293 | 3.9177 | 17.6 | 4.9496 | -1.0319 | 22.4126 | 0.015394 | 0.40022 | 0.19918 | 0.68329 | 13.048 | 0.059232 | 0.038153 | 0.045066 | 0.059232 | 0.060308 | 0.28955 | 0.077584 | -0.40855 | 0.28955 | 0.27093 | 0.36836 | 0.097708 | -0.51948 | 0.36836 | 0.34501 | 0.015394 | 0.40022 | 0.19918 | 0.68329 | 13.048 | 0.059232 | 0.038153 | 0.045066 | 0.059232 | 0.060308 | 0.28955 | 0.077584 | -0.40855 | 0.28955 | 0.27093 | 0.36836 | 0.097708 | -0.51948 | 0.36836 | 0.34501
173 | 0.21 | 0.32 | South/Central | TX | El.Paso.Intl.AP.722700 | 3 | 1163506 | 25.6592 | 13.2491 | 44.4581 | 25.616 | 18.8421 | 856.98 | 3.7777 | 9.46 | 5.1292 | -1.3516 | 12.0318 | 2.4083 | -4.31 | 3.7621 | -1.3538 | -5.5502 | 2.8574 | -35.89 | 5.9176 | -3.0602 | -45.6443 | 3.7777 | 9.46 | 5.1292 | -1.3516 | 12.0318 | 3.8476 | 8.25 | 5.2889 | -1.4413 | 10.5151 | 0.015394 | 0.39499 | 0.20395 | 0.68437 | 13.192 | 0.058152 | 0.037073 | 0.043986 | 0.058152 | 0.059228 | 0.14562 | -0.066346 | -0.55247 | 0.14562 | 0.127 | 0.18521 | -0.085437 | -0.70263 | 0.18521 | 0.16186 | 0.015394 | 0.39499 | 0.20395 | 0.68437 | 13.192 | 0.058152 | 0.037073 | 0.043986 | 0.058152 | 0.059228 | 0.14562 | -0.066346 | -0.55247 | 0.14562 | 0.127 | 0.18521 | -0.085437 | -0.70263 | 0.18521 | 0.16186
174 | 0.21 | 0.35 | South/Central | TX | El.Paso.Intl.AP.722700 | 3 | 1163506 | 25.1794 | 13.769 | 44.6683 | 25.137 | 19.5312 | 873.59 | 3.5675 | -7.15 | 5.6082 | -2.0407 | -9.1708 | 2.1982 | -20.92 | 4.2411 | -2.0429 | -26.7528 | 2.6472 | -52.5 | 6.3966 | -3.7493 | -66.8469 | 3.5675 | -7.15 | 5.6082 | -2.0407 | -9.1708 | 3.6374 | -8.36 | 5.7679 | -2.1305 | -10.6875 | 0.015394 | 0.3876 | 0.21195 | 0.6876 | 13.4477 | 0.054917 | 0.033838 | 0.040751 | 0.054917 | 0.055993 | -0.11006 | -0.32203 | -0.80816 | -0.11006 | -0.12869 | -0.14117 | -0.41182 | -1.029 | -0.14117 | -0.16452 | 0.015394 | 0.3876 | 0.21195 | 0.6876 | 13.4477 | 0.054917 | 0.033838 | 0.040751 | 0.054917 | 0.055993 | -0.11006 | -0.32203 | -0.80816 | -0.11006 | -0.12869 | -0.14117 | -0.41182 | -1.029 | -0.14117 | -0.16452
175 | 0.21 | 0.37 | South/Central | TX | El.Paso.Intl.AP.722700 | 3 | 1163506 | 25.1994 | 13.659 | 44.5583 | 25.157 | 19.4013 | 869.75 | 3.6775 | -3.31 | 5.5883 | -1.9108 | -4.2728 | 2.3082 | -17.08 | 4.2211 | -1.913 | -21.8547 | 2.7572 | -48.66 | 6.3766 | -3.6194 | -61.9488 | 3.6775 | -3.31 | 5.5883 | -1.9108 | -4.2728 | 3.7474 | -4.52 | 5.7479 | -2.0005 | -5.7895 | 0.015394 | 0.38791 | 0.21026 | 0.68591 | 13.3885 | 0.05661 | 0.035531 | 0.042444 | 0.05661 | 0.057686 | -0.050953 | -0.26292 | -0.74905 | -0.050953 | -0.069579 | -0.065773 | -0.33642 | -0.95361 | -0.065773 | -0.089121 | 0.015394 | 0.38791 | 0.21026 | 0.68591 | 13.3885 | 0.05661 | 0.035531 | 0.042444 | 0.05661 | 0.057686 | -0.050953 | -0.26292 | -0.74905 | -0.050953 | -0.069579 | -0.065773 | -0.33642 | -0.95361 | -0.065773 | -0.089121
176 | 0.21 | 0.4 | South/Central | TX | El.Paso.Intl.AP.722700 | 3 | 1163506 | 25.0495 | 13.719 | 44.4983 | 25.0073 | 19.491 | 871.07 | 3.7374 | -4.63 | 5.7379 | -2.0005 | -5.9164 | 2.3681 | -18.4 | 4.3708 | -2.0027 | -23.4983 | 2.8172 | -49.98 | 6.5263 | -3.7091 | -63.5924 | 3.7374 | -4.63 | 5.7379 | -2.0005 | -5.9164 | 3.8073 | -5.84 | 5.8976 | -2.0903 | -7.4331 | 0.015394 | 0.3856 | 0.21118 | 0.68499 | 13.4089 | 0.057533 | 0.036453 | 0.043366 | 0.057533 | 0.058609 | -0.071272 | -0.28324 | -0.76937 | -0.071272 | -0.089898 | -0.091074 | -0.36172 | -0.97891 | -0.091074 | -0.11442 | 0.015394 | 0.3856 | 0.21118 | 0.68499 | 13.4089 | 0.057533 | 0.036453 | 0.043366 | 0.057533 | 0.058609 | -0.071272 | -0.28324 | -0.76937 | -0.071272 | -0.089898 | -0.091074 | -0.36172 | -0.97891 | -0.091074 | -0.11442
177 | 0.21 | 0.42 | South/Central | TX | El.Paso.Intl.AP.722700 | 3 | 1163506 | 24.8696 | 13.909 | 44.5684 | 24.8277 | 19.7407 | 877.02 | 3.6674 | -10.58 | 5.9176 | -2.2502 | -13.521 | 2.298 | -24.35 | 4.5504 | -2.2524 | -31.1029 | 2.7471 | -55.93 | 6.7059 | -3.9588 | -71.1971 | 3.6674 | -10.58 | 5.9176 | -2.2502 | -13.521 | 3.7373 | -11.79 | 6.0772 | -2.34 | -15.0377 | 0.015394 | 0.38283 | 0.21411 | 0.68607 | 13.5005 | 0.056454 | 0.035375 | 0.042288 | 0.056454 | 0.05753 | -0.16286 | -0.37483 | -0.86096 | -0.16286 | -0.18149 | -0.20814 | -0.47879 | -1.096 | -0.20814 | -0.23148 | 0.015394 | 0.38283 | 0.21411 | 0.68607 | 13.5005 | 0.056454 | 0.035375 | 0.042288 | 0.056454 | 0.05753 | -0.16286 | -0.37483 | -0.86096 | -0.16286 | -0.18149 | -0.20814 | -0.47879 | -1.096 | -0.20814 | -0.23148
178 | 0.21 | 0.45 | South/Central | TX | El.Paso.Intl.AP.722700 | 3 | 1163506 | 24.6097 | 14.239 | 44.7585 | 24.5682 | 20.1902 | 888.39 | 3.4773 | -21.95 | 6.177 | -2.6997 | -28.0295 | 2.1079 | -35.72 | 4.8099 | -2.7019 | -45.6115 | 2.557 | -67.3 | 6.9654 | -4.4083 | -85.7056 | 3.4773 | -21.95 | 6.177 | -2.6997 | -28.0295 | 3.5472 | -23.16 | 6.3367 | -2.7895 | -29.5463 | 0.015394 | 0.37883 | 0.21919 | 0.68899 | 13.6755 | 0.053528 | 0.032449 | 0.039362 | 0.053528 | 0.054604 | -0.33789 | -0.54986 | -1.036 | -0.33789 | -0.35651 | -0.43147 | -0.70212 | -1.3193 | -0.43147 | -0.45482 | 0.015394 | 0.37883 | 0.21919 | 0.68899 | 13.6755 | 0.053528 | 0.032449 | 0.039362 | 0.053528 | 0.054604 | -0.33789 | -0.54986 | -1.036 | -0.33789 | -0.35651 | -0.43147 | -0.70212 | -1.3193 | -0.43147 | -0.45482
179 | 0.21 | 0.47 | South/Central | TX | El.Paso.Intl.AP.722700 | 3 | 1163506 | 24.3398 | 14.569 | 44.9186 | 24.2988 | 20.6198 | 899.04 | 3.3172 | -32.6 | 6.4465 | -3.1293 | -41.6174 | 1.9478 | -46.37 | 5.0793 | -3.1315 | -59.1993 | 2.3969 | -77.95 | 7.2348 | -4.8379 | -99.2934 | 3.3172 | -32.6 | 6.4465 | -3.1293 | -41.6174 | 3.3871 | -33.81 | 6.6061 | -3.219 | -43.1341 | 0.015394 | 0.37468 | 0.22427 | 0.69146 | 13.8394 | 0.051063 | 0.029984 | 0.036897 | 0.051063 | 0.052139 | -0.50183 | -0.7138 | -1.1999 | -0.50183 | -0.52046 | -0.64064 | -0.91129 | -1.5285 | -0.64064 | -0.66399 | 0.015394 | 0.37468 | 0.22427 | 0.69146 | 13.8394 | 0.051063 | 0.029984 | 0.036897 | 0.051063 | 0.052139 | -0.50183 | -0.7138 | -1.1999 | -0.50183 | -0.52046 | -0.64064 | -0.91129 | -1.5285 | -0.64064 | -0.66399
180 | 0.21 | 0.5 | South/Central | TX | El.Paso.Intl.AP.722700 | 3 | 1163506 | 23.9599 | 15.049 | 45.1788 | 23.9196 | 21.2592 | 915.08 | 3.057 | -48.64 | 6.8257 | -3.7686 | -62.1229 | 1.6877 | -62.41 | 5.4585 | -3.7709 | -79.7048 | 2.1367 | -93.99 | 7.614 | -5.4773 | -119.7989 | 3.057 | -48.64 | 6.8257 | -3.7686 | -62.1229 | 3.1269 | -49.85 | 6.9853 | -3.8584 | -63.6396 | 0.015394 | 0.36883 | 0.23166 | 0.69546 | 14.0863 | 0.047058 | 0.025979 | 0.032892 | 0.047058 | 0.048134 | -0.74874 | -0.96071 | -1.4468 | -0.74874 | -0.76737 | -0.95629 | -1.2269 | -1.8441 | -0.95629 | -0.97964 | 0.015394 | 0.36883 | 0.23166 | 0.69546 | 14.0863 | 0.047058 | 0.025979 | 0.032892 | 0.047058 | 0.048134 | -0.74874 | -0.96071 | -1.4468 | -0.74874 | -0.76737 | -0.95629 | -1.2269 | -1.8441 | -0.95629 | -0.97964
181 | 0.23 | 0.17 | South/Central | TX | El.Paso.Intl.AP.722700 | 3 | 1163506 | 29.4776 | 10.8891 | 45.2065 | 29.428 | 15.7785 | 799.88 | 3.0293 | 66.56 | 1.3172 | 1.712 | 84.7559 | 1.6599 | 52.79 | -0.049902 | 1.7098 | 67.1739 | 2.109 | 21.21 | 2.1056 | 0.003438 | 27.0798 | 3.0293 | 66.56 | 1.3172 | 1.712 | 84.7559 | 3.0992 | 65.35 | 1.4769 | 1.6223 | 83.2392 | 0.015394 | 0.45376 | 0.16762 | 0.69589 | 12.313 | 0.046631 | 0.025552 | 0.032465 | 0.046631 | 0.047707 | 1.0246 | 0.81263 | 0.3265 | 1.0246 | 1.006 | 1.3047 | 1.034 | 0.41685 | 1.3047 | 1.2813 | 0.015394 | 0.45376 | 0.16762 | 0.69589 | 12.313 | 0.046631 | 0.025552 | 0.032465 | 0.046631 | 0.047707 | 1.0246 | 0.81263 | 0.3265 | 1.0246 | 1.006 | 1.3047 | 1.034 | 0.41685 | 1.3047 | 1.2813
182 | 0.23 | 0.19 | South/Central | TX | El.Paso.Intl.AP.722700 | 3 | 1163506 | 28.9478 | 11.1991 | 45.0767 | 28.8991 | 16.1776 | 806.99 | 3.1591 | 59.45 | 1.8461 | 1.313 | 75.6957 | 1.7897 | 45.68 | 0.47899 | 1.3107 | 58.1138 | 2.2388 | 14.1 | 2.6345 | -0.39565 | 18.0197 | 3.1591 | 59.45 | 1.8461 | 1.313 | 75.6957 | 3.229 | 58.24 | 2.0058 | 1.2232 | 74.179 | 0.015394 | 0.44561 | 0.17239 | 0.69389 | 12.4224 | 0.048629 | 0.02755 | 0.034463 | 0.048629 | 0.049706 | 0.91515 | 0.70318 | 0.21705 | 0.91515 | 0.89652 | 1.1652 | 0.89458 | 0.27739 | 1.1652 | 1.1419 | 0.015394 | 0.44561 | 0.17239 | 0.69389 | 12.4224 | 0.048629 | 0.02755 | 0.034463 | 0.048629 | 0.049706 | 0.91515 | 0.70318 | 0.21705 | 0.91515 | 0.89652 | 1.1652 | 0.89458 | 0.27739 | 1.1652 | 1.1419
183 | 0.23 | 0.2 | South/Central | TX | El.Paso.Intl.AP.722700 | 3 | 1163506 | 28.6979 | 11.3491 | 45.0268 | 28.6497 | 16.3772 | 810.69 | 3.2089 | 55.75 | 2.0956 | 1.1133 | 70.9713 | 1.8396 | 41.98 | 0.72846 | 1.1111 | 53.3894 | 2.2887 | 10.4 | 2.8839 | -0.59526 | 13.2952 | 3.2089 | 55.75 | 2.0956 | 1.1133 | 70.9713 | 3.2788 | 54.54 | 2.2553 | 1.0236 | 69.4546 | 0.015394 | 0.44176 | 0.1747 | 0.69312 | 12.4794 | 0.049397 | 0.028318 | 0.035231 | 0.049397 | 0.050473 | 0.85819 | 0.64622 | 0.16009 | 0.85819 | 0.83956 | 1.0925 | 0.82185 | 0.20466 | 1.0925 | 1.0692 | 0.015394 | 0.44176 | 0.1747 | 0.69312 | 12.4794 | 0.049397 | 0.028318 | 0.035231 | 0.049397 | 0.050473 | 0.85819 | 0.64622 | 0.16009 | 0.85819 | 0.83956 | 1.0925 | 0.82185 | 0.20466 | 1.0925 | 1.0692
184 | 0.23 | 0.23 | South/Central | TX | El.Paso.Intl.AP.722700 | 3 | 1163506 | 27.9782 | 11.8191 | 44.9271 | 27.9312 | 16.9959 | 822.76 | 3.3087 | 43.68 | 2.8141 | 0.49458 | 55.6249 | 1.9393 | 29.91 | 1.447 | 0.49237 | 38.043 | 2.3884 | -1.67 | 3.6024 | -1.214 | -2.0511 | 3.3087 | 43.68 | 2.8141 | 0.49458 | 55.6249 | 3.3786 | 42.47 | 2.9737 | 0.40482 | 54.1082 | 0.015394 | 0.43068 | 0.18194 | 0.69159 | 12.6652 | 0.050932 | 0.029853 | 0.036766 | 0.050932 | 0.052008 | 0.67239 | 0.46042 | -0.025707 | 0.67239 | 0.65376 | 0.85627 | 0.58562 | -0.031574 | 0.85627 | 0.83292 | 0.015394 | 0.43068 | 0.18194 | 0.69159 | 12.6652 | 0.050932 | 0.029853 | 0.036766 | 0.050932 | 0.052008 | 0.67239 | 0.46042 | -0.025707 | 0.67239 | 0.65376 | 0.85627 | 0.58562 | -0.031574 | 0.85627 | 0.83292
185 | 0.23 | 0.25 | South/Central | TX | El.Paso.Intl.AP.722700 | 3 | 1163506 | 27.5484 | 12.129 | 44.8973 | 27.5021 | 17.3952 | 830.9 | 3.3385 | 35.54 | 3.2432 | 0.095308 | 45.2805 | 1.9691 | 21.77 | 1.8761 | 0.093093 | 27.6986 | 2.4182 | -9.81 | 4.0315 | -1.6133 | -12.3955 | 3.3385 | 35.54 | 3.2432 | 0.095308 | 45.2805 | 3.4084 | 34.33 | 3.4028 | 0.00555 | 43.7638 | 0.015394 | 0.42407 | 0.18671 | 0.69113 | 12.7905 | 0.051391 | 0.030312 | 0.037225 | 0.051391 | 0.052467 | 0.54709 | 0.33512 | -0.15101 | 0.54709 | 0.52846 | 0.69703 | 0.42638 | -0.19081 | 0.69703 | 0.67368 | 0.015394 | 0.42407 | 0.18671 | 0.69113 | 12.7905 | 0.051391 | 0.030312 | 0.037225 | 0.051391 | 0.052467 | 0.54709 | 0.33512 | -0.15101 | 0.54709 | 0.52846 | 0.69703 | 0.42638 | -0.19081 | 0.69703 | 0.67368
186 | 0.23 | 0.27 | South/Central | TX | El.Paso.Intl.AP.722700 | 3 | 1163506 | 27.1386 | 12.439 | 44.8974 | 27.0929 | 17.8045 | 839.53 | 3.3383 | 26.91 | 3.6523 | -0.314 | 34.2826 | 1.969 | 13.14 | 2.2852 | -0.31622 | 16.7006 | 2.4181 | -18.44 | 4.4407 | -2.0226 | -23.3935 | 3.3383 | 26.91 | 3.6523 | -0.314 | 34.2826 | 3.4082 | 25.7 | 3.812 | -0.40376 | 32.7659 | 0.015394 | 0.41776 | 0.19148 | 0.69113 | 12.9234 | 0.051389 | 0.03031 | 0.037223 | 0.051389 | 0.052465 | 0.41424 | 0.20227 | -0.28386 | 0.41424 | 0.39561 | 0.52773 | 0.25708 | -0.36011 | 0.52773 | 0.50438 | 0.015394 | 0.41776 | 0.19148 | 0.69113 | 12.9234 | 0.051389 | 0.03031 | 0.037223 | 0.051389 | 0.052465 | 0.41424 | 0.20227 | -0.28386 | 0.41424 | 0.39561 | 0.52773 | 0.25708 | -0.36011 | 0.52773 | 0.50438
187 | 0.23 | 0.3 | South/Central | TX | El.Paso.Intl.AP.722700 | 3 | 1163506 | 26.5788 | 12.909 | 44.9576 | 26.5341 | 18.4235 | 853.19 | 3.2781 | 13.25 | 4.2111 | -0.93303 | 16.8826 | 1.9088 | -0.52 | 2.844 | -0.93525 | -0.69935 | 2.3579 | -32.1 | 4.9995 | -2.6416 | -40.7935 | 3.2781 | 13.25 | 4.2111 | -0.93303 | 16.8826 | 3.348 | 12.04 | 4.3708 | -1.0228 | 15.3659 | 0.015394 | 0.40914 | 0.19872 | 0.69206 | 13.1336 | 0.050462 | 0.029383 | 0.036296 | 0.050462 | 0.051538 | 0.20396 | -0.0080047 | -0.49413 | 0.20396 | 0.18534 | 0.25988 | -0.010765 | -0.62796 | 0.25988 | 0.23654 | 0.015394 | 0.40914 | 0.19872 | 0.69206 | 13.1336 | 0.050462 | 0.029383 | 0.036296 | 0.050462 | 0.051538 | 0.20396 | -0.0080047 | -0.49413 | 0.20396 | 0.18534 | 0.25988 | -0.010765 | -0.62796 | 0.25988 | 0.23654
188 | 0.23 | 0.32 | South/Central | TX | El.Paso.Intl.AP.722700 | 3 | 1163506 | 26.239 | 13.219 | 45.0278 | 26.1948 | 18.833 | 862.53 | 3.208 | 3.91 | 4.5504 | -1.3425 | 4.986 | 1.8386 | -9.86 | 3.1833 | -1.3447 | -12.596 | 2.2877 | -41.44 | 5.3388 | -3.0511 | -52.6901 | 3.208 | 3.91 | 4.5504 | -1.3425 | 4.986 | 3.2779 | 2.7 | 4.7101 | -1.4322 | 3.4693 | 0.015394 | 0.40391 | 0.20349 | 0.69314 | 13.2774 | 0.049382 | 0.028303 | 0.035216 | 0.049382 | 0.050458 | 0.060189 | -0.15178 | -0.63791 | 0.060189 | 0.041563 | 0.076752 | -0.1939 | -0.81109 | 0.076752 | 0.053404 | 0.015394 | 0.40391 | 0.20349 | 0.69314 | 13.2774 | 0.049382 | 0.028303 | 0.035216 | 0.049382 | 0.050458 | 0.060189 | -0.15178 | -0.63791 | 0.060189 | 0.041563 | 0.076752 | -0.1939 | -0.81109 | 0.076752 | 0.053404
189 | 0.23 | 0.35 | South/Central | TX | El.Paso.Intl.AP.722700 | 3 | 1163506 | 25.7392 | 13.739 | 45.208 | 25.6959 | 19.5121 | 878.63 | 3.0278 | -12.19 | 5.0494 | -2.0216 | -15.5647 | 1.6584 | -25.96 | 3.6823 | -2.0238 | -33.1466 | 2.1075 | -57.54 | 5.8377 | -3.7302 | -73.2407 | 3.0278 | -12.19 | 5.0494 | -2.0216 | -15.5647 | 3.0977 | -13.4 | 5.2091 | -2.1114 | -17.0814 | 0.015394 | 0.39622 | 0.21149 | 0.69591 | 13.5252 | 0.046608 | 0.025529 | 0.032442 | 0.046608 | 0.047684 | -0.18765 | -0.39962 | -0.88575 | -0.18765 | -0.20627 | -0.2396 | -0.51024 | -1.1274 | -0.2396 | -0.26294 | 0.015394 | 0.39622 | 0.21149 | 0.69591 | 13.5252 | 0.046608 | 0.025529 | 0.032442 | 0.046608 | 0.047684 | -0.18765 | -0.39962 | -0.88575 | -0.18765 | -0.20627 | -0.2396 | -0.51024 | -1.1274 | -0.2396 | -0.26294
190 | 0.23 | 0.37 | South/Central | TX | El.Paso.Intl.AP.722700 | 3 | 1163506 | 25.7591 | 13.619 | 45.088 | 25.7158 | 19.3722 | 874.49 | 3.1478 | -8.05 | 5.0294 | -1.8817 | -10.2693 | 1.7784 | -21.82 | 3.6623 | -1.8839 | -27.8513 | 2.2275 | -53.4 | 5.8178 | -3.5903 | -67.9454 | 3.1478 | -8.05 | 5.0294 | -1.8817 | -10.2693 | 3.2177 | -9.26 | 5.1891 | -1.9714 | -11.786 | 0.015394 | 0.39652 | 0.20965 | 0.69406 | 13.4615 | 0.048455 | 0.027376 | 0.034289 | 0.048455 | 0.049532 | -0.12392 | -0.33589 | -0.82202 | -0.12392 | -0.14254 | -0.15808 | -0.42873 | -1.0459 | -0.15808 | -0.18143 | 0.015394 | 0.39652 | 0.20965 | 0.69406 | 13.4615 | 0.048455 | 0.027376 | 0.034289 | 0.048455 | 0.049532 | -0.12392 | -0.33589 | -0.82202 | -0.12392 | -0.14254 | -0.15808 | -0.42873 | -1.0459 | -0.15808 | -0.18143
191 | 0.23 | 0.4 | South/Central | TX | El.Paso.Intl.AP.722700 | 3 | 1163506 | 25.5992 | 13.679 | 45.0181 | 25.5562 | 19.4619 | 875.7 | 3.2177 | -9.26 | 5.1891 | -1.9714 | -11.7852 | 1.8484 | -23.03 | 3.822 | -1.9736 | -29.3672 | 2.2974 | -54.61 | 5.9774 | -3.68 | -69.4613 | 3.2177 | -9.26 | 5.1891 | -1.9714 | -11.7852 | 3.2876 | -10.47 | 5.3488 | -2.0612 | -13.302 | 0.015394 | 0.39406 | 0.21057 | 0.69299 | 13.4801 | 0.049532 | 0.028453 | 0.035366 | 0.049532 | 0.050608 | -0.14254 | -0.35451 | -0.84064 | -0.14254 | -0.16117 | -0.18142 | -0.45207 | -1.0693 | -0.18142 | -0.20476 | 0.015394 | 0.39406 | 0.21057 | 0.69299 | 13.4801 | 0.049532 | 0.028453 | 0.035366 | 0.049532 | 0.050608 | -0.14254 | -0.35451 | -0.84064 | -0.14254 | -0.16117 | -0.18142 | -0.45207 | -1.0693 | -0.18142 | -0.20476
192 | 0.23 | 0.42 | South/Central | TX | El.Paso.Intl.AP.722700 | 3 | 1163506 | 25.4193 | 13.879 | 45.0981 | 25.3765 | 19.7216 | 881.97 | 3.1376 | -15.53 | 5.3687 | -2.2311 | -19.7856 | 1.7683 | -29.3 | 4.0016 | -2.2333 | -37.3675 | 2.2174 | -60.88 | 6.1571 | -3.9397 | -77.4616 | 3.1376 | -15.53 | 5.3687 | -2.2311 | -19.7856 | 3.2076 | -16.74 | 5.5284 | -2.3208 | -21.3023 | 0.015394 | 0.39129 | 0.21365 | 0.69422 | 13.5767 | 0.0483 | 0.02722 | 0.034133 | 0.0483 | 0.049376 | -0.23906 | -0.45103 | -0.93716 | -0.23906 | -0.25769 | -0.30457 | -0.57522 | -1.1924 | -0.30457 | -0.32792 | 0.015394 | 0.39129 | 0.21365 | 0.69422 | 13.5767 | 0.0483 | 0.02722 | 0.034133 | 0.0483 | 0.049376 | -0.23906 | -0.45103 | -0.93716 | -0.23906 | -0.25769 | -0.30457 | -0.57522 | -1.1924 | -0.30457 | -0.32792
193 | 0.23 | 0.45 | South/Central | TX | El.Paso.Intl.AP.722700 | 3 | 1163506 | 25.1594 | 14.199 | 45.2782 | 25.1171 | 20.1611 | 893.03 | 2.9575 | -26.59 | 5.6282 | -2.6706 | -33.8984 | 1.5882 | -40.36 | 4.261 | -2.6728 | -51.4804 | 2.0373 | -71.94 | 6.4165 | -4.3792 | -91.5745 | 2.9575 | -26.59 | 5.6282 | -2.6706 | -33.8984 | 3.0275 | -27.8 | 5.7878 | -2.7604 | -35.4151 | 0.015394 | 0.38729 | 0.21857 | 0.69699 | 13.7469 | 0.045527 | 0.024448 | 0.031361 | 0.045527 | 0.046603 | -0.40931 | -0.62128 | -1.1074 | -0.40931 | -0.42794 | -0.52182 | -0.79247 | -1.4097 | -0.52182 | -0.54516 | 0.015394 | 0.38729 | 0.21857 | 0.69699 | 13.7469 | 0.045527 | 0.024448 | 0.031361 | 0.045527 | 0.046603 | -0.40931 | -0.62128 | -1.1074 | -0.40931 | -0.42794 | -0.52182 | -0.79247 | -1.4097 | -0.52182 | -0.54516
194 | 0.23 | 0.47 | South/Central | TX | El.Paso.Intl.AP.722700 | 3 | 1163506 | 24.8795 | 14.529 | 45.4283 | 24.8377 | 20.5907 | 903.57 | 2.8074 | -37.13 | 5.9076 | -3.1002 | -47.3585 | 1.4381 | -50.9 | 4.5405 | -3.1024 | -64.9404 | 1.8872 | -82.48 | 6.6959 | -4.8088 | -105.0346 | 2.8074 | -37.13 | 5.9076 | -3.1002 | -47.3585 | 2.8773 | -38.34 | 6.0673 | -3.1899 | -48.8752 | 0.015394 | 0.38298 | 0.22365 | 0.6993 | 13.9092 | 0.043216 | 0.022137 | 0.02905 | 0.043216 | 0.044292 | -0.57156 | -0.78353 | -1.2697 | -0.57156 | -0.59019 | -0.72902 | -0.99966 | -1.6169 | -0.72902 | -0.75236 | 0.015394 | 0.38298 | 0.22365 | 0.6993 | 13.9092 | 0.043216 | 0.022137 | 0.02905 | 0.043216 | 0.044292 | -0.57156 | -0.78353 | -1.2697 | -0.57156 | -0.59019 | -0.72902 | -0.99966 | -1.6169 | -0.72902 | -0.75236
195 | 0.23 | 0.5 | South/Central | TX | El.Paso.Intl.AP.722700 | 3 | 1163506 | 24.4997 | 15.009 | 45.6885 | 24.4585 | 21.23 | 919.66 | 2.5473 | -53.22 | 6.2868 | -3.7395 | -67.863 | 1.1779 | -66.99 | 4.9197 | -3.7417 | -85.445 | 1.627 | -98.57 | 7.0751 | -5.4481 | -125.5391 | 2.5473 | -53.22 | 6.2868 | -3.7395 | -67.863 | 2.6172 | -54.43 | 6.4465 | -3.8293 | -69.3798 | 0.015394 | 0.37714 | 0.23104 | 0.70331 | 14.1568 | 0.039212 | 0.018133 | 0.025046 | 0.039212 | 0.040288 | -0.81925 | -1.0312 | -1.5173 | -0.81925 | -0.83787 | -1.0447 | -1.3153 | -1.9325 | -1.0447 | -1.068 | 0.015394 | 0.37714 | 0.23104 | 0.70331 | 14.1568 | 0.039212 | 0.018133 | 0.025046 | 0.039212 | 0.040288 | -0.81925 | -1.0312 | -1.5173 | -0.81925 | -0.83787 | -1.0447 | -1.3153 | -1.9325 | -1.0447 | -1.068
196 | 0.29 | 0.17 | South/Central | TX | El.Paso.Intl.AP.722700 | 3 | 1163506 | 31.2867 | 10.8391 | 47.0157 | 31.2342 | 15.7814 | 818.08 | 1.2201 | 48.36 | -0.48898 | 1.7091 | 61.5254 | -0.14924 | 34.59 | -1.8561 | 1.7069 | 43.9435 | 0.29984 | 3.01 | 0.29937 | 0.00046801 | 3.8494 | 1.2201 | 48.36 | -0.48898 | 1.7091 | 61.5254 | 1.29 | 47.15 | -0.32931 | 1.6193 | 60.0087 | 0.015394 | 0.48161 | 0.16685 | 0.72374 | 12.5932 | 0.018782 | -0.0022974 | 0.0046156 | 0.018782 | 0.019858 | 0.74443 | 0.53246 | 0.046335 | 0.74443 | 0.72581 | 0.9471 | 0.67645 | 0.059256 | 0.9471 | 0.92375 | 0.015394 | 0.48161 | 0.16685 | 0.72374 | 12.5932 | 0.018782 | -0.0022974 | 0.0046156 | 0.018782 | 0.019858 | 0.74443 | 0.53246 | 0.046335 | 0.74443 | 0.72581 | 0.9471 | 0.67645 | 0.059256 | 0.9471 | 0.92375
197 | 0.29 | 0.19 | South/Central | TX | El.Paso.Intl.AP.722700 | 3 | 1163506 | 30.737 | 11.1491 | 46.8659 | 30.6854 | 16.1805 | 825.01 | 1.3699 | 41.43 | 0.059869 | 1.31 | 52.7215 | 0.00053701 | 27.66 | -1.3073 | 1.3078 | 35.1395 | 0.44962 | -3.92 | 0.84822 | -0.3986 | -4.9546 | 1.3699 | 41.43 | 0.059869 | 1.31 | 52.7215 | 1.4398 | 40.22 | 0.21954 | 1.2203 | 51.2048 | 0.015394 | 0.47315 | 0.17162 | 0.72143 | 12.6998 | 0.021087 | 8.2664e-06 | 0.0069212 | 0.021087 | 0.022163 | 0.63776 | 0.42579 | -0.060343 | 0.63776 | 0.61913 | 0.81157 | 0.54092 | -0.076268 | 0.81157 | 0.78822 | 0.015394 | 0.47315 | 0.17162 | 0.72143 | 12.6998 | 0.021087 | 8.2664e-06 | 0.0069212 | 0.021087 | 0.022163 | 0.63776 | 0.42579 | -0.060343 | 0.63776 | 0.61913 | 0.81157 | 0.54092 | -0.076268 | 0.81157 | 0.78822
198 | 0.29 | 0.2 | South/Central | TX | El.Paso.Intl.AP.722700 | 3 | 1163506 | 30.4771 | 11.2991 | 46.806 | 30.4259 | 16.3801 | 828.63 | 1.4298 | 37.81 | 0.31932 | 1.1105 | 48.1272 | 0.060438 | 24.04 | -1.0478 | 1.1082 | 30.5452 | 0.50952 | -7.54 | 1.1077 | -0.59815 | -9.5489 | 1.4298 | 37.81 | 0.31932 | 1.1105 | 48.1272 | 1.4997 | 36.6 | 0.47899 | 1.0207 | 46.6105 | 0.015394 | 0.46915 | 0.17393 | 0.72051 | 12.7556 | 0.022009 | 0.00093036 | 0.0078433 | 0.022009 | 0.023086 | 0.58203 | 0.37006 | -0.11607 | 0.58203 | 0.5634 | 0.74085 | 0.4702 | -0.14699 | 0.74085 | 0.7175 | 0.015394 | 0.46915 | 0.17393 | 0.72051 | 12.7556 | 0.022009 | 0.00093036 | 0.0078433 | 0.022009 | 0.023086 | 0.58203 | 0.37006 | -0.11607 | 0.58203 | 0.5634 | 0.74085 | 0.4702 | -0.14699 | 0.74085 | 0.7175
199 | 0.29 | 0.23 | South/Central | TX | El.Paso.Intl.AP.722700 | 3 | 1163506 | 29.7374 | 11.7591 | 46.6663 | 29.6875 | 16.9788 | 839.88 | 1.5694 | 26.56 | 1.0578 | 0.51167 | 33.8286 | 0.2001 | 12.79 | -0.30935 | 0.50946 | 16.2466 | 0.64919 | -18.79 | 1.8461 | -1.1969 | -23.8475 | 1.5694 | 26.56 | 1.0578 | 0.51167 | 33.8286 | 1.6394 | 25.35 | 1.2174 | 0.42191 | 32.3119 | 0.015394 | 0.45776 | 0.18101 | 0.71836 | 12.9287 | 0.024159 | 0.0030803 | 0.0099933 | 0.024159 | 0.025235 | 0.40885 | 0.19688 | -0.28924 | 0.40885 | 0.39023 | 0.52074 | 0.25009 | -0.3671 | 0.52074 | 0.49739 | 0.015394 | 0.45776 | 0.18101 | 0.71836 | 12.9287 | 0.024159 | 0.0030803 | 0.0099933 | 0.024159 | 0.025235 | 0.40885 | 0.19688 | -0.28924 | 0.40885 | 0.39023 | 0.52074 | 0.25009 | -0.3671 | 0.52074 | 0.49739
200 | 0.29 | 0.25 | South/Central | TX | El.Paso.Intl.AP.722700 | 3 | 1163506 | 29.2876 | 12.0691 | 46.6265 | 29.2384 | 17.388 | 848.11 | 1.6093 | 18.33 | 1.5068 | 0.10248 | 23.3463 | 0.23997 | 4.56 | 0.13971 | 0.10027 | 5.7643 | 0.68905 | -27.02 | 2.2952 | -1.6061 | -34.3298 | 1.6093 | 18.33 | 1.5068 | 0.10248 | 23.3463 | 1.6792 | 17.12 | 1.6665 | 0.012724 | 21.8296 | 0.015394 | 0.45084 | 0.18579 | 0.71775 | 13.0554 | 0.024773 | 0.003694 | 0.010607 | 0.024773 | 0.025849 | 0.28216 | 0.070195 | -0.41593 | 0.28216 | 0.26354 | 0.35938 | 0.088733 | -0.52846 | 0.35938 | 0.33603 | 0.015394 | 0.45084 | 0.18579 | 0.71775 | 13.0554 | 0.024773 | 0.003694 | 0.010607 | 0.024773 | 0.025849 | 0.28216 | 0.070195 | -0.41593 | 0.28216 | 0.26354 | 0.35938 | 0.088733 | -0.52846 | 0.35938 | 0.33603
201 | 0.29 | 0.27 | South/Central | TX | El.Paso.Intl.AP.722700 | 3 | 1163506 | 29.2876 | 12.0391 | 46.6065 | 29.2384 | 17.368 | 847.52 | 1.6293 | 18.92 | 1.5068 | 0.12248 | 24.1395 | 0.25997 | 5.15 | 0.13971 | 0.12027 | 6.5575 | 0.70905 | -26.43 | 2.2952 | -1.5861 | -33.5366 | 1.6293 | 18.92 | 1.5068 | 0.12248 | 24.1395 | 1.6992 | 17.71 | 1.6665 | 0.032724 | 22.6228 | 0.015394 | 0.45084 | 0.18532 | 0.71744 | 13.0463 | 0.025081 | 0.0040019 | 0.010915 | 0.025081 | 0.026157 | 0.29125 | 0.079277 | -0.40685 | 0.29125 | 0.27262 | 0.37159 | 0.10094 | -0.51625 | 0.37159 | 0.34825 | 0.015394 | 0.45084 | 0.18532 | 0.71744 | 13.0463 | 0.025081 | 0.0040019 | 0.010915 | 0.025081 | 0.026157 | 0.29125 | 0.079277 | -0.40685 | 0.29125 | 0.27262 | 0.37159 | 0.10094 | -0.51625 | 0.37159 | 0.34825
202 | 0.29 | 0.3 | South/Central | TX | El.Paso.Intl.AP.722700 | 3 | 1163506 | 29.0277 | 12.1991 | 46.5766 | 28.979 | 17.5976 | 852.05 | 1.6592 | 14.39 | 1.7663 | -0.10709 | 18.3545 | 0.28985 | 0.62 | 0.39916 | -0.10931 | 0.77254 | 0.73893 | -30.96 | 2.5546 | -1.8157 | -39.3216 | 1.6592 | 14.39 | 1.7663 | -0.10709 | 18.3545 | 1.7291 | 13.18 | 1.926 | -0.19685 | 16.8378 | 0.015394 | 0.44684 | 0.18779 | 0.71698 | 13.1161 | 0.025541 | 0.0044619 | 0.011375 | 0.025541 | 0.026617 | 0.22151 | 0.009544 | -0.47658 | 0.22151 | 0.20289 | 0.28254 | 0.011892 | -0.6053 | 0.28254 | 0.25919 | 0.015394 | 0.44684 | 0.18779 | 0.71698 | 13.1161 | 0.025541 | 0.0044619 | 0.011375 | 0.025541 | 0.026617 | 0.22151 | 0.009544 | -0.47658 | 0.22151 | 0.20289 | 0.28254 | 0.011892 | -0.6053 | 0.28254 | 0.25919
203 | 0.29 | 0.32 | South/Central | TX | El.Paso.Intl.AP.722700 | 3 | 1163506 | 28.6179 | 12.489 | 46.5367 | 28.5698 | 17.9669 | 859.47 | 1.699 | 6.97 | 2.1754 | -0.4764 | 8.943 | 0.32968 | -6.8 | 0.8083 | -0.47862 | -8.639 | 0.77876 | -38.38 | 2.9638 | -2.185 | -48.7331 | 1.699 | 6.97 | 2.1754 | -0.4764 | 8.943 | 1.7689 | 5.76 | 2.3351 | -0.56616 | 7.4263 | 0.015394 | 0.44053 | 0.19225 | 0.71637 | 13.2303 | 0.026154 | 0.005075 | 0.011988 | 0.026154 | 0.02723 | 0.10729 | -0.10468 | -0.5908 | 0.10729 | 0.088667 | 0.13766 | -0.13298 | -0.75018 | 0.13766 | 0.11432 | 0.015394 | 0.44053 | 0.19225 | 0.71637 | 13.2303 | 0.026154 | 0.005075 | 0.011988 | 0.026154 | 0.02723 | 0.10729 | -0.10468 | -0.5908 | 0.10729 | 0.088667 | 0.13766 | -0.13298 | -0.75018 | 0.13766 | 0.11432
204 | 0.29 | 0.35 | South/Central | TX | El.Paso.Intl.AP.722700 | 3 | 1163506 | 28.0481 | 12.9091 | 46.527 | 28.001 | 18.526 | 871.19 | 1.7088 | -4.75 | 2.7442 | -1.0355 | -5.9505 | 0.33944 | -18.52 | 1.3771 | -1.0377 | -23.5325 | 0.78852 | -50.1 | 3.5326 | -2.7441 | -63.6266 | 1.7088 | -4.75 | 2.7442 | -1.0355 | -5.9505 | 1.7787 | -5.96 | 2.9039 | -1.1252 | -7.4672 | 0.015394 | 0.43176 | 0.19872 | 0.71622 | 13.4107 | 0.026304 | 0.0052252 | 0.012138 | 0.026304 | 0.02738 | -0.073119 | -0.28509 | -0.77122 | -0.073119 | -0.091746 | -0.0916 | -0.36225 | -0.97944 | -0.0916 | -0.11495 | 0.015394 | 0.43176 | 0.19872 | 0.71622 | 13.4107 | 0.026304 | 0.0052252 | 0.012138 | 0.026304 | 0.02738 | -0.073119 | -0.28509 | -0.77122 | -0.073119 | -0.091746 | -0.0916 | -0.36225 | -0.97944 | -0.0916 | -0.11495
205 | 0.29 | 0.37 | South/Central | TX | El.Paso.Intl.AP.722700 | 3 | 1163506 | 27.7182 | 13.1691 | 46.5371 | 27.6717 | 18.8654 | 878.46 | 1.6987 | -12.02 | 3.0735 | -1.3749 | -15.1986 | 0.32931 | -25.79 | 1.7064 | -1.3771 | -32.7806 | 0.77839 | -57.37 | 3.8619 | -3.0835 | -72.8747 | 1.6987 | -12.02 | 3.0735 | -1.3749 | -15.1986 | 1.7686 | -13.23 | 3.2332 | -1.4646 | -16.7153 | 0.015394 | 0.42668 | 0.20272 | 0.71637 | 13.5226 | 0.026148 | 0.0050693 | 0.011982 | 0.026148 | 0.027224 | -0.18503 | -0.397 | -0.88313 | -0.18503 | -0.20366 | -0.23396 | -0.50461 | -1.1218 | -0.23396 | -0.25731 | 0.015394 | 0.42668 | 0.20272 | 0.71637 | 13.5226 | 0.026148 | 0.0050693 | 0.011982 | 0.026148 | 0.027224 | -0.18503 | -0.397 | -0.88313 | -0.18503 | -0.20366 | -0.23396 | -0.50461 | -1.1218 | -0.23396 | -0.25731
206 | 0.29 | 0.4 | South/Central | TX | El.Paso.Intl.AP.722700 | 3 | 1163506 | 27.2584 | 13.5691 | 46.5973 | 27.2127 | 19.3846 | 890.02 | 1.6385 | -23.58 | 3.5326 | -1.8941 | -29.9176 | 0.26912 | -37.35 | 2.1655 | -1.8963 | -47.4995 | 0.7182 | -68.93 | 4.3209 | -3.6027 | -87.5937 | 1.6385 | -23.58 | 3.5326 | -1.8941 | -29.9176 | 1.7084 | -24.79 | 3.6922 | -1.9839 | -31.4343 | 0.015394 | 0.4196 | 0.20888 | 0.7173 | 13.7006 | 0.025222 | 0.0041427 | 0.011056 | 0.025222 | 0.026298 | -0.36298 | -0.57495 | -1.0611 | -0.36298 | -0.38161 | -0.46054 | -0.73119 | -1.3484 | -0.46054 | -0.48389 | 0.015394 | 0.4196 | 0.20888 | 0.7173 | 13.7006 | 0.025222 | 0.0041427 | 0.011056 | 0.025222 | 0.026298 | -0.36298 | -0.57495 | -1.0611 | -0.36298 | -0.38161 | -0.46054 | -0.73119 | -1.3484 | -0.46054 | -0.48389
207 | 0.29 | 0.42 | South/Central | TX | El.Paso.Intl.AP.722700 | 3 | 1163506 | 26.9686 | 13.849 | 46.6774 | 26.9233 | 19.7541 | 898.6 | 1.5584 | -32.16 | 3.822 | -2.2636 | -40.8686 | 0.18902 | -45.93 | 2.4548 | -2.2658 | -58.4506 | 0.6381 | -77.51 | 4.6103 | -3.9722 | -98.5447 | 1.5584 | -32.16 | 3.822 | -2.2636 | -40.8686 | 1.6283 | -33.37 | 3.9816 | -2.3534 | -42.3853 | 0.015394 | 0.41514 | 0.21319 | 0.71853 | 13.8327 | 0.023989 | 0.0029096 | 0.0098226 | 0.023989 | 0.025065 | -0.49506 | -0.70703 | -1.1932 | -0.49506 | -0.51368 | -0.62911 | -0.89976 | -1.517 | -0.62911 | -0.65246 | 0.015394 | 0.41514 | 0.21319 | 0.71853 | 13.8327 | 0.023989 | 0.0029096 | 0.0098226 | 0.023989 | 0.025065 | -0.49506 | -0.70703 | -1.1932 | -0.49506 | -0.51368 | -0.62911 | -0.89976 | -1.517 | -0.62911 | -0.65246
208 | 0.29 | 0.47 | South/Central | TX | El.Paso.Intl.AP.722700 | 3 | 1163506 | 26.2888 | 14.609 | 46.9977 | 26.2447 | 20.753 | 922.87 | 1.2381 | -56.43 | 4.5005 | -3.2625 | -71.8001 | -0.13126 | -70.2 | 3.1334 | -3.2647 | -89.382 | 0.31782 | -101.78 | 5.2889 | -4.9711 | -129.4762 | 1.2381 | -56.43 | 4.5005 | -3.2625 | -71.8001 | 1.308 | -57.64 | 4.6602 | -3.3522 | -73.3168 | 0.015394 | 0.40468 | 0.22489 | 0.72346 | 14.2063 | 0.019059 | -0.0020205 | 0.0048924 | 0.019059 | 0.020135 | -0.86866 | -1.0806 | -1.5668 | -0.86866 | -0.88728 | -1.1053 | -1.3759 | -1.9931 | -1.1053 | -1.1286 | 0.015394 | 0.40468 | 0.22489 | 0.72346 | 14.2063 | 0.019059 | -0.0020205 | 0.0048924 | 0.019059 | 0.020135 | -0.86866 | -1.0806 | -1.5668 | -0.86866 | -0.88728 | -1.1053 | -1.3759 | -1.9931 | -1.1053 | -1.1286
209 | 0.31 | 0.17 | South/Central | TX | El.Paso.Intl.AP.722700 | 3 | 1163506 | 31.8764 | 10.8291 | 47.6153 | 31.823 | 15.7924 | 824.3 | 0.62042 | 42.14 | -1.0777 | 1.6982 | 53.5586 | -0.74892 | 28.37 | -2.4449 | 1.6959 | 35.9766 | -0.29984 | -3.21 | -0.28939 | -0.010447 | -4.1175 | 0.62042 | 42.14 | -1.0777 | 1.6982 | 53.5586 | 0.69033 | 40.93 | -0.91808 | 1.6084 | 52.0419 | 0.015394 | 0.49069 | 0.1667 | 0.73297 | 12.6889 | 0.0095505 | -0.011529 | -0.0046156 | 0.0095505 | 0.010627 | 0.64868 | 0.43672 | -0.049413 | 0.64868 | 0.63006 | 0.82446 | 0.55381 | -0.063382 | 0.82446 | 0.80111 | 0.015394 | 0.49069 | 0.1667 | 0.73297 | 12.6889 | 0.0095505 | -0.011529 | -0.0046156 | 0.0095505 | 0.010627 | 0.64868 | 0.43672 | -0.049413 | 0.64868 | 0.63006 | 0.82446 | 0.55381 | -0.063382 | 0.82446 | 0.80111
210 | 0.31 | 0.19 | South/Central | TX | El.Paso.Intl.AP.722700 | 3 | 1163506 | 31.3167 | 11.1291 | 47.4456 | 31.2642 | 16.1815 | 830.84 | 0.79014 | 35.6 | -0.51891 | 1.3091 | 45.2773 | -0.5792 | 21.83 | -1.886 | 1.3068 | 27.6953 | -0.13012 | -9.75 | 0.26943 | -0.39956 | -12.3988 | 0.79014 | 35.6 | -0.51891 | 1.3091 | 45.2773 | 0.86005 | 34.39 | -0.35925 | 1.2193 | 43.7606 | 0.015394 | 0.48208 | 0.17132 | 0.73036 | 12.7896 | 0.012163 | -0.008916 | -0.002003 | 0.012163 | 0.013239 | 0.54801 | 0.33604 | -0.15009 | 0.54801 | 0.52938 | 0.69698 | 0.42633 | -0.19086 | 0.69698 | 0.67363 | 0.015394 | 0.48208 | 0.17132 | 0.73036 | 12.7896 | 0.012163 | -0.008916 | -0.002003 | 0.012163 | 0.013239 | 0.54801 | 0.33604 | -0.15009 | 0.54801 | 0.52938 | 0.69698 | 0.42633 | -0.19086 | 0.69698 | 0.67363
211 | 0.31 | 0.2 | South/Central | TX | El.Paso.Intl.AP.722700 | 3 | 1163506 | 31.0568 | 11.2891 | 47.3957 | 31.0047 | 16.391 | 834.78 | 0.84006 | 31.66 | -0.25946 | 1.0995 | 40.2872 | -0.52928 | 17.89 | -1.6266 | 1.0973 | 22.7053 | -0.080198 | -13.69 | 0.52889 | -0.60909 | -17.3888 | 0.84006 | 31.66 | -0.25946 | 1.0995 | 40.2872 | 0.90997 | 30.45 | -0.099793 | 1.0098 | 38.7705 | 0.015394 | 0.47807 | 0.17378 | 0.72959 | 12.8502 | 0.012932 | -0.0081475 | -0.0012345 | 0.012932 | 0.014008 | 0.48736 | 0.27539 | -0.21074 | 0.48736 | 0.46873 | 0.62016 | 0.34952 | -0.26768 | 0.62016 | 0.59682 | 0.015394 | 0.47807 | 0.17378 | 0.72959 | 12.8502 | 0.012932 | -0.0081475 | -0.0012345 | 0.012932 | 0.014008 | 0.48736 | 0.27539 | -0.21074 | 0.48736 | 0.46873 | 0.62016 | 0.34952 | -0.26768 | 0.62016 | 0.59682
212 | 0.31 | 0.23 | South/Central | TX | El.Paso.Intl.AP.722700 | 3 | 1163506 | 30.3171 | 11.7491 | 47.256 | 30.2663 | 16.9898 | 846.03 | 0.97975 | 20.41 | 0.47899 | 0.50076 | 25.9894 | -0.38959 | 6.64 | -0.88813 | 0.49854 | 8.4075 | 0.059488 | -24.94 | 1.2673 | -1.2079 | -31.6866 | 0.97975 | 20.41 | 0.47899 | 0.50076 | 25.9894 | 1.0497 | 19.2 | 0.63866 | 0.411 | 24.4727 | 0.015394 | 0.46669 | 0.18086 | 0.72744 | 13.0234 | 0.015082 | -0.0059972 | 0.00091573 | 0.015082 | 0.016158 | 0.31418 | 0.10221 | -0.38392 | 0.31418 | 0.29556 | 0.40007 | 0.12942 | -0.48777 | 0.40007 | 0.37672 | 0.015394 | 0.46669 | 0.18086 | 0.72744 | 13.0234 | 0.015082 | -0.0059972 | 0.00091573 | 0.015082 | 0.016158 | 0.31418 | 0.10221 | -0.38392 | 0.31418 | 0.29556 | 0.40007 | 0.12942 | -0.48777 | 0.40007 | 0.37672
213 | 0.31 | 0.25 | South/Central | TX | El.Paso.Intl.AP.722700 | 3 | 1163506 | 29.8573 | 12.0491 | 47.1862 | 29.8072 | 17.379 | 853.56 | 1.0496 | 12.88 | 0.93803 | 0.11152 | 16.4263 | -0.31979 | -0.89 | -0.4291 | 0.10931 | -1.1556 | 0.12929 | -32.47 | 1.7264 | -1.5971 | -41.2497 | 1.0496 | 12.88 | 0.93803 | 0.11152 | 16.4263 | 1.1195 | 11.67 | 1.0977 | 0.021766 | 14.9096 | 0.015394 | 0.45961 | 0.18548 | 0.72636 | 13.1393 | 0.016156 | -0.0049227 | 0.0019903 | 0.016156 | 0.017232 | 0.19827 | -0.0137 | -0.49983 | 0.19827 | 0.17964 | 0.25286 | -0.017789 | -0.63498 | 0.25286 | 0.22951 | 0.015394 | 0.45961 | 0.18548 | 0.72636 | 13.1393 | 0.016156 | -0.0049227 | 0.0019903 | 0.016156 | 0.017232 | 0.19827 | -0.0137 | -0.49983 | 0.19827 | 0.17964 | 0.25286 | -0.017789 | -0.63498 | 0.25286 | 0.22951
214 | 0.31 | 0.27 | South/Central | TX | El.Paso.Intl.AP.722700 | 3 | 1163506 | 29.9273 | 11.9591 | 47.1662 | 29.8771 | 17.2891 | 851.48 | 1.0696 | 14.96 | 0.86817 | 0.2014 | 19.0971 | -0.29976 | 1.19 | -0.49895 | 0.19919 | 1.5151 | 0.14932 | -30.39 | 1.6565 | -1.5072 | -38.579 | 1.0696 | 14.96 | 0.86817 | 0.2014 | 19.0971 | 1.1395 | 13.75 | 1.0278 | 0.11165 | 17.5804 | 0.015394 | 0.46069 | 0.18409 | 0.72606 | 13.1073 | 0.016465 | -0.0046144 | 0.0022985 | 0.016465 | 0.017541 | 0.23029 | 0.018318 | -0.46781 | 0.23029 | 0.21166 | 0.29397 | 0.023323 | -0.59387 | 0.29397 | 0.27062 | 0.015394 | 0.46069 | 0.18409 | 0.72606 | 13.1073 | 0.016465 | -0.0046144 | 0.0022985 | 0.016465 | 0.017541 | 0.23029 | 0.018318 | -0.46781 | 0.23029 | 0.21166 | 0.29397 | 0.023323 | -0.59387 | 0.29397 | 0.27062
215 | 0.31 | 0.3 | South/Central | TX | El.Paso.Intl.AP.722700 | 3 | 1163506 | 29.7074 | 12.0991 | 47.1463 | 29.6575 | 17.4887 | 855.49 | 1.0895 | 10.95 | 1.0877 | 0.001768 | 13.9888 | -0.27986 | -2.82 | -0.27941 | -0.000447 | -3.5932 | 0.16922 | -34.4 | 1.8761 | -1.7068 | -43.6873 | 1.0895 | 10.95 | 1.0877 | 0.001768 | 13.9888 | 1.1594 | 9.74 | 1.2474 | -0.08799 | 12.4721 | 0.015394 | 0.4573 | 0.18625 | 0.72575 | 13.169 | 0.016771 | -0.004308 | 0.0026049 | 0.016771 | 0.017847 | 0.16856 | -0.04341 | -0.52954 | 0.16856 | 0.14993 | 0.21534 | -0.055311 | -0.6725 | 0.21534 | 0.19199 | 0.015394 | 0.4573 | 0.18625 | 0.72575 | 13.169 | 0.016771 | -0.004308 | 0.0026049 | 0.016771 | 0.017847 | 0.16856 | -0.04341 | -0.52954 | 0.16856 | 0.14993 | 0.21534 | -0.055311 | -0.6725 | 0.21534 | 0.19199
216 | 0.31 | 0.32 | South/Central | TX | El.Paso.Intl.AP.722700 | 3 | 1163506 | 29.2776 | 12.3891 | 47.0965 | 29.2284 | 17.868 | 863 | 1.1393 | 3.44 | 1.5168 | -0.3775 | 4.4377 | -0.23003 | -10.33 | 0.14969 | -0.37972 | -13.1443 | 0.21905 | -41.91 | 2.3052 | -2.0861 | -53.2384 | 1.1393 | 3.44 | 1.5168 | -0.3775 | 4.4377 | 1.2092 | 2.23 | 1.6765 | -0.46726 | 2.921 | 0.015394 | 0.45069 | 0.19071 | 0.72498 | 13.2846 | 0.017538 | -0.003541 | 0.003372 | 0.017538 | 0.018614 | 0.052954 | -0.15902 | -0.64514 | 0.052954 | 0.034328 | 0.068312 | -0.20234 | -0.81953 | 0.068312 | 0.044964 | 0.015394 | 0.45069 | 0.19071 | 0.72498 | 13.2846 | 0.017538 | -0.003541 | 0.003372 | 0.017538 | 0.018614 | 0.052954 | -0.15902 | -0.64514 | 0.052954 | 0.034328 | 0.068312 | -0.20234 | -0.81953 | 0.068312 | 0.044964
217 | 0.31 | 0.35 | South/Central | TX | El.Paso.Intl.AP.722700 | 3 | 1163506 | 28.6778 | 12.8191 | 47.0567 | 28.6297 | 18.427 | 874.42 | 1.1791 | -7.98 | 2.1156 | -0.93649 | -10.0703 | -0.19028 | -21.75 | 0.74843 | -0.9387 | -27.6522 | 0.25881 | -53.33 | 2.9039 | -2.6451 | -67.7463 | 1.1791 | -7.98 | 2.1156 | -0.93649 | -10.0703 | 1.249 | -9.19 | 2.2752 | -1.0262 | -11.587 | 0.015394 | 0.44145 | 0.19733 | 0.72437 | 13.4604 | 0.01815 | -0.002929 | 0.0039839 | 0.01815 | 0.019226 | -0.12284 | -0.33481 | -0.82094 | -0.12284 | -0.14147 | -0.15502 | -0.42567 | -1.0429 | -0.15502 | -0.17836 | 0.015394 | 0.44145 | 0.19733 | 0.72437 | 13.4604 | 0.01815 | -0.002929 | 0.0039839 | 0.01815 | 0.019226 | -0.12284 | -0.33481 | -0.82094 | -0.12284 | -0.14147 | -0.15502 | -0.42567 | -1.0429 | -0.15502 | -0.17836
218 | 0.31 | 0.37 | South/Central | TX | El.Paso.Intl.AP.722700 | 3 | 1163506 | 28.308 | 13.1091 | 47.0668 | 28.2605 | 18.8064 | 882.52 | 1.1689 | -16.08 | 2.4848 | -1.3158 | -20.3908 | -0.2004 | -29.85 | 1.1177 | -1.3181 | -37.9728 | 0.24868 | -61.43 | 3.2731 | -3.0245 | -78.0669 | 1.1689 | -16.08 | 2.4848 | -1.3158 | -20.3908 | 1.2388 | -17.29 | 2.6444 | -1.4056 | -21.9075 | 0.015394 | 0.43576 | 0.20179 | 0.72453 | 13.5851 | 0.017994 | -0.0030849 | 0.003828 | 0.017994 | 0.01907 | -0.24753 | -0.4595 | -0.94563 | -0.24753 | -0.26615 | -0.31389 | -0.58454 | -1.2017 | -0.31389 | -0.33723 | 0.015394 | 0.43576 | 0.20179 | 0.72453 | 13.5851 | 0.017994 | -0.0030849 | 0.003828 | 0.017994 | 0.01907 | -0.24753 | -0.4595 | -0.94563 | -0.24753 | -0.26615 | -0.31389 | -0.58454 | -1.2017 | -0.31389 | -0.33723
219 | 0.31 | 0.4 | South/Central | TX | El.Paso.Intl.AP.722700 | 3 | 1163506 | 27.7982 | 13.5391 | 47.1171 | 27.7515 | 19.3655 | 894.84 | 1.1187 | -28.4 | 2.9937 | -1.875 | -36.0553 | -0.25064 | -42.17 | 1.6266 | -1.8772 | -53.6373 | 0.19844 | -73.75 | 3.7821 | -3.5836 | -93.7314 | 1.1187 | -28.4 | 2.9937 | -1.875 | -36.0553 | 1.1886 | -29.61 | 3.1534 | -1.9648 | -37.572 | 0.015394 | 0.42791 | 0.20841 | 0.7253 | 13.7748 | 0.017221 | -0.0038583 | 0.0030547 | 0.017221 | 0.018297 | -0.43718 | -0.64915 | -1.1353 | -0.43718 | -0.4558 | -0.55502 | -0.82567 | -1.4429 | -0.55502 | -0.57837 | 0.015394 | 0.42791 | 0.20841 | 0.7253 | 13.7748 | 0.017221 | -0.0038583 | 0.0030547 | 0.017221 | 0.018297 | -0.43718 | -0.64915 | -1.1353 | -0.43718 | -0.4558 | -0.55502 | -0.82567 | -1.4429 | -0.55502 | -0.57837
220 | 0.31 | 0.42 | South/Central | TX | El.Paso.Intl.AP.722700 | 3 | 1163506 | 27.4783 | 13.839 | 47.1972 | 27.4322 | 19.765 | 904.07 | 1.0386 | -37.63 | 3.313 | -2.2744 | -47.8107 | -0.33075 | -51.4 | 1.9459 | -2.2767 | -65.3926 | 0.11833 | -82.98 | 4.1014 | -3.9831 | -105.4867 | 1.0386 | -37.63 | 3.313 | -2.2744 | -47.8107 | 1.1085 | -38.84 | 3.4727 | -2.3642 | -49.3274 | 0.015394 | 0.42299 | 0.21303 | 0.72653 | 13.9169 | 0.015988 | -0.0050914 | 0.0018216 | 0.015988 | 0.017064 | -0.57926 | -0.79123 | -1.2774 | -0.57926 | -0.59789 | -0.73598 | -1.0066 | -1.6238 | -0.73598 | -0.75932 | 0.015394 | 0.42299 | 0.21303 | 0.72653 | 13.9169 | 0.015988 | -0.0050914 | 0.0018216 | 0.015988 | 0.017064 | -0.57926 | -0.79123 | -1.2774 | -0.57926 | -0.59789 | -0.73598 | -1.0066 | -1.6238 | -0.73598 | -0.75932
221 | 0.31 | 0.47 | South/Central | TX | El.Paso.Intl.AP.722700 | 3 | 1163506 | 26.7186 | 14.679 | 47.5375 | 26.6738 | 20.8637 | 930.64 | 0.69829 | -64.2 | 4.0714 | -3.3732 | -81.681 | -0.67105 | -77.97 | 2.7043 | -3.3754 | -99.2629 | -0.22197 | -109.55 | 4.8598 | -5.0818 | -139.357 | 0.69829 | -64.2 | 4.0714 | -3.3732 | -81.681 | 0.7682 | -65.41 | 4.2311 | -3.4629 | -83.1977 | 0.015394 | 0.41129 | 0.22596 | 0.73177 | 14.3259 | 0.010749 | -0.01033 | -0.0034168 | 0.010749 | 0.011825 | -0.98827 | -1.2002 | -1.6864 | -0.98827 | -1.0069 | -1.2574 | -1.528 | -2.1452 | -1.2574 | -1.2807 | 0.015394 | 0.41129 | 0.22596 | 0.73177 | 14.3259 | 0.010749 | -0.01033 | -0.0034168 | 0.010749 | 0.011825 | -0.98827 | -1.2002 | -1.6864 | -0.98827 | -1.0069 | -1.2574 | -1.528 | -2.1452 | -1.2574 | -1.2807
222 | 0.32 | 0.17 | South/Central | TX | El.Paso.Intl.AP.722700 | 3 | 1163506 | 32.1563 | 10.8291 | 47.9052 | 32.1024 | 15.8028 | 827.42 | 0.33054 | 39.02 | -1.3572 | 1.6877 | 49.568 | -1.0388 | 25.25 | -2.7243 | 1.6855 | 31.986 | -0.58972 | -6.33 | -0.5688 | -0.020916 | -8.1081 | 0.33054 | 39.02 | -1.3572 | 1.6877 | 49.568 | 0.40045 | 37.81 | -1.1975 | 1.5979 | 48.0512 | 0.015394 | 0.495 | 0.1667 | 0.73743 | 12.7369 | 0.0050882 | -0.015991 | -0.0090779 | 0.0050882 | 0.0061643 | 0.60066 | 0.38869 | -0.097441 | 0.60066 | 0.58203 | 0.76303 | 0.49238 | -0.12481 | 0.76303 | 0.73968 | 0.015394 | 0.495 | 0.1667 | 0.73743 | 12.7369 | 0.0050882 | -0.015991 | -0.0090779 | 0.0050882 | 0.0061643 | 0.60066 | 0.38869 | -0.097441 | 0.60066 | 0.58203 | 0.76303 | 0.49238 | -0.12481 | 0.76303 | 0.73968
223 | 0.32 | 0.19 | South/Central | TX | El.Paso.Intl.AP.722700 | 3 | 1163506 | 31.6065 | 11.1291 | 47.7455 | 31.5536 | 16.1919 | 834.05 | 0.4903 | 32.39 | -0.80831 | 1.2986 | 41.1599 | -0.87904 | 18.62 | -2.1754 | 1.2964 | 23.5779 | -0.42996 | -12.96 | -0.019956 | -0.41 | -16.5162 | 0.4903 | 32.39 | -0.80831 | 1.2986 | 41.1599 | 0.56021 | 31.18 | -0.64864 | 1.2088 | 39.6432 | 0.015394 | 0.48654 | 0.17132 | 0.73497 | 12.839 | 0.0075475 | -0.013532 | -0.0066186 | 0.0075475 | 0.0086236 | 0.4986 | 0.28663 | -0.1995 | 0.4986 | 0.47997 | 0.6336 | 0.36295 | -0.25424 | 0.6336 | 0.61025 | 0.015394 | 0.48654 | 0.17132 | 0.73497 | 12.839 | 0.0075475 | -0.013532 | -0.0066186 | 0.0075475 | 0.0086236 | 0.4986 | 0.28663 | -0.1995 | 0.4986 | 0.47997 | 0.6336 | 0.36295 | -0.25424 | 0.6336 | 0.61025
227 | 0.32 | 0.27 | South/Central | TX | El.Paso.Intl.AP.722700 | 3 | 1163506 | 30.2071 | 11.9591 | 47.456 | 30.1565 | 17.2996 | 854.61 | 0.77972 | 11.83 | 0.58876 | 0.19096 | 15.1074 | -0.58962 | -1.94 | -0.77836 | 0.18874 | -2.4745 | -0.14054 | -33.52 | 1.3771 | -1.5177 | -42.5686 | 0.77972 | 11.83 | 0.58876 | 0.19096 | 15.1074 | 0.84963 | 10.62 | 0.74843 | 0.1012 | 13.5907 | 0.015394 | 0.465 | 0.18409 | 0.73052 | 13.1555 | 0.012003 | -0.0090764 | -0.0021634 | 0.012003 | 0.013079 | 0.18211 | -0.029864 | -0.51599 | 0.18211 | 0.16348 | 0.23256 | -0.038092 | -0.65528 | 0.23256 | 0.20921 | 0.015394 | 0.465 | 0.18409 | 0.73052 | 13.1555 | 0.012003 | -0.0090764 | -0.0021634 | 0.012003 | 0.013079 | 0.18211 | -0.029864 | -0.51599 | 0.18211 | 0.16348 | 0.23256 | -0.038092 | -0.65528 | 0.23256 | 0.20921
229 | 0.32 | 0.32 | South/Central | TX | El.Paso.Intl.AP.722700 | 3 | 1163506 | 29.5574 | 12.3791 | 47.3763 | 29.5079 | 17.8684 | 865.81 | 0.85947 | 0.63 | 1.2374 | -0.37793 | 0.84536 | -0.50987 | -13.14 | -0.12973 | -0.38014 | -16.7366 | -0.060787 | -44.72 | 2.0258 | -2.0865 | -56.8307 | 0.85947 | 0.63 | 1.2374 | -0.37793 | 0.84536 | 0.92938 | -0.58 | 1.3971 | -0.46769 | -0.67135 | 0.015394 | 0.45499 | 0.19056 | 0.72929 | 13.3279 | 0.01323 | -0.0078487 | -0.00093573 | 0.01323 | 0.014306 | 0.0096979 | -0.20227 | -0.6884 | 0.0096979 | -0.0089283 | 0.013013 | -0.25764 | -0.87483 | 0.013013 | -0.010334 | 0.015394 | 0.45499 | 0.19056 | 0.72929 | 13.3279 | 0.01323 | -0.0078487 | -0.00093573 | 0.01323 | 0.014306 | 0.0096979 | -0.20227 | -0.6884 | 0.0096979 | -0.0089283 | 0.013013 | -0.25764 | -0.87483 | 0.013013 | -0.010334
231 | 0.32 | 0.37 | South/Central | TX | El.Paso.Intl.AP.722700 | 3 | 1163506 | 28.5778 | 13.0991 | 47.3367 | 28.5299 | 18.8068 | 885.26 | 0.89908 | -18.82 | 2.2153 | -1.3163 | -23.8554 | -0.47026 | -32.59 | 0.84822 | -1.3185 | -41.4374 | -0.021181 | -64.17 | 3.0037 | -3.0249 | -81.5315 | 0.89908 | -18.82 | 2.2153 | -1.3163 | -23.8554 | 0.96899 | -20.03 | 2.375 | -1.406 | -25.3721 | 0.015394 | 0.43991 | 0.20164 | 0.72868 | 13.6273 | 0.01384 | -0.007239 | -0.00032605 | 0.01384 | 0.014916 | -0.28971 | -0.50168 | -0.9878 | -0.28971 | -0.30833 | -0.36722 | -0.63787 | -1.2551 | -0.36722 | -0.39057 | 0.015394 | 0.43991 | 0.20164 | 0.72868 | 13.6273 | 0.01384 | -0.007239 | -0.00032605 | 0.01384 | 0.014916 | -0.28971 | -0.50168 | -0.9878 | -0.28971 | -0.30833 | -0.36722 | -0.63787 | -1.2551 | -0.36722 | -0.39057
233 | 0.32 | 0.42 | South/Central | TX | El.Paso.Intl.AP.722700 | 3 | 1163506 | 27.7482 | 13.8191 | 47.4471 | 27.7016 | 19.7454 | 906.18 | 0.78871 | -39.74 | 3.0436 | -2.2549 | -50.4831 | -0.58063 | -53.51 | 1.6765 | -2.2571 | -68.065 | -0.13155 | -85.09 | 3.832 | -3.9635 | -108.1591 | 0.78871 | -39.74 | 3.0436 | -2.2549 | -50.4831 | 0.85862 | -40.95 | 3.2033 | -2.3447 | -51.9998 | 0.015394 | 0.42714 | 0.21272 | 0.73038 | 13.9493 | 0.012141 | -0.008938 | -0.002025 | 0.012141 | 0.013217 | -0.61174 | -0.82371 | -1.3098 | -0.61174 | -0.63037 | -0.77711 | -1.0478 | -1.665 | -0.77711 | -0.80046 | 0.015394 | 0.42714 | 0.21272 | 0.73038 | 13.9493 | 0.012141 | -0.008938 | -0.002025 | 0.012141 | 0.013217 | -0.61174 | -0.82371 | -1.3098 | -0.61174 | -0.63037 | -0.77711 | -1.0478 | -1.665 | -0.77711 | -0.80046
234 | 0.32 | 0.47 | South/Central | TX | El.Paso.Intl.AP.722700 | 3 | 1163506 | 26.9785 | 14.659 | 47.7774 | 26.9333 | 20.8441 | 932.66 | 0.45841 | -66.22 | 3.812 | -3.3536 | -84.2248 | -0.91093 | -79.99 | 2.4449 | -3.3558 | -101.8068 | -0.46185 | -111.57 | 4.6003 | -5.0622 | -141.9009 | 0.45841 | -66.22 | 3.812 | -3.3536 | -84.2248 | 0.52832 | -67.43 | 3.9717 | -3.4433 | -85.7415 | 0.015394 | 0.4153 | 0.22565 | 0.73546 | 14.357 | 0.0070566 | -0.014022 | -0.0071095 | 0.0070566 | 0.0081327 | -1.0194 | -1.2313 | -1.7175 | -1.0194 | -1.038 | -1.2965 | -1.5672 | -2.1844 | -1.2965 | -1.3199 | 0.015394 | 0.4153 | 0.22565 | 0.73546 | 14.357 | 0.0070566 | -0.014022 | -0.0071095 | 0.0070566 | 0.0081327 | -1.0194 | -1.2313 | -1.7175 | -1.0194 | -1.038 | -1.2965 | -1.5672 | -2.1844 | -1.2965 | -1.3199
235 | 0.34 | 0.17 | South/Central | TX | El.Paso.Intl.AP.722700 | 3 | 1163506 | 32.726 | 10.8291 | 48.485 | 32.6712 | 15.8138 | 833.48 | -0.2492 | 32.96 | -1.926 | 1.6768 | 41.8557 | -1.6185 | 19.19 | -3.2931 | 1.6745 | 24.2738 | -1.1695 | -12.39 | -1.1376 | -0.031851 | -15.8203 | -0.2492 | 32.96 | -1.926 | 1.6768 | 41.8557 | -0.17929 | 31.75 | -1.7663 | 1.587 | 40.339 | 0.015394 | 0.50377 | 0.1667 | 0.74636 | 12.8302 | -0.0038361 | -0.024915 | -0.018002 | -0.0038361 | -0.0027599 | 0.50737 | 0.2954 | -0.19073 | 0.50737 | 0.48875 | 0.64431 | 0.37366 | -0.24353 | 0.64431 | 0.62096 | 0.015394 | 0.50377 | 0.1667 | 0.74636 | 12.8302 | -0.0038361 | -0.024915 | -0.018002 | -0.0038361 | -0.0027599 | 0.50737 | 0.2954 | -0.19073 | 0.50737 | 0.48875 | 0.64431 | 0.37366 | -0.24353 | 0.64431 | 0.62096
236 | 0.34 | 0.19 | South/Central | TX | El.Paso.Intl.AP.722700 | 3 | 1163506 | 32.1663 | 11.1291 | 48.3252 | 32.1124 | 16.2128 | 840.32 | -0.089439 | 26.12 | -1.3671 | 1.2777 | 33.1795 | -1.4588 | 12.35 | -2.7343 | 1.2755 | 15.5976 | -1.0097 | -19.23 | -0.57878 | -0.43092 | -24.4965 | -0.089439 | 26.12 | -1.3671 | 1.2777 | 33.1795 | -0.019531 | 24.91 | -1.2075 | 1.1879 | 31.6628 | 0.015394 | 0.49515 | 0.17132 | 0.7439 | 12.9355 | -0.0013768 | -0.022456 | -0.015543 | -0.0013768 | -0.00030065 | 0.40208 | 0.19011 | -0.29602 | 0.40208 | 0.38345 | 0.51075 | 0.2401 | -0.37709 | 0.51075 | 0.4874 | 0.015394 | 0.49515 | 0.17132 | 0.7439 | 12.9355 | -0.0013768 | -0.022456 | -0.015543 | -0.0013768 | -0.00030065 | 0.40208 | 0.19011 | -0.29602 | 0.40208 | 0.38345 | 0.51075 | 0.2401 | -0.37709 | 0.51075 | 0.4874
237 | 0.34 | 0.2 | South/Central | TX | El.Paso.Intl.AP.722700 | 3 | 1163506 | 31.8964 | 11.2791 | 48.2553 | 31.8429 | 16.4123 | 843.81 | -0.019519 | 22.63 | -1.0977 | 1.0782 | 28.7145 | -1.3889 | 8.86 | -2.4648 | 1.076 | 11.1325 | -0.93978 | -22.72 | -0.30935 | -0.63043 | -28.9616 | -0.019519 | 22.63 | -1.0977 | 1.0782 | 28.7145 | 0.050389 | 21.42 | -0.93803 | 0.98842 | 27.1978 | 0.015394 | 0.491 | 0.17363 | 0.74282 | 12.9892 | -0.00030047 | -0.02138 | -0.014467 | -0.00030047 | 0.00077567 | 0.34836 | 0.13639 | -0.34974 | 0.34836 | 0.32973 | 0.44202 | 0.17137 | -0.44582 | 0.44202 | 0.41867 | 0.015394 | 0.491 | 0.17363 | 0.74282 | 12.9892 | -0.00030047 | -0.02138 | -0.014467 | -0.00030047 | 0.00077567 | 0.34836 | 0.13639 | -0.34974 | 0.34836 | 0.32973 | 0.44202 | 0.17137 | -0.44582 | 0.44202 | 0.41867
238 | 0.34 | 0.23 | South/Central | TX | El.Paso.Intl.AP.722700 | 3 | 1163506 | 31.1467 | 11.7291 | 48.0956 | 31.0945 | 17.0011 | 854.69 | 0.14015 | 11.75 | -0.34927 | 0.48941 | 14.941 | -1.2292 | -2.02 | -1.7164 | 0.4872 | -2.6409 | -0.78011 | -33.6 | 0.43908 | -1.2192 | -42.735 | 0.14015 | 11.75 | -0.34927 | 0.48941 | 14.941 | 0.21006 | 10.54 | -0.1896 | 0.39966 | 13.4243 | 0.015394 | 0.47946 | 0.18055 | 0.74036 | 13.1567 | 0.0021574 | -0.018922 | -0.012009 | 0.0021574 | 0.0032335 | 0.18087 | -0.031095 | -0.51722 | 0.18087 | 0.16225 | 0.23 | -0.040653 | -0.65784 | 0.23 | 0.20665 | 0.015394 | 0.47946 | 0.18055 | 0.74036 | 13.1567 | 0.0021574 | -0.018922 | -0.012009 | 0.0021574 | 0.0032335 | 0.18087 | -0.031095 | -0.51722 | 0.18087 | 0.16225 | 0.23 | -0.040653 | -0.65784 | 0.23 | 0.20665
239 | 0.34 | 0.25 | South/Central | TX | El.Paso.Intl.AP.722700 | 3 | 1163506 | 30.6869 | 12.0291 | 48.0258 | 30.6355 | 17.3904 | 862.23 | 0.20993 | 4.21 | 0.10977 | 0.10016 | 5.3771 | -1.1594 | -9.56 | -1.2574 | 0.097948 | -12.2048 | -0.71033 | -41.14 | 0.89812 | -1.6084 | -52.2989 | 0.20993 | 4.21 | 0.10977 | 0.10016 | 5.3771 | 0.27984 | 3 | 0.26943 | 0.010405 | 3.8604 | 0.015394 | 0.47238 | 0.18517 | 0.73929 | 13.2728 | 0.0032316 | -0.017847 | -0.010934 | 0.0032316 | 0.0043077 | 0.064807 | -0.14716 | -0.63329 | 0.064807 | 0.046181 | 0.082773 | -0.18788 | -0.80507 | 0.082773 | 0.059426 | 0.015394 | 0.47238 | 0.18517 | 0.73929 | 13.2728 | 0.0032316 | -0.017847 | -0.010934 | 0.0032316 | 0.0043077 | 0.064807 | -0.14716 | -0.63329 | 0.064807 | 0.046181 | 0.082773 | -0.18788 | -0.80507 | 0.082773 | 0.059426
240 | 0.34 | 0.27 | South/Central | TX | El.Paso.Intl.AP.722700 | 3 | 1163506 | 30.7569 | 11.9391 | 47.9958 | 30.7053 | 17.2905 | 859.81 | 0.23996 | 6.63 | 0.039916 | 0.20004 | 8.4445 | -1.1294 | -7.14 | -1.3272 | 0.19783 | -9.1374 | -0.6803 | -38.72 | 0.82827 | -1.5086 | -49.2316 | 0.23996 | 6.63 | 0.039916 | 0.20004 | 8.4445 | 0.30987 | 5.42 | 0.19958 | 0.11028 | 6.9278 | 0.015394 | 0.47346 | 0.18378 | 0.73883 | 13.2355 | 0.0036938 | -0.017385 | -0.010472 | 0.0036938 | 0.0047699 | 0.10206 | -0.10991 | -0.59604 | 0.10206 | 0.083433 | 0.12999 | -0.14066 | -0.75785 | 0.12999 | 0.10664 | 0.015394 | 0.47346 | 0.18378 | 0.73883 | 13.2355 | 0.0036938 | -0.017385 | -0.010472 | 0.0036938 | 0.0047699 | 0.10206 | -0.10991 | -0.59604 | 0.10206 | 0.083433 | 0.12999 | -0.14066 | -0.75785 | 0.12999 | 0.10664
241 | 0.34 | 0.3 | South/Central | TX | El.Paso.Intl.AP.722700 | 3 | 1163506 | 30.527 | 12.0791 | 47.9759 | 30.4758 | 17.5001 | 864.05 | 0.25988 | 2.39 | 0.26943 | -0.009551 | 3.0689 | -1.1095 | -11.38 | -1.0977 | -0.011766 | -14.513 | -0.66038 | -42.96 | 1.0578 | -1.7182 | -54.6071 | 0.25988 | 2.39 | 0.26943 | -0.009551 | 3.0689 | 0.32979 | 1.18 | 0.4291 | -0.099309 | 1.5522 | 0.015394 | 0.46992 | 0.18594 | 0.73852 | 13.3008 | 0.0040005 | -0.017079 | -0.010166 | 0.0040005 | 0.0050767 | 0.036791 | -0.17518 | -0.66131 | 0.036791 | 0.018164 | 0.047242 | -0.22341 | -0.8406 | 0.047242 | 0.023895 | 0.015394 | 0.46992 | 0.18594 | 0.73852 | 13.3008 | 0.0040005 | -0.017079 | -0.010166 | 0.0040005 | 0.0050767 | 0.036791 | -0.17518 | -0.66131 | 0.036791 | 0.018164 | 0.047242 | -0.22341 | -0.8406 | 0.047242 | 0.023895
242 | 0.34 | 0.32 | South/Central | TX | El.Paso.Intl.AP.722700 | 3 | 1163506 | 30.0972 | 12.3591 | 47.9061 | 30.0467 | 17.8594 | 870.95 | 0.32969 | -4.51 | 0.69853 | -0.36884 | -5.6899 | -1.0397 | -18.28 | -0.66859 | -0.37106 | -23.2718 | -0.59057 | -49.86 | 1.4869 | -2.0775 | -63.3659 | 0.32969 | -4.51 | 0.69853 | -0.36884 | -5.6899 | 0.3996 | -5.72 | 0.8582 | -0.4586 | -7.2066 | 0.015394 | 0.4633 | 0.19025 | 0.73744 | 13.407 | 0.0050751 | -0.016004 | -0.009091 | 0.0050751 | 0.0061512 | -0.069425 | -0.28139 | -0.76752 | -0.069425 | -0.088051 | -0.087587 | -0.35824 | -0.97543 | -0.087587 | -0.11093 | 0.015394 | 0.4633 | 0.19025 | 0.73744 | 13.407 | 0.0050751 | -0.016004 | -0.009091 | 0.0050751 | 0.0061512 | -0.069425 | -0.28139 | -0.76752 | -0.069425 | -0.088051 | -0.087587 | -0.35824 | -0.97543 | -0.087587 | -0.11093
243 | 0.34 | 0.35 | South/Central | TX | El.Paso.Intl.AP.722700 | 3 | 1163506 | 29.4874 | 12.789 | 47.8563 | 29.438 | 18.4183 | 882.27 | 0.37946 | -15.83 | 1.3073 | -0.92779 | -20.0685 | -0.98988 | -29.6 | -0.059872 | -0.93 | -37.6504 | -0.5408 | -61.18 | 2.0956 | -2.6364 | -77.7445 | 0.37946 | -15.83 | 1.3073 | -0.92779 | -20.0685 | 0.44937 | -17.04 | 1.4669 | -1.0175 | -21.5852 | 0.015394 | 0.45392 | 0.19687 | 0.73668 | 13.5813 | 0.0058413 | -0.015238 | -0.0083248 | 0.0058413 | 0.0069174 | -0.24368 | -0.45565 | -0.94178 | -0.24368 | -0.26231 | -0.30893 | -0.57957 | -1.1968 | -0.30893 | -0.33227 | 0.015394 | 0.45392 | 0.19687 | 0.73668 | 13.5813 | 0.0058413 | -0.015238 | -0.0083248 | 0.0058413 | 0.0069174 | -0.24368 | -0.45565 | -0.94178 | -0.24368 | -0.26231 | -0.30893 | -0.57957 | -1.1968 | -0.30893 | -0.33227
244 | 0.34 | 0.37 | South/Central | TX | El.Paso.Intl.AP.722700 | 3 | 1163506 | 29.1076 | 13.0691 | 47.8465 | 29.0588 | 18.7877 | 889.98 | 0.38929 | -23.54 | 1.6865 | -1.2972 | -29.8656 | -0.98005 | -37.31 | 0.31933 | -1.2994 | -47.4475 | -0.53097 | -68.89 | 2.4748 | -3.0058 | -87.5416 | 0.38929 | -23.54 | 1.6865 | -1.2972 | -29.8656 | 0.4592 | -24.75 | 1.8461 | -1.3869 | -31.3823 | 0.015394 | 0.44807 | 0.20118 | 0.73653 | 13.7 | 0.0059926 | -0.015086 | -0.0081735 | 0.0059926 | 0.0070688 | -0.36236 | -0.57433 | -1.0605 | -0.36236 | -0.38099 | -0.45974 | -0.73039 | -1.3476 | -0.45974 | -0.48308 | 0.015394 | 0.44807 | 0.20118 | 0.73653 | 13.7 | 0.0059926 | -0.015086 | -0.0081735 | 0.0059926 | 0.0070688 | -0.36236 | -0.57433 | -1.0605 | -0.36236 | -0.38099 | -0.45974 | -0.73039 | -1.3476 | -0.45974 | -0.48308
245 | 0.34 | 0.4 | South/Central | TX | El.Paso.Intl.AP.722700 | 3 | 1163506 | 28.5878 | 13.4991 | 47.8867 | 28.5399 | 19.3468 | 902.19 | 0.34907 | -35.75 | 2.2054 | -1.8563 | -45.4007 | -1.0203 | -49.52 | 0.83824 | -1.8585 | -62.9827 | -0.57119 | -81.1 | 2.9937 | -3.5649 | -103.0768 | 0.34907 | -35.75 | 2.2054 | -1.8563 | -45.4007 | 0.41898 | -36.96 | 2.365 | -1.9461 | -46.9174 | 0.015394 | 0.44007 | 0.2078 | 0.73715 | 13.8879 | 0.0053735 | -0.015706 | -0.0087926 | 0.0053735 | 0.0064496 | -0.55032 | -0.76229 | -1.2484 | -0.55032 | -0.56895 | -0.69888 | -0.96953 | -1.5867 | -0.69888 | -0.72223 | 0.015394 | 0.44007 | 0.2078 | 0.73715 | 13.8879 | 0.0053735 | -0.015706 | -0.0087926 | 0.0053735 | 0.0064496 | -0.55032 | -0.76229 | -1.2484 | -0.55032 | -0.56895 | -0.69888 | -0.96953 | -1.5867 | -0.69888 | -0.72223
246 | 0.34 | 0.42 | South/Central | TX | El.Paso.Intl.AP.722700 | 3 | 1163506 | 28.2679 | 13.7991 | 47.9568 | 28.2206 | 19.7363 | 911.1 | 0.27895 | -44.66 | 2.5247 | -2.2457 | -56.7604 | -1.0904 | -58.43 | 1.1576 | -2.248 | -74.3424 | -0.64131 | -90.01 | 3.313 | -3.9544 | -114.4365 | 0.27895 | -44.66 | 2.5247 | -2.2457 | -56.7604 | 0.34886 | -45.87 | 2.6844 | -2.3355 | -58.2771 | 0.015394 | 0.43514 | 0.21242 | 0.73823 | 14.0251 | 0.004294 | -0.016785 | -0.0098721 | 0.004294 | 0.0053702 | -0.68748 | -0.89945 | -1.3856 | -0.68748 | -0.7061 | -0.87374 | -1.1444 | -1.7616 | -0.87374 | -0.89709 | 0.015394 | 0.43514 | 0.21242 | 0.73823 | 14.0251 | 0.004294 | -0.016785 | -0.0098721 | 0.004294 | 0.0053702 | -0.68748 | -0.89945 | -1.3856 | -0.68748 | -0.7061 | -0.87374 | -1.1444 | -1.7616 | -0.87374 | -0.89709
247 | 0.34 | 0.47 | South/Central | TX | El.Paso.Intl.AP.722700 | 3 | 1163506 | 27.4882 | 14.629 | 48.2671 | 27.4422 | 20.8249 | 937.19 | -0.031331 | -70.75 | 3.3031 | -3.3344 | -89.9762 | -1.4007 | -84.52 | 1.9359 | -3.3366 | -107.5582 | -0.95159 | -116.1 | 4.0914 | -5.043 | -147.6523 | -0.031331 | -70.75 | 3.3031 | -3.3344 | -89.9762 | 0.038577 | -71.96 | 3.4627 | -3.4242 | -91.4929 | 0.015394 | 0.42314 | 0.22519 | 0.743 | 14.4267 | -0.0004823 | -0.021561 | -0.014648 | -0.0004823 | 0.00059384 | -1.0891 | -1.3011 | -1.7872 | -1.0891 | -1.1077 | -1.3851 | -1.6557 | -2.2729 | -1.3851 | -1.4084 | 0.015394 | 0.42314 | 0.22519 | 0.743 | 14.4267 | -0.0004823 | -0.021561 | -0.014648 | -0.0004823 | 0.00059384 | -1.0891 | -1.3011 | -1.7872 | -1.0891 | -1.1077 | -1.3851 | -1.6557 | -2.2729 | -1.3851 | -1.4084
248 | 0.2 | 0.21 | South/Central | TX | El.Paso.Intl.AP.722700 | 3 | 1163506 | 27.5485 | 11.5291 | 44.0774 | 27.5021 | 16.5753 | 805.34 | 4.1584 | 61.1 | 3.2432 | 0.91523 | 77.7989 | 2.7891 | 47.33 | 1.8761 | 0.91302 | 60.217 | 3.2382 | 15.75 | 4.0315 | -0.79338 | 20.1228 | 4.1584 | 61.1 | 3.2432 | 0.91523 | 77.7989 | 4.2283 | 59.89 | 3.4028 | 0.82547 | 76.2822 | 0.015394 | 0.42407 | 0.17747 | 0.67851 | 12.397 | 0.064013 | 0.042934 | 0.049847 | 0.064013 | 0.065089 | 0.94055 | 0.72858 | 0.24245 | 0.94055 | 0.92192 | 1.1976 | 0.92695 | 0.30976 | 1.1976 | 1.1743 | 0.015394 | 0.42407 | 0.17747 | 0.67851 | 12.397 | 0.064013 | 0.042934 | 0.049847 | 0.064013 | 0.065089 | 0.94055 | 0.72858 | 0.24245 | 0.94055 | 0.92192 | 1.1976 | 0.92695 | 0.30976 | 1.1976 | 1.1743
249 | 0.21 | 0.21 | South/Central | TX | El.Paso.Intl.AP.722700 | 3 | 1163506 | 27.8483 | 11.5191 | 44.3772 | 27.8014 | 16.5758 | 808.37 | 3.8586 | 58.07 | 2.9438 | 0.91474 | 73.9487 | 2.4892 | 44.3 | 1.5767 | 0.91253 | 56.3668 | 2.9383 | 12.72 | 3.7322 | -0.79387 | 16.2727 | 3.8586 | 58.07 | 2.9438 | 0.91474 | 73.9487 | 3.9285 | 56.86 | 3.1035 | 0.82499 | 72.432 | 0.015394 | 0.42868 | 0.17732 | 0.68312 | 12.4437 | 0.059397 | 0.038318 | 0.045231 | 0.059397 | 0.060473 | 0.8939 | 0.68193 | 0.19581 | 0.8939 | 0.87528 | 1.1383 | 0.86769 | 0.25049 | 1.1383 | 1.115 | 0.015394 | 0.42868 | 0.17732 | 0.68312 | 12.4437 | 0.059397 | 0.038318 | 0.045231 | 0.059397 | 0.060473 | 0.8939 | 0.68193 | 0.19581 | 0.8939 | 0.87528 | 1.1383 | 0.86769 | 0.25049 | 1.1383 | 1.115
250 | 0.22 | 0.21 | South/Central | TX | El.Paso.Intl.AP.722700 | 3 | 1163506 | 28.1482 | 11.5091 | 44.6771 | 28.1008 | 16.5763 | 811.4 | 3.5587 | 55.04 | 2.6444 | 0.91424 | 70.0978 | 2.1893 | 41.27 | 1.2773 | 0.91202 | 52.5159 | 2.6384 | 9.69 | 3.4328 | -0.79437 | 12.4217 | 3.5587 | 55.04 | 2.6444 | 0.91424 | 70.0978 | 3.6286 | 53.83 | 2.8041 | 0.82448 | 68.5811 | 0.015394 | 0.4333 | 0.17717 | 0.68774 | 12.4903 | 0.054781 | 0.033702 | 0.040615 | 0.054781 | 0.055857 | 0.84726 | 0.63529 | 0.14916 | 0.84726 | 0.82864 | 1.0791 | 0.80841 | 0.19121 | 1.0791 | 1.0557 | 0.015394 | 0.4333 | 0.17717 | 0.68774 | 12.4903 | 0.054781 | 0.033702 | 0.040615 | 0.054781 | 0.055857 | 0.84726 | 0.63529 | 0.14916 | 0.84726 | 0.82864 | 1.0791 | 0.80841 | 0.19121 | 1.0791 | 1.0557
251 | 0.23 | 0.21 | South/Central | TX | El.Paso.Intl.AP.722700 | 3 | 1163506 | 28.448 | 11.4991 | 44.9769 | 28.4002 | 16.5767 | 814.42 | 3.2588 | 52.02 | 2.3451 | 0.91377 | 66.2484 | 1.8895 | 38.25 | 0.97794 | 0.91155 | 48.6665 | 2.3386 | 6.67 | 3.1334 | -0.79484 | 8.5724 | 3.2588 | 52.02 | 2.3451 | 0.91377 | 66.2484 | 3.3287 | 50.81 | 2.5047 | 0.82401 | 64.7317 | 0.015394 | 0.43792 | 0.17701 | 0.69236 | 12.5368 | 0.050165 | 0.029086 | 0.035999 | 0.050165 | 0.051241 | 0.80077 | 0.5888 | 0.10268 | 0.80077 | 0.78215 | 1.0198 | 0.74915 | 0.13196 | 1.0198 | 0.99645 | 0.015394 | 0.43792 | 0.17701 | 0.69236 | 12.5368 | 0.050165 | 0.029086 | 0.035999 | 0.050165 | 0.051241 | 0.80077 | 0.5888 | 0.10268 | 0.80077 | 0.78215 | 1.0198 | 0.74915 | 0.13196 | 1.0198 | 0.99645
252 | 0.24 | 0.21 | South/Central | TX | El.Paso.Intl.AP.722700 | 3 | 1163506 | 28.7479 | 11.4991 | 45.2867 | 28.6996 | 16.5872 | 817.75 | 2.949 | 48.69 | 2.0457 | 0.90332 | 62.0033 | 1.5797 | 34.92 | 0.67857 | 0.90111 | 44.4213 | 2.0288 | 3.34 | 2.834 | -0.80529 | 4.3272 | 2.949 | 48.69 | 2.0457 | 0.90332 | 62.0033 | 3.0189 | 47.48 | 2.2054 | 0.81356 | 60.4866 | 0.015394 | 0.44253 | 0.17701 | 0.69712 | 12.5881 | 0.045396 | 0.024317 | 0.03123 | 0.045396 | 0.046472 | 0.74951 | 0.53754 | 0.051414 | 0.74951 | 0.73089 | 0.95445 | 0.6838 | 0.066611 | 0.95445 | 0.9311 | 0.015394 | 0.44253 | 0.17701 | 0.69712 | 12.5881 | 0.045396 | 0.024317 | 0.03123 | 0.045396 | 0.046472 | 0.74951 | 0.53754 | 0.051414 | 0.74951 | 0.73089 | 0.95445 | 0.6838 | 0.066611 | 0.95445 | 0.9311
253 | 0.25 | 0.21 | South/Central | TX | El.Paso.Intl.AP.722700 | 3 | 1163506 | 29.0377 | 11.4891 | 45.5766 | 28.9889 | 16.5877 | 820.67 | 2.6591 | 45.77 | 1.7563 | 0.90282 | 58.28 | 1.2898 | 32 | 0.38918 | 0.9006 | 40.6981 | 1.7389 | 0.42 | 2.5447 | -0.80579 | 0.60396 | 2.6591 | 45.77 | 1.7563 | 0.90282 | 58.28 | 2.729 | 44.56 | 1.916 | 0.81306 | 56.7633 | 0.015394 | 0.44699 | 0.17686 | 0.70159 | 12.633 | 0.040933 | 0.019854 | 0.026767 | 0.040933 | 0.042009 | 0.70456 | 0.49259 | 0.0064653 | 0.70456 | 0.68594 | 0.89714 | 0.62649 | 0.0092971 | 0.89714 | 0.87379 | 0.015394 | 0.44699 | 0.17686 | 0.70159 | 12.633 | 0.040933 | 0.019854 | 0.026767 | 0.040933 | 0.042009 | 0.70456 | 0.49259 | 0.0064653 | 0.70456 | 0.68594 | 0.89714 | 0.62649 | 0.0092971 | 0.89714 | 0.87379
254 | 0.26 | 0.21 | South/Central | TX | El.Paso.Intl.AP.722700 | 3 | 1163506 | 29.3376 | 11.4791 | 45.8665 | 29.2883 | 16.5782 | 823.39 | 2.3692 | 43.05 | 1.4569 | 0.9123 | 54.8255 | 0.9999 | 29.28 | 0.089807 | 0.91009 | 37.2436 | 1.449 | -2.3 | 2.2453 | -0.79631 | -2.8505 | 2.3692 | 43.05 | 1.4569 | 0.9123 | 54.8255 | 2.4391 | 41.84 | 1.6166 | 0.82255 | 53.3088 | 0.015394 | 0.45161 | 0.1767 | 0.70605 | 12.6749 | 0.036471 | 0.015392 | 0.022305 | 0.036471 | 0.037547 | 0.66269 | 0.45072 | -0.035405 | 0.66269 | 0.64407 | 0.84396 | 0.57331 | -0.04388 | 0.84396 | 0.82061 | 0.015394 | 0.45161 | 0.1767 | 0.70605 | 12.6749 | 0.036471 | 0.015392 | 0.022305 | 0.036471 | 0.037547 | 0.66269 | 0.45072 | -0.035405 | 0.66269 | 0.64407 | 0.84396 | 0.57331 | -0.04388 | 0.84396 | 0.82061
255 | 0.27 | 0.21 | South/Central | TX | El.Paso.Intl.AP.722700 | 3 | 1163506 | 29.6374 | 11.4691 | 46.1664 | 29.5877 | 16.5787 | 826.41 | 2.0694 | 40.03 | 1.1576 | 0.91184 | 50.9762 | 0.70006 | 26.26 | -0.20956 | 0.90962 | 33.3942 | 1.1491 | -5.32 | 1.9459 | -0.79677 | -6.6999 | 2.0694 | 40.03 | 1.1576 | 0.91184 | 50.9762 | 2.1393 | 38.82 | 1.3172 | 0.82208 | 49.4595 | 0.015394 | 0.45623 | 0.17655 | 0.71066 | 12.7214 | 0.031855 | 0.010776 | 0.017689 | 0.031855 | 0.032932 | 0.6162 | 0.40423 | -0.081894 | 0.6162 | 0.59758 | 0.78471 | 0.51406 | -0.10313 | 0.78471 | 0.76136 | 0.015394 | 0.45623 | 0.17655 | 0.71066 | 12.7214 | 0.031855 | 0.010776 | 0.017689 | 0.031855 | 0.032932 | 0.6162 | 0.40423 | -0.081894 | 0.6162 | 0.59758 | 0.78471 | 0.51406 | -0.10313 | 0.78471 | 0.76136
256 | 0.28 | 0.21 | South/Central | TX | El.Paso.Intl.AP.722700 | 3 | 1163506 | 29.9273 | 11.4591 | 46.4562 | 29.8771 | 16.5792 | 829.32 | 1.7795 | 37.12 | 0.86817 | 0.91135 | 47.2537 | 0.41018 | 23.35 | -0.49896 | 0.90913 | 29.6718 | 0.85926 | -8.23 | 1.6565 | -0.79726 | -10.4223 | 1.7795 | 37.12 | 0.86817 | 0.91135 | 47.2537 | 1.8494 | 35.91 | 1.0278 | 0.82159 | 45.737 | 0.015394 | 0.46069 | 0.1764 | 0.71513 | 12.7662 | 0.027393 | 0.0063141 | 0.013227 | 0.027393 | 0.028469 | 0.57141 | 0.35944 | -0.12669 | 0.57141 | 0.55278 | 0.7274 | 0.45675 | -0.16044 | 0.7274 | 0.70406 | 0.015394 | 0.46069 | 0.1764 | 0.71513 | 12.7662 | 0.027393 | 0.0063141 | 0.013227 | 0.027393 | 0.028469 | 0.57141 | 0.35944 | -0.12669 | 0.57141 | 0.55278 | 0.7274 | 0.45675 | -0.16044 | 0.7274 | 0.70406
257 | 0.29 | 0.21 | South/Central | TX | El.Paso.Intl.AP.722700 | 3 | 1163506 | 30.2272 | 11.4491 | 46.7561 | 30.1765 | 16.5796 | 832.33 | 1.4797 | 34.11 | 0.5688 | 0.9109 | 43.4051 | 0.11036 | 20.34 | -0.79833 | 0.90869 | 25.8232 | 0.55944 | -11.24 | 1.3572 | -0.79771 | -14.2709 | 1.4797 | 34.11 | 0.5688 | 0.9109 | 43.4051 | 1.5496 | 32.9 | 0.72847 | 0.82114 | 41.8884 | 0.015394 | 0.4653 | 0.17624 | 0.71974 | 12.8125 | 0.022778 | 0.0016988 | 0.0086118 | 0.022778 | 0.023854 | 0.52507 | 0.3131 | -0.17302 | 0.52507 | 0.50645 | 0.66816 | 0.39751 | -0.21968 | 0.66816 | 0.64481 | 0.015394 | 0.4653 | 0.17624 | 0.71974 | 12.8125 | 0.022778 | 0.0016988 | 0.0086118 | 0.022778 | 0.023854 | 0.52507 | 0.3131 | -0.17302 | 0.52507 | 0.50645 | 0.66816 | 0.39751 | -0.21968 | 0.66816 | 0.64481
258 | 0.3 | 0.21 | South/Central | TX | El.Paso.Intl.AP.722700 | 3 | 1163506 | 30.517 | 11.4491 | 47.0559 | 30.4658 | 16.5901 | 835.57 | 1.1798 | 30.87 | 0.27941 | 0.90042 | 39.2862 | -0.18952 | 17.1 | -1.0877 | 0.8982 | 21.7042 | 0.25956 | -14.48 | 1.0678 | -0.80819 | -18.3899 | 1.1798 | 30.87 | 0.27941 | 0.90042 | 39.2862 | 1.2497 | 29.66 | 0.43908 | 0.81066 | 37.7695 | 0.015394 | 0.46977 | 0.17624 | 0.72436 | 12.8624 | 0.018162 | -0.0029173 | 0.0039956 | 0.018162 | 0.019238 | 0.4752 | 0.26323 | -0.2229 | 0.4752 | 0.45657 | 0.60475 | 0.3341 | -0.28309 | 0.60475 | 0.58141 | 0.015394 | 0.46977 | 0.17624 | 0.72436 | 12.8624 | 0.018162 | -0.0029173 | 0.0039956 | 0.018162 | 0.019238 | 0.4752 | 0.26323 | -0.2229 | 0.4752 | 0.45657 | 0.60475 | 0.3341 | -0.28309 | 0.60475 | 0.58141
259 | 0.31 | 0.21 | South/Central | TX | El.Paso.Intl.AP.722700 | 3 | 1163506 | 30.7969 | 11.4391 | 47.3258 | 30.7453 | 16.5806 | 838.08 | 0.90994 | 28.36 | -3.9924e-06 | 0.90994 | 36.0886 | -0.4594 | 14.59 | -1.3671 | 0.90773 | 18.5067 | -0.01032 | -16.99 | 0.78835 | -0.79867 | -21.5875 | 0.90994 | 28.36 | -3.9924e-06 | 0.90994 | 36.0886 | 0.97985 | 27.15 | 0.15966 | 0.82019 | 34.5719 | 0.015394 | 0.47407 | 0.17609 | 0.72851 | 12.901 | 0.014007 | -0.0070718 | -0.00015886 | 0.014007 | 0.015083 | 0.43656 | 0.22459 | -0.26154 | 0.43656 | 0.41794 | 0.55553 | 0.28488 | -0.33231 | 0.55553 | 0.53218 | 0.015394 | 0.47407 | 0.17609 | 0.72851 | 12.901 | 0.014007 | -0.0070718 | -0.00015886 | 0.014007 | 0.015083 | 0.43656 | 0.22459 | -0.26154 | 0.43656 | 0.41794 | 0.55553 | 0.28488 | -0.33231 | 0.55553 | 0.53218
260 | 0.32 | 0.21 | South/Central | TX | El.Paso.Intl.AP.722700 | 3 | 1163506 | 31.0768 | 11.4391 | 47.6157 | 31.0247 | 16.591 | 841.21 | 0.62006 | 25.23 | -0.27942 | 0.89948 | 32.0981 | -0.74928 | 11.46 | -1.6465 | 0.89726 | 14.5161 | -0.3002 | -20.12 | 0.50893 | -0.80913 | -25.578 | 0.62006 | 25.23 | -0.27942 | 0.89948 | 32.0981 | 0.68997 | 24.02 | -0.11975 | 0.80972 | 30.5814 | 0.015394 | 0.47838 | 0.17609 | 0.73298 | 12.9492 | 0.0095449 | -0.011534 | -0.0046211 | 0.0095449 | 0.010621 | 0.38838 | 0.17641 | -0.30972 | 0.38838 | 0.36975 | 0.4941 | 0.22345 | -0.39374 | 0.4941 | 0.47076 | 0.015394 | 0.47838 | 0.17609 | 0.73298 | 12.9492 | 0.0095449 | -0.011534 | -0.0046211 | 0.0095449 | 0.010621 | 0.38838 | 0.17641 | -0.30972 | 0.38838 | 0.36975 | 0.4941 | 0.22345 | -0.39374 | 0.4941 | 0.47076
261 | 0.33 | 0.21 | South/Central | TX | El.Paso.Intl.AP.722700 | 3 | 1163506 | 31.3666 | 11.4291 | 47.9056 | 31.3141 | 16.5915 | 844.13 | 0.3302 | 22.31 | -0.56881 | 0.89901 | 28.3764 | -1.0391 | 8.54 | -1.9359 | 0.8968 | 10.7945 | -0.59006 | -23.04 | 0.21954 | -0.8096 | -29.2996 | 0.3302 | 22.31 | -0.56881 | 0.89901 | 28.3764 | 0.40011 | 21.1 | -0.40914 | 0.80925 | 26.8597 | 0.015394 | 0.48284 | 0.17593 | 0.73744 | 12.9942 | 0.005083 | -0.015996 | -0.0090831 | 0.005083 | 0.0061591 | 0.34343 | 0.13146 | -0.35467 | 0.34343 | 0.3248 | 0.43681 | 0.16617 | -0.45103 | 0.43681 | 0.41347 | 0.015394 | 0.48284 | 0.17593 | 0.73744 | 12.9942 | 0.005083 | -0.015996 | -0.0090831 | 0.005083 | 0.0061591 | 0.34343 | 0.13146 | -0.35467 | 0.34343 | 0.3248 | 0.43681 | 0.16617 | -0.45103 | 0.43681 | 0.41347
262 | 0.34 | 0.21 | South/Central | TX | El.Paso.Intl.AP.722700 | 3 | 1163506 | 31.6365 | 11.4291 | 48.1854 | 31.5835 | 16.6019 | 847.14 | 0.050343 | 19.3 | -0.83824 | 0.88858 | 24.5152 | -1.319 | 5.53 | -2.2054 | 0.88637 | 6.9332 | -0.86992 | -26.05 | -0.049892 | -0.82002 | -33.1609 | 0.050343 | 19.3 | -0.83824 | 0.88858 | 24.5152 | 0.12025 | 18.09 | -0.67858 | 0.79883 | 22.9985 | 0.015394 | 0.487 | 0.17593 | 0.74175 | 13.0405 | 0.00077496 | -0.020304 | -0.013391 | 0.00077496 | 0.0018511 | 0.2971 | 0.085126 | -0.401 | 0.2971 | 0.27847 | 0.37738 | 0.10673 | -0.51046 | 0.37738 | 0.35403 | 0.015394 | 0.487 | 0.17593 | 0.74175 | 13.0405 | 0.00077496 | -0.020304 | -0.013391 | 0.00077496 | 0.0018511 | 0.2971 | 0.085126 | -0.401 | 0.2971 | 0.27847 | 0.37738 | 0.10673 | -0.51046 | 0.37738 | 0.35403
263 | 0.35 | 0.21 | South/Central | TX | El.Paso.Intl.AP.722700 | 3 | 1163506 | 31.9164 | 11.4191 | 48.4653 | 31.8629 | 16.6024 | 849.96 | -0.22954 | 16.48 | -1.1177 | 0.88811 | 20.9211 | -1.5989 | 2.71 | -2.4848 | 0.8859 | 3.3392 | -1.1498 | -28.87 | -0.32931 | -0.82049 | -36.7549 | -0.22954 | 16.48 | -1.1177 | 0.88811 | 20.9211 | -0.15963 | 15.27 | -0.95799 | 0.79836 | 19.4044 | 0.015394 | 0.49131 | 0.17578 | 0.74605 | 13.0839 | -0.0035334 | -0.024612 | -0.0177 | -0.0035334 | -0.0024573 | 0.25369 | 0.041717 | -0.44441 | 0.25369 | 0.23506 | 0.32205 | 0.051402 | -0.56579 | 0.32205 | 0.2987 | 0.015394 | 0.49131 | 0.17578 | 0.74605 | 13.0839 | -0.0035334 | -0.024612 | -0.0177 | -0.0035334 | -0.0024573 | 0.25369 | 0.041717 | -0.44441 | 0.25369 | 0.23506 | 0.32205 | 0.051402 | -0.56579 | 0.32205 | 0.2987
264 | 0.36 | 0.21 | South/Central | TX | El.Paso.Intl.AP.722700 | 3 | 1163506 | 32.1962 | 11.4191 | 48.7552 | 32.1423 | 16.6128 | 853.06 | -0.5194 | 13.38 | -1.3971 | 0.87767 | 16.9314 | -1.8887 | -0.39 | -2.7642 | 0.87545 | -0.65059 | -1.4397 | -31.97 | -0.60872 | -0.83094 | -40.7447 | -0.5194 | 13.38 | -1.3971 | 0.87767 | 16.9314 | -0.44949 | 12.17 | -1.2374 | 0.78791 | 15.4147 | 0.015394 | 0.49561 | 0.17578 | 0.75052 | 13.1316 | -0.0079954 | -0.029074 | -0.022161 | -0.0079954 | -0.0069193 | 0.20597 | -0.0060035 | -0.49213 | 0.20597 | 0.18734 | 0.26063 | -0.010015 | -0.62721 | 0.26063 | 0.23729 | 0.015394 | 0.49561 | 0.17578 | 0.75052 | 13.1316 | -0.0079954 | -0.029074 | -0.022161 | -0.0079954 | -0.0069193 | 0.20597 | -0.0060035 | -0.49213 | 0.20597 | 0.18734 | 0.26063 | -0.010015 | -0.62721 | 0.26063 | 0.23729
265 | 0.37 | 0.21 | South/Central | TX | El.Paso.Intl.AP.722700 | 3 | 1163506 | 32.4661 | 11.4191 | 49.035 | 32.4118 | 16.6233 | 856.08 | -0.79928 | 10.36 | -1.6665 | 0.86722 | 13.0693 | -2.1686 | -3.41 | -3.0336 | 0.86501 | -4.5126 | -1.7195 | -34.99 | -0.87815 | -0.84139 | -44.6067 | -0.79928 | 10.36 | -1.6665 | 0.86722 | 13.0693 | -0.72937 | 9.15 | -1.5068 | 0.77746 | 11.5526 | 0.015394 | 0.49977 | 0.17578 | 0.75482 | 13.1781 | -0.012304 | -0.033383 | -0.02647 | -0.012304 | -0.011228 | 0.15948 | -0.052492 | -0.53862 | 0.15948 | 0.14085 | 0.20118 | -0.069465 | -0.68666 | 0.20118 | 0.17784 | 0.015394 | 0.49977 | 0.17578 | 0.75482 | 13.1781 | -0.012304 | -0.033383 | -0.02647 | -0.012304 | -0.011228 | 0.15948 | -0.052492 | -0.53862 | 0.15948 | 0.14085 | 0.20118 | -0.069465 | -0.68666 | 0.20118 | 0.17784
266 | 0.38 | 0.21 | South/Central | TX | El.Paso.Intl.AP.722700 | 3 | 1163506 | 32.736 | 11.4191 | 49.3149 | 32.6812 | 16.6337 | 859.11 | -1.0791 | 7.33 | -1.9359 | 0.85681 | 9.2088 | -2.4485 | -6.44 | -3.3031 | 0.8546 | -8.3731 | -1.9994 | -38.02 | -1.1476 | -0.85179 | -48.4672 | -1.0791 | 7.33 | -1.9359 | 0.85681 | 9.2088 | -1.0092 | 6.12 | -1.7763 | 0.76706 | 7.6921 | 0.015394 | 0.50392 | 0.17578 | 0.75913 | 13.2248 | -0.016611 | -0.037691 | -0.030778 | -0.016611 | -0.015535 | 0.11283 | -0.099135 | -0.58526 | 0.11283 | 0.094209 | 0.14176 | -0.12889 | -0.74608 | 0.14176 | 0.11841 | 0.015394 | 0.50392 | 0.17578 | 0.75913 | 13.2248 | -0.016611 | -0.037691 | -0.030778 | -0.016611 | -0.015535 | 0.11283 | -0.099135 | -0.58526 | 0.11283 | 0.094209 | 0.14176 | -0.12889 | -0.74608 | 0.14176 | 0.11841
267 | 0.39 | 0.21 | South/Central | TX | El.Paso.Intl.AP.722700 | 3 | 1163506 | 33.0058 | 11.4091 | 49.5848 | 32.9506 | 16.6342 | 861.84 | -1.349 | 4.6 | -2.2054 | 0.85635 | 5.7425 | -2.7184 | -9.17 | -3.5725 | 0.85413 | -11.8394 | -2.2693 | -40.75 | -1.417 | -0.85226 | -51.9335 | -1.349 | 4.6 | -2.2054 | 0.85635 | 5.7425 | -1.2791 | 3.39 | -2.0457 | 0.76659 | 4.2258 | 0.015394 | 0.50808 | 0.17563 | 0.76329 | 13.2668 | -0.020766 | -0.041845 | -0.034932 | -0.020766 | -0.01969 | 0.07081 | -0.14116 | -0.62729 | 0.07081 | 0.052184 | 0.088398 | -0.18225 | -0.79944 | 0.088398 | 0.06505 | 0.015394 | 0.50808 | 0.17563 | 0.76329 | 13.2668 | -0.020766 | -0.041845 | -0.034932 | -0.020766 | -0.01969 | 0.07081 | -0.14116 | -0.62729 | 0.07081 | 0.052184 | 0.088398 | -0.18225 | -0.79944 | 0.088398 | 0.06505
268 | 0.4 | 0.21 | South/Central | TX | El.Paso.Intl.AP.722700 | 3 | 1163506 | 33.2757 | 11.4091 | 49.8646 | 33.2201 | 16.6446 | 864.85 | -1.6289 | 1.59 | -2.4748 | 0.84592 | 1.8812 | -2.9982 | -12.18 | -3.8419 | 0.8437 | -15.7007 | -2.5491 | -43.76 | -1.6865 | -0.86269 | -55.7948 | -1.6289 | 1.59 | -2.4748 | 0.84592 | 1.8812 | -1.559 | 0.38 | -2.3151 | 0.75616 | 0.36454 | 0.015394 | 0.51223 | 0.17563 | 0.76759 | 13.3131 | -0.025074 | -0.046153 | -0.03924 | -0.025074 | -0.023998 | 0.024476 | -0.18749 | -0.67362 | 0.024476 | 0.0058496 | 0.028959 | -0.24169 | -0.85888 | 0.028959 | 0.0056115 | 0.015394 | 0.51223 | 0.17563 | 0.76759 | 13.3131 | -0.025074 | -0.046153 | -0.03924 | -0.025074 | -0.023998 | 0.024476 | -0.18749 | -0.67362 | 0.024476 | 0.0058496 | 0.028959 | -0.24169 | -0.85888 | 0.028959 | 0.0056115
Double | Double | Double | South/Central | TX | El.Paso.Intl.AP.722700 | 3 | 1163506 | 30.6966 | 15.699 | 53.0955 | 30.6455 | 22.45 | 1020.03 | -4.8597 | -153.59 | 0.099801 | -4.9595 | -195.419 | -6.2291 | -167.36 | -1.2673 | -4.9617 | -213.001 | -5.78 | -198.94 | 0.88815 | -6.6681 | -253.0951 | -4.8597 | -153.59 | 0.099801 | -4.9595 | -195.419 | -4.7898 | -154.8 | 0.25947 | -5.0493 | -196.9357 | 0.015394 | 0.47253 | 0.24166 | 0.81733 | 15.7019 | -0.074808 | -0.095887 | -0.088974 | -0.074808 | -0.073732 | -2.3643 | -2.5763 | -3.0624 | -2.3643 | -2.3829 | -3.0082 | -3.2788 | -3.896 | -3.0082 | -3.0315 | 0.015394 | 0.47253 | 0.24166 | 0.81733 | 15.7019 | -0.074808 | -0.095887 | -0.088974 | -0.074808 | -0.073732 | -2.3643 | -2.5763 | -3.0624 | -2.3643 | -2.3829 | -3.0082 | -3.2788 | -3.896 | -3.0082 | -3.0315
Single | Single | Single | South/Central | TX | El.Paso.Intl.AP.722700 | 3 | 1163506 | 38.7926 | 18.4091 | 65.2215 | 38.7285 | 26.493 | 1226.9 | -16.9857 | -360.46 | -7.9832 | -9.0025 | -459.1974 | -18.3551 | -374.23 | -9.3503 | -9.0047 | -476.7793 | -17.906 | -405.81 | -7.1949 | -10.7111 | -516.8734 | -16.9857 | -360.46 | -7.9832 | -9.0025 | -459.1974 | -16.9158 | -361.67 | -7.8235 | -9.0923 | -460.7141 | 0.015394 | 0.59716 | 0.28338 | 1.004 | 18.8864 | -0.26147 | -0.28255 | -0.27564 | -0.26147 | -0.26039 | -5.5488 | -5.7607 | -6.2469 | -5.5488 | -5.5674 | -7.0687 | -7.3393 | -7.9565 | -7.0687 | -7.092 | 0.015394 | 0.59716 | 0.28338 | 1.004 | 18.8864 | -0.26147 | -0.28255 | -0.27564 | -0.26147 | -0.26039 | -5.5488 | -5.7607 | -6.2469 | -5.5488 | -5.5674 | -7.0687 | -7.3393 | -7.9565 | -7.0687 | -7.092
1 | 0.35 | 0.47 | South/Central | CA | Fresno.Metro.AP.723890 | 3 | 2081643 | 29.1913 | 13.94 | 49.2569 | 29.0223 | 20.2346 | 1387.94 | -0.69898 | -135.78 | 2.4758 | -3.1748 | -94.2326 | -2.0532 | -152.5 | 1.1391 | -3.1923 | -112.03 | -2.0105 | -220.77 | 2.8931 | -4.9036 | -157.457 | -0.69898 | -135.78 | 2.4758 | -3.1748 | -94.2326 | -0.62559 | -138.39 | 2.636 | -3.2616 | -95.6259 | 0.027541 | 0.80395 | 0.38392 | 1.3566 | 38.225 | -0.019251 | -0.056546 | -0.05537 | -0.019251 | -0.017229 | -3.7395 | -4.2 | -6.0802 | -3.7395 | -3.8114 | -2.5952 | -3.0854 | -4.3365 | -2.5952 | -2.6336 | 0.027541 | 0.80395 | 0.38392 | 1.3566 | 38.225 | -0.019251 | -0.056546 | -0.05537 | -0.019251 | -0.017229 | -3.7395 | -4.2 | -6.0802 | -3.7395 | -3.8114 | -2.5952 | -3.0854 | -4.3365 | -2.5952 | -2.6336
2 | 0.35 | 0.42 | South/Central | CA | Fresno.Metro.AP.723890 | 3 | 2081643 | 29.8573 | 13.1624 | 48.8937 | 29.6845 | 19.2092 | 1342.48 | -0.33584 | -90.32 | 1.8136 | -2.1494 | -62.0393 | -1.69 | -107.04 | 0.47683 | -2.1669 | -79.8367 | -1.6473 | -175.31 | 2.2309 | -3.8782 | -125.2637 | -0.33584 | -90.32 | 1.8136 | -2.1494 | -62.0393 | -0.26244 | -92.93 | 1.9738 | -2.2362 | -63.4326 | 0.027541 | 0.82229 | 0.3625 | 1.3466 | 36.973 | -0.0092492 | -0.046545 | -0.045368 | -0.0092492 | -0.0072278 | -2.4875 | -2.948 | -4.8282 | -2.4875 | -2.5594 | -1.7086 | -2.1988 | -3.4499 | -1.7086 | -1.747 | 0.027541 | 0.82229 | 0.3625 | 1.3466 | 36.973 | -0.0092492 | -0.046545 | -0.045368 | -0.0092492 | -0.0072278 | -2.4875 | -2.948 | -4.8282 | -2.4875 | -2.5594 | -1.7086 | -2.1988 | -3.4499 | -1.7086 | -1.747
3 | 0.35 | 0.37 | South/Central | CA | Fresno.Metro.AP.723890 | 3 | 2081643 | 30.5531 | 12.4764 | 48.6821 | 30.3765 | 18.3056 | 1303.67 | -0.12422 | -51.51 | 1.1216 | -1.2458 | -35.0565 | -1.4784 | -68.23 | -0.21518 | -1.2632 | -52.8539 | -1.4357 | -136.5 | 1.5389 | -2.9746 | -98.2809 | -0.12422 | -51.51 | 1.1216 | -1.2458 | -35.0565 | -0.050826 | -54.12 | 1.2818 | -1.3326 | -36.4498 | 0.027541 | 0.84146 | 0.34361 | 1.3407 | 35.9041 | -0.0034212 | -0.040717 | -0.03954 | -0.0034212 | -0.0013998 | -1.4186 | -1.8791 | -3.7593 | -1.4186 | -1.4905 | -0.96548 | -1.4556 | -2.7067 | -0.96548 | -1.0039 | 0.027541 | 0.84146 | 0.34361 | 1.3407 | 35.9041 | -0.0034212 | -0.040717 | -0.03954 | -0.0034212 | -0.0013998 | -1.4186 | -1.8791 | -3.7593 | -1.4186 | -1.4905 | -0.96548 | -1.4556 | -2.7067 | -0.96548 | -1.0039
4 | 0.35 | 0.32 | South/Central | CA | Fresno.Metro.AP.723890 | 3 | 2081643 | 31.3471 | 11.8072 | 48.5855 | 31.1662 | 17.4193 | 1266.93 | -0.027625 | -14.77 | 0.33189 | -0.35951 | -10.0114 | -1.3818 | -31.49 | -1.0049 | -0.37696 | -27.8088 | -1.3391 | -99.76 | 0.7492 | -2.0883 | -73.2358 | -0.027625 | -14.77 | 0.33189 | -0.35951 | -10.0114 | 0.045773 | -17.38 | 0.49211 | -0.44634 | -11.4047 | 0.027541 | 0.86332 | 0.32518 | 1.3381 | 34.8923 | -0.00076081 | -0.038056 | -0.03688 | -0.00076081 | 0.0012606 | -0.40678 | -0.86726 | -2.7475 | -0.40678 | -0.47866 | -0.27572 | -0.76588 | -2.017 | -0.27572 | -0.31409 | 0.027541 | 0.86332 | 0.32518 | 1.3381 | 34.8923 | -0.00076081 | -0.038056 | -0.03688 | -0.00076081 | 0.0012606 | -0.40678 | -0.86726 | -2.7475 | -0.40678 | -0.47866 | -0.27572 | -0.76588 | -2.017 | -0.27572 | -0.31409
5 | 0.35 | 0.27 | South/Central | CA | Fresno.Metro.AP.723890 | 3 | 2081643 | 31.8918 | 11.3927 | 48.5643 | 31.7079 | 16.8564 | 1244.07 | -0.0063637 | 8.09 | -0.20982 | 0.20345 | 5.3842 | -1.3606 | -8.63 | -1.5466 | 0.18601 | -12.4132 | -1.3178 | -76.9 | 0.2075 | -1.5253 | -57.8402 | -0.0063637 | 8.09 | -0.20982 | 0.20345 | 5.3842 | 0.067034 | 5.48 | -0.049595 | 0.11663 | 3.9909 | 0.027541 | 0.87833 | 0.31376 | 1.3375 | 34.2627 | -0.00017526 | -0.037471 | -0.036294 | -0.00017526 | 0.0018462 | 0.22281 | -0.23768 | -2.1179 | 0.22281 | 0.15092 | 0.14828 | -0.34187 | -1.593 | 0.14828 | 0.10991 | 0.027541 | 0.87833 | 0.31376 | 1.3375 | 34.2627 | -0.00017526 | -0.037471 | -0.036294 | -0.00017526 | 0.0018462 | 0.22281 | -0.23768 | -2.1179 | 0.22281 | 0.15092 | 0.14828 | -0.34187 | -1.593 | 0.14828 | 0.10991
6 | 0.35 | 0.23 | South/Central | CA | Fresno.Metro.AP.723890 | 3 | 2081643 | 32.2156 | 11.1981 | 48.602 | 32.0299 | 16.5721 | 1233.1 | -0.044117 | 19.06 | -0.53179 | 0.48767 | 12.5362 | -1.3983 | 2.34 | -1.8685 | 0.47022 | -5.2611 | -1.3556 | -65.93 | -0.11447 | -1.2411 | -50.6881 | -0.044117 | 19.06 | -0.53179 | 0.48767 | 12.5362 | 0.029281 | 16.45 | -0.37156 | 0.40084 | 11.1429 | 0.027541 | 0.88724 | 0.30841 | 1.3385 | 33.9606 | -0.001215 | -0.038511 | -0.037334 | -0.001215 | 0.00080642 | 0.52493 | 0.064445 | -1.8158 | 0.52493 | 0.45305 | 0.34526 | -0.1449 | -1.396 | 0.34526 | 0.30689 | 0.027541 | 0.88724 | 0.30841 | 1.3385 | 33.9606 | -0.001215 | -0.038511 | -0.037334 | -0.001215 | 0.00080642 | 0.52493 | 0.064445 | -1.8158 | 0.52493 | 0.45305 | 0.34526 | -0.1449 | -1.396 | 0.34526 | 0.30689
7 | 0.35 | 0.19 | South/Central | CA | Fresno.Metro.AP.723890 | 3 | 2081643 | 33.0295 | 10.6105 | 48.6269 | 32.8394 | 15.7875 | 1201.86 | -0.068999 | 50.3 | -1.3413 | 1.2723 | 33.2963 | -1.4232 | 33.58 | -2.678 | 1.2549 | 15.4989 | -1.3805 | -34.69 | -0.92399 | -0.45649 | -29.9281 | -0.068999 | 50.3 | -1.3413 | 1.2723 | 33.2963 | 0.0043986 | 47.69 | -1.1811 | 1.1855 | 31.903 | 0.027541 | 0.90966 | 0.29222 | 1.3392 | 33.1002 | -0.0019003 | -0.039196 | -0.038019 | -0.0019003 | 0.00012114 | 1.3853 | 0.92482 | -0.95539 | 1.3853 | 1.3134 | 0.91701 | 0.42685 | -0.82424 | 0.91701 | 0.87863 | 0.027541 | 0.90966 | 0.29222 | 1.3392 | 33.1002 | -0.0019003 | -0.039196 | -0.038019 | -0.0019003 | 0.00012114 | 1.3853 | 0.92482 | -0.95539 | 1.3853 | 1.3134 | 0.91701 | 0.42685 | -0.82424 | 0.91701 | 0.87863
8 | 0.35 | 0.17 | South/Central | CA | Fresno.Metro.AP.723890 | 3 | 2081643 | 33.4645 | 10.3075 | 48.6591 | 33.272 | 15.3871 | 1186.14 | -0.10116 | 66.02 | -1.7739 | 1.6727 | 43.6421 | -1.4554 | 49.3 | -3.1106 | 1.6553 | 25.8447 | -1.4126 | -18.97 | -1.3566 | -0.056054 | -19.5823 | -0.10116 | 66.02 | -1.7739 | 1.6727 | 43.6421 | -0.027761 | 63.41 | -1.6137 | 1.5859 | 42.2488 | 0.027541 | 0.92164 | 0.28388 | 1.3401 | 32.6673 | -0.002786 | -0.040082 | -0.038905 | -0.002786 | -0.00076457 | 1.8182 | 1.3578 | -0.52245 | 1.8182 | 1.7464 | 1.2019 | 0.71178 | -0.53931 | 1.2019 | 1.1636 | 0.027541 | 0.92164 | 0.28388 | 1.3401 | 32.6673 | -0.002786 | -0.040082 | -0.038905 | -0.002786 | -0.00076457 | 1.8182 | 1.3578 | -0.52245 | 1.8182 | 1.7464 | 1.2019 | 0.71178 | -0.53931 | 1.2019 | 1.1636
9 | 0.33 | 0.47 | South/Central | CA | Fresno.Metro.AP.723890 | 3 | 2081643 | 28.6812 | 13.9616 | 48.7482 | 28.5149 | 20.2334 | 1381.88 | -0.19033 | -129.72 | 2.9832 | -3.1735 | -87.6897 | -1.5445 | -146.44 | 1.6465 | -3.191 | -105.4871 | -1.5018 | -214.71 | 3.4005 | -4.9023 | -150.9141 | -0.19033 | -129.72 | 2.9832 | -3.1735 | -87.6897 | -0.11693 | -132.33 | 3.1434 | -3.2604 | -89.083 | 0.027541 | 0.7899 | 0.38451 | 1.3426 | 38.0581 | -0.0052418 | -0.042537 | -0.041361 | -0.0052418 | -0.0032204 | -3.5726 | -4.0331 | -5.9133 | -3.5726 | -3.6445 | -2.415 | -2.9052 | -4.1563 | -2.415 | -2.4534 | 0.027541 | 0.7899 | 0.38451 | 1.3426 | 38.0581 | -0.0052418 | -0.042537 | -0.041361 | -0.0052418 | -0.0032204 | -3.5726 | -4.0331 | -5.9133 | -3.5726 | -3.6445 | -2.415 | -2.9052 | -4.1563 | -2.415 | -2.4534
10 | 0.33 | 0.42 | South/Central | CA | Fresno.Metro.AP.723890 | 3 | 2081643 | 29.3471 | 13.174 | 48.3751 | 29.1771 | 19.198 | 1335.89 | 0.18279 | -83.73 | 2.321 | -2.1382 | -55.1011 | -1.1714 | -100.45 | 0.98422 | -2.1556 | -72.8985 | -1.1287 | -168.72 | 2.7383 | -3.867 | -118.3255 | 0.18279 | -83.73 | 2.321 | -2.1382 | -55.1011 | 0.25618 | -86.34 | 2.4812 | -2.225 | -56.4944 | 0.027541 | 0.80824 | 0.36282 | 1.3323 | 36.7915 | 0.005034 | -0.032262 | -0.031085 | 0.005034 | 0.0070555 | -2.306 | -2.7665 | -4.6467 | -2.306 | -2.3779 | -1.5175 | -2.0077 | -3.2588 | -1.5175 | -1.5559 | 0.027541 | 0.80824 | 0.36282 | 1.3323 | 36.7915 | 0.005034 | -0.032262 | -0.031085 | 0.005034 | 0.0070555 | -2.306 | -2.7665 | -4.6467 | -2.306 | -2.3779 | -1.5175 | -2.0077 | -3.2588 | -1.5175 | -1.5559
11 | 0.33 | 0.37 | South/Central | CA | Fresno.Metro.AP.723890 | 3 | 2081643 | 30.0314 | 12.4963 | 48.1604 | 29.8577 | 18.3027 | 1297.39 | 0.39754 | -45.23 | 1.6404 | -1.2429 | -28.3009 | -0.95665 | -61.95 | 0.30365 | -1.2603 | -46.0983 | -0.91393 | -130.22 | 2.0577 | -2.9716 | -91.5253 | 0.39754 | -45.23 | 1.6404 | -1.2429 | -28.3009 | 0.47094 | -47.84 | 1.8006 | -1.3297 | -29.6942 | 0.027541 | 0.82709 | 0.34416 | 1.3264 | 35.7312 | 0.010949 | -0.026347 | -0.02517 | 0.010949 | 0.01297 | -1.2457 | -1.7062 | -3.5864 | -1.2457 | -1.3176 | -0.77943 | -1.2696 | -2.5207 | -0.77943 | -0.8178 | 0.027541 | 0.82709 | 0.34416 | 1.3264 | 35.7312 | 0.010949 | -0.026347 | -0.02517 | 0.010949 | 0.01297 | -1.2457 | -1.7062 | -3.5864 | -1.2457 | -1.3176 | -0.77943 | -1.2696 | -2.5207 | -0.77943 | -0.8178
12 | 0.33 | 0.32 | South/Central | CA | Fresno.Metro.AP.723890 | 3 | 2081643 | 30.817 | 11.8187 | 48.047 | 30.639 | 17.408 | 1260.1 | 0.51092 | -7.94 | 0.85911 | -0.34819 | -2.816 | -0.84327 | -24.66 | -0.47763 | -0.36564 | -20.6134 | -0.80056 | -92.93 | 1.2764 | -2.077 | -66.0404 | 0.51092 | -7.94 | 0.85911 | -0.34819 | -2.816 | 0.58432 | -10.55 | 1.0193 | -0.43502 | -4.2093 | 0.027541 | 0.84872 | 0.3255 | 1.3233 | 34.7042 | 0.014071 | -0.023224 | -0.022048 | 0.014071 | 0.016093 | -0.21867 | -0.67916 | -2.5594 | -0.21867 | -0.29056 | -0.077556 | -0.56771 | -1.8188 | -0.077556 | -0.11593 | 0.027541 | 0.84872 | 0.3255 | 1.3233 | 34.7042 | 0.014071 | -0.023224 | -0.022048 | 0.014071 | 0.016093 | -0.21867 | -0.67916 | -2.5594 | -0.21867 | -0.29056 | -0.077556 | -0.56771 | -1.8188 | -0.077556 | -0.11593
13 | 0.33 | 0.27 | South/Central | CA | Fresno.Metro.AP.723890 | 3 | 2081643 | 31.3602 | 11.4026 | 48.0226 | 31.1792 | 16.8434 | 1237.13 | 0.53533 | 15.03 | 0.31893 | 0.2164 | 12.6637 | -0.81886 | -1.69 | -1.0178 | 0.19895 | -5.1337 | -0.77615 | -69.96 | 0.73624 | -1.5124 | -50.5607 | 0.53533 | 15.03 | 0.31893 | 0.2164 | 12.6637 | 0.60873 | 12.42 | 0.47915 | 0.12958 | 11.2704 | 0.027541 | 0.86368 | 0.31404 | 1.3226 | 34.0716 | 0.014743 | -0.022552 | -0.021376 | 0.014743 | 0.016765 | 0.41394 | -0.046544 | -1.9268 | 0.41394 | 0.34206 | 0.34877 | -0.14139 | -1.3925 | 0.34877 | 0.3104 | 0.027541 | 0.86368 | 0.31404 | 1.3226 | 34.0716 | 0.014743 | -0.022552 | -0.021376 | 0.014743 | 0.016765 | 0.41394 | -0.046544 | -1.9268 | 0.41394 | 0.34206 | 0.34877 | -0.14139 | -1.3925 | 0.34877 | 0.3104
14 | 0.33 | 0.23 | South/Central | CA | Fresno.Metro.AP.723890 | 3 | 2081643 | 31.6839 | 11.2081 | 48.0603 | 31.5011 | 16.5591 | 1226.17 | 0.49762 | 25.99 | -0.0030392 | 0.50066 | 19.8175 | -0.85657 | 9.27 | -1.3398 | 0.48321 | 2.0201 | -0.81385 | -59 | 0.41428 | -1.2281 | -43.4069 | 0.49762 | 25.99 | -0.0030392 | 0.50066 | 19.8175 | 0.57102 | 23.38 | 0.15718 | 0.41384 | 18.4242 | 0.027541 | 0.8726 | 0.30868 | 1.3236 | 33.7697 | 0.013705 | -0.023591 | -0.022414 | 0.013705 | 0.015726 | 0.71579 | 0.2553 | -1.6249 | 0.71579 | 0.6439 | 0.54579 | 0.055636 | -1.1955 | 0.54579 | 0.50742 | 0.027541 | 0.8726 | 0.30868 | 1.3236 | 33.7697 | 0.013705 | -0.023591 | -0.022414 | 0.013705 | 0.015726 | 0.71579 | 0.2553 | -1.6249 | 0.71579 | 0.6439 | 0.54579 | 0.055636 | -1.1955 | 0.54579 | 0.50742
15 | 0.33 | 0.19 | South/Central | CA | Fresno.Metro.AP.723890 | 3 | 2081643 | 32.4894 | 10.6105 | 48.0668 | 32.3023 | 15.7645 | 1194.31 | 0.49111 | 57.85 | -0.80416 | 1.2953 | 41.0805 | -0.86308 | 41.13 | -2.1409 | 1.2778 | 23.2831 | -0.82037 | -27.14 | -0.38684 | -0.43353 | -22.1439 | 0.49111 | 57.85 | -0.80416 | 1.2953 | 41.0805 | 0.56451 | 55.24 | -0.64393 | 1.2084 | 39.6872 | 0.027541 | 0.89479 | 0.29222 | 1.3238 | 32.8923 | 0.013526 | -0.02377 | -0.022594 | 0.013526 | 0.015547 | 1.5932 | 1.1328 | -0.74746 | 1.5932 | 1.5214 | 1.1314 | 0.64124 | -0.60986 | 1.1314 | 1.093 | 0.027541 | 0.89479 | 0.29222 | 1.3238 | 32.8923 | 0.013526 | -0.02377 | -0.022594 | 0.013526 | 0.015547 | 1.5932 | 1.1328 | -0.74746 | 1.5932 | 1.5214 | 1.1314 | 0.64124 | -0.60986 | 1.1314 | 1.093
16 | 0.33 | 0.17 | South/Central | CA | Fresno.Metro.AP.723890 | 3 | 2081643 | 32.9229 | 10.3075 | 48.0974 | 32.7333 | 15.364 | 1178.57 | 0.46054 | 73.59 | -1.2352 | 1.6958 | 51.4484 | -0.89366 | 56.87 | -2.572 | 1.6783 | 33.6511 | -0.85094 | -11.4 | -0.81792 | -0.033022 | -11.7759 | 0.46054 | 73.59 | -1.2352 | 1.6958 | 51.4484 | 0.53394 | 70.98 | -1.075 | 1.6089 | 50.0552 | 0.027541 | 0.90672 | 0.28388 | 1.3246 | 32.4588 | 0.012684 | -0.024612 | -0.023436 | 0.012684 | 0.014705 | 2.0267 | 1.5662 | -0.31397 | 2.0267 | 1.9548 | 1.4169 | 0.92678 | -0.32432 | 1.4169 | 1.3786 | 0.027541 | 0.90672 | 0.28388 | 1.3246 | 32.4588 | 0.012684 | -0.024612 | -0.023436 | 0.012684 | 0.014705 | 2.0267 | 1.5662 | -0.31397 | 2.0267 | 1.9548 | 1.4169 | 0.92678 | -0.32432 | 1.4169 | 1.3786
17 | 0.3 | 0.47 | South/Central | CA | Fresno.Metro.AP.723890 | 3 | 2081643 | 27.9087 | 13.9946 | 47.9903 | 27.7466 | 20.2437 | 1373.33 | 0.56762 | -121.17 | 3.7515 | -3.1839 | -78.2694 | -0.78657 | -137.89 | 2.4148 | -3.2014 | -96.0668 | -0.74385 | -206.16 | 4.1689 | -4.9127 | -141.4938 | 0.56762 | -121.17 | 3.7515 | -3.1839 | -78.2694 | 0.64102 | -123.78 | 3.9118 | -3.2707 | -79.6627 | 0.027541 | 0.76863 | 0.38542 | 1.3217 | 37.8226 | 0.015633 | -0.021663 | -0.020486 | 0.015633 | 0.017654 | -3.3371 | -3.7976 | -5.6778 | -3.3371 | -3.409 | -2.1556 | -2.6458 | -3.8969 | -2.1556 | -2.194 | 0.027541 | 0.76863 | 0.38542 | 1.3217 | 37.8226 | 0.015633 | -0.021663 | -0.020486 | 0.015633 | 0.017654 | -3.3371 | -3.7976 | -5.6778 | -3.3371 | -3.409 | -2.1556 | -2.6458 | -3.8969 | -2.1556 | -2.194
18 | 0.3 | 0.42 | South/Central | CA | Fresno.Metro.AP.723890 | 3 | 2081643 | 28.5646 | 13.2055 | 47.6041 | 28.3989 | 19.2052 | 1327.06 | 0.95381 | -74.9 | 3.0992 | -2.1454 | -45.4286 | -0.40038 | -91.62 | 1.7625 | -2.1628 | -63.226 | -0.35766 | -159.89 | 3.5165 | -3.8742 | -108.653 | 0.95381 | -74.9 | 3.0992 | -2.1454 | -45.4286 | 1.0272 | -77.51 | 3.2594 | -2.2322 | -46.8219 | 0.027541 | 0.78669 | 0.36369 | 1.3111 | 36.5483 | 0.026269 | -0.011027 | -0.0098503 | 0.026269 | 0.02829 | -2.0628 | -2.5233 | -4.4035 | -2.0628 | -2.1347 | -1.2511 | -1.7413 | -2.9924 | -1.2511 | -1.2895 | 0.027541 | 0.78669 | 0.36369 | 1.3111 | 36.5483 | 0.026269 | -0.011027 | -0.0098503 | 0.026269 | 0.02829 | -2.0628 | -2.5233 | -4.4035 | -2.0628 | -2.1347 | -1.2511 | -1.7413 | -2.9924 | -1.2511 | -1.2895
19 | 0.3 | 0.37 | South/Central | CA | Fresno.Metro.AP.723890 | 3 | 2081643 | 29.2389 | 12.5194 | 47.3709 | 29.0695 | 18.3014 | 1288 | 1.187 | -35.84 | 2.4286 | -1.2416 | -18.1641 | -0.1672 | -52.56 | 1.0918 | -1.259 | -35.9615 | -0.12448 | -120.83 | 2.8459 | -2.9703 | -81.3885 | 1.187 | -35.84 | 2.4286 | -1.2416 | -18.1641 | 1.2604 | -38.45 | 2.5888 | -1.3284 | -19.5574 | 0.027541 | 0.80526 | 0.34479 | 1.3046 | 35.4726 | 0.032691 | -0.0046047 | -0.0034283 | 0.032691 | 0.034712 | -0.98706 | -1.4475 | -3.3278 | -0.98706 | -1.0589 | -0.50025 | -0.99041 | -2.2415 | -0.50025 | -0.53863 | 0.027541 | 0.80526 | 0.34479 | 1.3046 | 35.4726 | 0.032691 | -0.0046047 | -0.0034283 | 0.032691 | 0.034712 | -0.98706 | -1.4475 | -3.3278 | -0.98706 | -1.0589 | -0.50025 | -0.99041 | -2.2415 | -0.50025 | -0.53863
20 | 0.3 | 0.32 | South/Central | CA | Fresno.Metro.AP.723890 | 3 | 2081643 | 30.0046 | 11.8403 | 47.236 | 29.831 | 17.405 | 1250.39 | 1.3219 | 1.77 | 1.6671 | -0.34521 | 7.6415 | -0.032297 | -14.95 | 0.33037 | -0.36266 | -10.1559 | 0.010419 | -83.22 | 2.0844 | -2.074 | -55.5829 | 1.3219 | 1.77 | 1.6671 | -0.34521 | 7.6415 | 1.3953 | -0.84 | 1.8273 | -0.43204 | 6.2482 | 0.027541 | 0.82635 | 0.32609 | 1.3009 | 34.4367 | 0.036406 | -0.00088949 | 0.00028695 | 0.036406 | 0.038428 | 0.048747 | -0.41174 | -2.2919 | 0.048747 | -0.023134 | 0.21045 | -0.2797 | -1.5308 | 0.21045 | 0.17208 | 0.027541 | 0.82635 | 0.32609 | 1.3009 | 34.4367 | 0.036406 | -0.00088949 | 0.00028695 | 0.036406 | 0.038428 | 0.048747 | -0.41174 | -2.2919 | 0.048747 | -0.023134 | 0.21045 | -0.2797 | -1.5308 | 0.21045 | 0.17208
21 | 0.3 | 0.27 | South/Central | CA | Fresno.Metro.AP.723890 | 3 | 2081643 | 30.5393 | 11.4241 | 47.1932 | 30.3628 | 16.8304 | 1226.8 | 1.3647 | 25.36 | 1.1353 | 0.22938 | 23.625 | 0.010507 | 8.64 | -0.20142 | 0.21193 | 5.8277 | 0.053224 | -59.63 | 1.5526 | -1.4994 | -39.5993 | 1.3647 | 25.36 | 1.1353 | 0.22938 | 23.625 | 1.4381 | 22.75 | 1.2955 | 0.14255 | 22.2317 | 0.027541 | 0.84108 | 0.31463 | 1.2997 | 33.7871 | 0.037585 | 0.00028938 | 0.0014658 | 0.037585 | 0.039606 | 0.69843 | 0.23795 | -1.6423 | 0.69843 | 0.62655 | 0.65065 | 0.1605 | -1.0906 | 0.65065 | 0.61228 | 0.027541 | 0.84108 | 0.31463 | 1.2997 | 33.7871 | 0.037585 | 0.00028938 | 0.0014658 | 0.037585 | 0.039606 | 0.69843 | 0.23795 | -1.6423 | 0.69843 | 0.62655 | 0.65065 | 0.1605 | -1.0906 | 0.65065 | 0.61228
22 | 0.3 | 0.23 | South/Central | CA | Fresno.Metro.AP.723890 | 3 | 2081643 | 30.863 | 11.2196 | 47.2209 | 30.6847 | 16.5361 | 1215.31 | 1.337 | 36.85 | 0.81336 | 0.52368 | 31.1772 | -0.017155 | 20.13 | -0.52339 | 0.50623 | 13.3799 | 0.025561 | -48.14 | 1.2307 | -1.2051 | -32.0471 | 1.337 | 36.85 | 0.81336 | 0.52368 | 31.1772 | 1.4104 | 34.24 | 0.97358 | 0.43685 | 29.784 | 0.027541 | 0.84999 | 0.309 | 1.3005 | 33.4706 | 0.036823 | -0.00047247 | 0.00070398 | 0.036823 | 0.038845 | 1.0149 | 0.5544 | -1.3258 | 1.0149 | 0.943 | 0.85865 | 0.36849 | -0.8826 | 0.85865 | 0.82027 | 0.027541 | 0.84999 | 0.309 | 1.3005 | 33.4706 | 0.036823 | -0.00047247 | 0.00070398 | 0.036823 | 0.038845 | 1.0149 | 0.5544 | -1.3258 | 1.0149 | 0.943 | 0.85865 | 0.36849 | -0.8826 | 0.85865 | 0.82027
23 | 0.3 | 0.19 | South/Central | CA | Fresno.Metro.AP.723890 | 3 | 2081643 | 31.6671 | 10.612 | 47.2159 | 31.4843 | 15.7316 | 1182.91 | 1.342 | 69.25 | 0.01376 | 1.3282 | 52.8537 | -0.012213 | 52.53 | -1.323 | 1.3108 | 35.0564 | 0.030504 | -15.74 | 0.43108 | -0.40057 | -10.3706 | 1.342 | 69.25 | 0.01376 | 1.3282 | 52.8537 | 1.4154 | 66.64 | 0.17398 | 1.2414 | 51.4604 | 0.027541 | 0.87214 | 0.29226 | 1.3004 | 32.5783 | 0.036959 | -0.00033634 | 0.0008401 | 0.036959 | 0.038981 | 1.9072 | 1.4467 | -0.43349 | 1.9072 | 1.8353 | 1.4556 | 0.96548 | -0.28562 | 1.4556 | 1.4173 | 0.027541 | 0.87214 | 0.29226 | 1.3004 | 32.5783 | 0.036959 | -0.00033634 | 0.0008401 | 0.036959 | 0.038981 | 1.9072 | 1.4467 | -0.43349 | 1.9072 | 1.8353 | 1.4556 | 0.96548 | -0.28562 | 1.4556 | 1.4173
24 | 0.3 | 0.17 | South/Central | CA | Fresno.Metro.AP.723890 | 3 | 2081643 | 32.1005 | 10.309 | 47.2464 | 31.9154 | 15.331 | 1167.17 | 1.3115 | 84.99 | -0.41732 | 1.7288 | 63.2244 | -0.042716 | 68.27 | -1.7541 | 1.7113 | 45.427 | 0 | 0 | 0 | 0 | 0 | 1.3115 | 84.99 | -0.41732 | 1.7288 | 63.2244 | 1.3849 | 82.38 | -0.25709 | 1.642 | 61.8311 | 0.027541 | 0.88407 | 0.28392 | 1.3012 | 32.1448 | 0.036119 | -0.0011764 | 0 | 0.036119 | 0.038141 | 2.3407 | 1.8802 | 0 | 2.3407 | 2.2688 | 1.7412 | 1.2511 | 0 | 1.7412 | 1.7029 | 0.027541 | 0.88407 | 0.28392 | 1.3012 | 32.1448 | 0.036119 | -0.0011764 | 0 | 0.036119 | 0.038141 | 2.3407 | 1.8802 | 0 | 2.3407 | 2.2688 | 1.7412 | 1.2511 | 0 | 1.7412 | 1.7029
25 | 0.28 | 0.47 | South/Central | CA | Fresno.Metro.AP.723890 | 3 | 2081643 | 27.5197 | 13.8415 | 47.3767 | 27.3597 | 20.0169 | 1356.97 | 1.1812 | -104.81 | 4.1384 | -2.9571 | -64.3249 | -0.17294 | -121.53 | 2.8016 | -2.9746 | -82.1222 | -0.13023 | -189.8 | 4.5557 | -4.6859 | -127.5492 | 1.1812 | -104.81 | 4.1384 | -2.9571 | -64.3249 | 1.2546 | -107.42 | 4.2986 | -3.044 | -65.7182 | 0.027541 | 0.75791 | 0.38121 | 1.3048 | 37.372 | 0.032533 | -0.004763 | -0.0035866 | 0.032533 | 0.034554 | -2.8866 | -3.347 | -5.2272 | -2.8866 | -2.9584 | -1.7716 | -2.2617 | -3.5128 | -1.7716 | -1.8099 | 0.027541 | 0.75791 | 0.38121 | 1.3048 | 37.372 | 0.032533 | -0.004763 | -0.0035866 | 0.032533 | 0.034554 | -2.8866 | -3.347 | -5.2272 | -2.8866 | -2.9584 | -1.7716 | -2.2617 | -3.5128 | -1.7716 | -1.8099
26 | 0.28 | 0.42 | South/Central | CA | Fresno.Metro.AP.723890 | 3 | 2081643 | 28.0644 | 13.1954 | 47.0639 | 27.9014 | 19.1624 | 1318.96 | 1.4941 | -66.8 | 3.5967 | -2.1026 | -37.3665 | 0.13986 | -83.52 | 2.2599 | -2.1201 | -55.1639 | 0.18258 | -151.79 | 4.014 | -3.8314 | -100.5909 | 1.4941 | -66.8 | 3.5967 | -2.1026 | -37.3665 | 1.5675 | -69.41 | 3.7569 | -2.1894 | -38.7598 | 0.027541 | 0.77292 | 0.36341 | 1.2962 | 36.3252 | 0.041147 | 0.0038519 | 0.0050284 | 0.041147 | 0.043169 | -1.8397 | -2.3002 | -4.1804 | -1.8397 | -1.9116 | -1.0291 | -1.5193 | -2.7704 | -1.0291 | -1.0675 | 0.027541 | 0.77292 | 0.36341 | 1.2962 | 36.3252 | 0.041147 | 0.0038519 | 0.0050284 | 0.041147 | 0.043169 | -1.8397 | -2.3002 | -4.1804 | -1.8397 | -1.9116 | -1.0291 | -1.5193 | -2.7704 | -1.0291 | -1.0675
27 | 0.28 | 0.37 | South/Central | CA | Fresno.Metro.AP.723890 | 3 | 2081643 | 28.6275 | 12.6194 | 46.861 | 28.4615 | 18.3995 | 1285.91 | 1.6969 | -33.75 | 3.0367 | -1.3397 | -14.2754 | 0.34275 | -50.47 | 1.6999 | -1.3572 | -32.0727 | 0.38547 | -118.74 | 3.454 | -3.0685 | -77.4997 | 1.6969 | -33.75 | 3.0367 | -1.3397 | -14.2754 | 1.7703 | -36.36 | 3.1969 | -1.4265 | -15.6686 | 0.027541 | 0.78842 | 0.34755 | 1.2906 | 35.415 | 0.046735 | 0.0094397 | 0.010616 | 0.046735 | 0.048757 | -0.9295 | -1.39 | -3.2702 | -0.9295 | -1.0014 | -0.39315 | -0.88331 | -2.1344 | -0.39315 | -0.43153 | 0.027541 | 0.78842 | 0.34755 | 1.2906 | 35.415 | 0.046735 | 0.0094397 | 0.010616 | 0.046735 | 0.048757 | -0.9295 | -1.39 | -3.2702 | -0.9295 | -1.0014 | -0.39315 | -0.88331 | -2.1344 | -0.39315 | -0.43153
28 | 0.28 | 0.32 | South/Central | CA | Fresno.Metro.AP.723890 | 3 | 2081643 | 29.3019 | 12.0033 | 46.7163 | 29.1321 | 17.5842 | 1251.44 | 1.8417 | 0.72 | 2.366 | -0.52435 | 9.4802 | 0.48746 | -16 | 1.0293 | -0.54179 | -8.3171 | 0.53018 | -84.27 | 2.7833 | -2.2531 | -53.7441 | 1.8417 | 0.72 | 2.366 | -0.52435 | 9.4802 | 1.9151 | -1.89 | 2.5262 | -0.61117 | 8.087 | 0.027541 | 0.807 | 0.33058 | 1.2866 | 34.4657 | 0.050721 | 0.013425 | 0.014602 | 0.050721 | 0.052742 | 0.019829 | -0.44065 | -2.3209 | 0.019829 | -0.052052 | 0.26109 | -0.22906 | -1.4802 | 0.26109 | 0.22272 | 0.027541 | 0.807 | 0.33058 | 1.2866 | 34.4657 | 0.050721 | 0.013425 | 0.014602 | 0.050721 | 0.052742 | 0.019829 | -0.44065 | -2.3209 | 0.019829 | -0.052052 | 0.26109 | -0.22906 | -1.4802 | 0.26109 | 0.22272
29 | 0.28 | 0.27 | South/Central | CA | Fresno.Metro.AP.723890 | 3 | 2081643 | 29.8465 | 11.5672 | 46.6634 | 29.6738 | 16.9896 | 1226.94 | 1.8945 | 25.22 | 1.8243 | 0.070176 | 26.1273 | 0.54028 | 8.5 | 0.48755 | 0.052727 | 8.33 | 0.58299 | -59.77 | 2.2416 | -1.6586 | -37.097 | 1.8945 | 25.22 | 1.8243 | 0.070176 | 26.1273 | 1.9679 | 22.61 | 1.9845 | -0.01665 | 24.7341 | 0.027541 | 0.822 | 0.31857 | 1.2851 | 33.7909 | 0.052175 | 0.01488 | 0.016056 | 0.052175 | 0.054197 | 0.69458 | 0.2341 | -1.6461 | 0.69458 | 0.6227 | 0.71957 | 0.22941 | -1.0217 | 0.71957 | 0.6812 | 0.027541 | 0.822 | 0.31857 | 1.2851 | 33.7909 | 0.052175 | 0.01488 | 0.016056 | 0.052175 | 0.054197 | 0.69458 | 0.2341 | -1.6461 | 0.69458 | 0.6227 | 0.71957 | 0.22941 | -1.0217 | 0.71957 | 0.6812
30 | 0.28 | 0.23 | South/Central | CA | Fresno.Metro.AP.723890 | 3 | 2081643 | 30.3014 | 11.2311 | 46.6523 | 30.1262 | 16.5261 | 1208.18 | 1.9056 | 43.98 | 1.3719 | 0.53373 | 38.7225 | 0.5514 | 27.26 | 0.035117 | 0.51628 | 20.9251 | 0.59411 | -41.01 | 1.7892 | -1.1951 | -24.5019 | 1.9056 | 43.98 | 1.3719 | 0.53373 | 38.7225 | 1.979 | 41.37 | 1.5321 | 0.4469 | 37.3292 | 0.027541 | 0.83453 | 0.30931 | 1.2848 | 33.2743 | 0.052481 | 0.015186 | 0.016362 | 0.052481 | 0.054503 | 1.2112 | 0.75076 | -1.1294 | 1.2112 | 1.1394 | 1.0664 | 0.5763 | -0.6748 | 1.0664 | 1.0281 | 0.027541 | 0.83453 | 0.30931 | 1.2848 | 33.2743 | 0.052481 | 0.015186 | 0.016362 | 0.052481 | 0.054503 | 1.2112 | 0.75076 | -1.1294 | 1.2112 | 1.1394 | 1.0664 | 0.5763 | -0.6748 | 1.0664 | 1.0281
31 | 0.28 | 0.19 | South/Central | CA | Fresno.Metro.AP.723890 | 3 | 2081643 | 31.0871 | 10.6235 | 46.629 | 30.9075 | 15.7215 | 1175.57 | 1.9289 | 76.59 | 0.59058 | 1.3384 | 60.6367 | 0.57474 | 59.87 | -0.74616 | 1.3209 | 42.8394 | 0.61746 | -8.4 | 1.0079 | -0.39044 | -2.5876 | 1.9289 | 76.59 | 0.59058 | 1.3384 | 60.6367 | 2.0023 | 73.98 | 0.7508 | 1.2515 | 59.2435 | 0.027541 | 0.85616 | 0.29258 | 1.2842 | 32.3761 | 0.053124 | 0.015829 | 0.017005 | 0.053124 | 0.055146 | 2.1094 | 1.6489 | -0.23134 | 2.1094 | 2.0375 | 1.67 | 1.1798 | -0.071265 | 1.67 | 1.6316 | 0.027541 | 0.85616 | 0.29258 | 1.2842 | 32.3761 | 0.053124 | 0.015829 | 0.017005 | 0.053124 | 0.055146 | 2.1094 | 1.6489 | -0.23134 | 2.1094 | 2.0375 | 1.67 | 1.1798 | -0.071265 | 1.67 | 1.6316
32 | 0.28 | 0.17 | South/Central | CA | Fresno.Metro.AP.723890 | 3 | 2081643 | 31.519 | 10.3205 | 46.6565 | 31.3371 | 15.3194 | 1159.72 | 1.9014 | 92.44 | 0.16103 | 1.7404 | 71.0853 | 0.54723 | 75.72 | -1.1757 | 1.723 | 53.2879 | 0.58995 | 7.45 | 0.57834 | 0.011607 | 7.8609 | 1.9014 | 92.44 | 0.16103 | 1.7404 | 71.0853 | 1.9748 | 89.83 | 0.32125 | 1.6536 | 69.692 | 0.027541 | 0.86806 | 0.28424 | 1.285 | 31.9396 | 0.052367 | 0.015071 | 0.016248 | 0.052367 | 0.054388 | 2.5459 | 2.0854 | 0.20518 | 2.5459 | 2.474 | 1.9577 | 1.4676 | 0.2165 | 1.9577 | 1.9194 | 0.027541 | 0.86806 | 0.28424 | 1.285 | 31.9396 | 0.052367 | 0.015071 | 0.016248 | 0.052367 | 0.054388 | 2.5459 | 2.0854 | 0.20518 | 2.5459 | 2.474 | 1.9577 | 1.4676 | 0.2165 | 1.9577 | 1.9194
33 | 0.27 | 0.47 | South/Central | CA | Fresno.Metro.AP.723890 | 3 | 2081643 | 27.2888 | 13.8131 | 47.1073 | 27.1301 | 19.9773 | 1352.2 | 1.4506 | -100.04 | 4.368 | -2.9174 | -59.8123 | 0.096396 | -116.76 | 3.0313 | -2.9349 | -77.6096 | 0.13911 | -185.03 | 4.7854 | -4.6462 | -123.0366 | 1.4506 | -100.04 | 4.368 | -2.9174 | -59.8123 | 1.524 | -102.65 | 4.5283 | -3.0043 | -61.2056 | 0.027541 | 0.75155 | 0.38042 | 1.2974 | 37.2407 | 0.03995 | 0.0026548 | 0.0038313 | 0.03995 | 0.041972 | -2.7552 | -3.2157 | -5.0959 | -2.7552 | -2.8271 | -1.6473 | -2.1374 | -3.3885 | -1.6473 | -1.6857 | 0.027541 | 0.75155 | 0.38042 | 1.2974 | 37.2407 | 0.03995 | 0.0026548 | 0.0038313 | 0.03995 | 0.041972 | -2.7552 | -3.2157 | -5.0959 | -2.7552 | -2.8271 | -1.6473 | -2.1374 | -3.3885 | -1.6473 | -1.6857
34 | 0.27 | 0.42 | South/Central | CA | Fresno.Metro.AP.723890 | 3 | 2081643 | 27.8135 | 13.187 | 46.7945 | 27.6519 | 19.1426 | 1314.98 | 1.7634 | -62.82 | 3.8462 | -2.0828 | -33.3862 | 0.40922 | -79.54 | 2.5094 | -2.1002 | -51.1835 | 0.45194 | -147.81 | 4.2635 | -3.8115 | -96.6105 | 1.7634 | -62.82 | 3.8462 | -2.0828 | -33.3862 | 1.8368 | -65.43 | 4.0064 | -2.1696 | -34.7794 | 0.027541 | 0.76601 | 0.36318 | 1.2888 | 36.2156 | 0.048566 | 0.01127 | 0.012447 | 0.048566 | 0.050587 | -1.7301 | -2.1906 | -4.0708 | -1.7301 | -1.802 | -0.91948 | -1.4096 | -2.6607 | -0.91948 | -0.95785 | 0.027541 | 0.76601 | 0.36318 | 1.2888 | 36.2156 | 0.048566 | 0.01127 | 0.012447 | 0.048566 | 0.050587 | -1.7301 | -2.1906 | -4.0708 | -1.7301 | -1.802 | -0.91948 | -1.4096 | -2.6607 | -0.91948 | -0.95785
35 | 0.27 | 0.37 | South/Central | CA | Fresno.Metro.AP.723890 | 3 | 2081643 | 28.2769 | 12.7309 | 46.6418 | 28.1128 | 18.5291 | 1288.53 | 1.9161 | -36.37 | 3.3853 | -1.4693 | -14.9516 | 0.56188 | -53.09 | 2.0486 | -1.4867 | -32.749 | 0.6046 | -121.36 | 3.8027 | -3.1981 | -78.176 | 1.9161 | -36.37 | 3.3853 | -1.4693 | -14.9516 | 1.9895 | -38.98 | 3.5456 | -1.5561 | -16.3449 | 0.027541 | 0.77877 | 0.35062 | 1.2846 | 35.4872 | 0.05277 | 0.015475 | 0.016651 | 0.05277 | 0.054792 | -1.0017 | -1.4621 | -3.3424 | -1.0017 | -1.0735 | -0.41178 | -0.90193 | -2.153 | -0.41178 | -0.45015 | 0.027541 | 0.77877 | 0.35062 | 1.2846 | 35.4872 | 0.05277 | 0.015475 | 0.016651 | 0.05277 | 0.054792 | -1.0017 | -1.4621 | -3.3424 | -1.0017 | -1.0735 | -0.41178 | -0.90193 | -2.153 | -0.41178 | -0.45015
36 | 0.27 | 0.32 | South/Central | CA | Fresno.Metro.AP.723890 | 3 | 2081643 | 28.8814 | 12.1649 | 46.489 | 28.714 | 17.775 | 1256.42 | 2.069 | -4.26 | 2.7841 | -0.71516 | 7.2626 | 0.71476 | -20.98 | 1.4474 | -0.73261 | -10.5347 | 0.75748 | -89.25 | 3.2014 | -2.444 | -55.9617 | 2.069 | -4.26 | 2.7841 | -0.71516 | 7.2626 | 2.1423 | -6.87 | 2.9443 | -0.80199 | 5.8693 | 0.027541 | 0.79542 | 0.33503 | 1.2803 | 34.6028 | 0.056981 | 0.019685 | 0.020861 | 0.056981 | 0.059002 | -0.11732 | -0.57781 | -2.458 | -0.11732 | -0.18921 | 0.20002 | -0.29014 | -1.5412 | 0.20002 | 0.16165 | 0.027541 | 0.79542 | 0.33503 | 1.2803 | 34.6028 | 0.056981 | 0.019685 | 0.020861 | 0.056981 | 0.059002 | -0.11732 | -0.57781 | -2.458 | -0.11732 | -0.18921 | 0.20002 | -0.29014 | -1.5412 | 0.20002 | 0.16165
37 | 0.27 | 0.27 | South/Central | CA | Fresno.Metro.AP.723890 | 3 | 2081643 | 29.4859 | 11.6572 | 46.4028 | 29.3152 | 17.0876 | 1227.79 | 2.1551 | 24.37 | 2.1829 | -0.027826 | 26.8293 | 0.80088 | 7.65 | 0.84615 | -0.045275 | 9.032 | 0.8436 | -60.62 | 2.6002 | -1.7566 | -36.395 | 2.1551 | 24.37 | 2.1829 | -0.027826 | 26.8293 | 2.2285 | 21.76 | 2.3431 | -0.11465 | 25.436 | 0.027541 | 0.81207 | 0.32105 | 1.278 | 33.8143 | 0.059352 | 0.022057 | 0.023233 | 0.059352 | 0.061374 | 0.67117 | 0.21069 | -1.6695 | 0.67117 | 0.59929 | 0.7389 | 0.24875 | -1.0023 | 0.7389 | 0.70053 | 0.027541 | 0.81207 | 0.32105 | 1.278 | 33.8143 | 0.059352 | 0.022057 | 0.023233 | 0.059352 | 0.061374 | 0.67117 | 0.21069 | -1.6695 | 0.67117 | 0.59929 | 0.7389 | 0.24875 | -1.0023 | 0.7389 | 0.70053
38 | 0.27 | 0.23 | South/Central | CA | Fresno.Metro.AP.723890 | 3 | 2081643 | 30.0191 | 11.2411 | 46.37 | 29.8455 | 16.5245 | 1204.78 | 2.1879 | 47.38 | 1.6526 | 0.53529 | 42.3771 | 0.83372 | 30.66 | 0.31589 | 0.51784 | 24.5797 | 0.87644 | -37.61 | 2.0699 | -1.1935 | -20.8473 | 2.1879 | 47.38 | 1.6526 | 0.53529 | 42.3771 | 2.2613 | 44.77 | 1.8129 | 0.44846 | 40.9838 | 0.027541 | 0.82675 | 0.30959 | 1.2771 | 33.1806 | 0.060257 | 0.022961 | 0.024138 | 0.060257 | 0.062278 | 1.3049 | 0.8444 | -1.0358 | 1.3049 | 1.233 | 1.1671 | 0.67695 | -0.57415 | 1.1671 | 1.1287 | 0.027541 | 0.82675 | 0.30959 | 1.2771 | 33.1806 | 0.060257 | 0.022961 | 0.024138 | 0.060257 | 0.062278 | 1.3049 | 0.8444 | -1.0358 | 1.3049 | 1.233 | 1.1671 | 0.67695 | -0.57415 | 1.1671 | 1.1287
39 | 0.27 | 0.19 | South/Central | CA | Fresno.Metro.AP.723890 | 3 | 2081643 | 30.7963 | 10.6335 | 46.3383 | 30.6184 | 15.7199 | 1172.07 | 2.2196 | 80.09 | 0.87975 | 1.3399 | 64.3975 | 0.86544 | 63.37 | -0.45699 | 1.3224 | 46.6002 | 0.90815 | -4.9 | 1.2971 | -0.38891 | 1.1732 | 2.2196 | 80.09 | 0.87975 | 1.3399 | 64.3975 | 2.293 | 77.48 | 1.04 | 1.2531 | 63.0043 | 0.027541 | 0.84816 | 0.29286 | 1.2762 | 32.2798 | 0.06113 | 0.023835 | 0.025011 | 0.06113 | 0.063152 | 2.2057 | 1.7453 | -0.13495 | 2.2057 | 2.1339 | 1.7736 | 1.2834 | 0.03231 | 1.7736 | 1.7352 | 0.027541 | 0.84816 | 0.29286 | 1.2762 | 32.2798 | 0.06113 | 0.023835 | 0.025011 | 0.06113 | 0.063152 | 2.2057 | 1.7453 | -0.13495 | 2.2057 | 2.1339 | 1.7736 | 1.2834 | 0.03231 | 1.7736 | 1.7352
40 | 0.27 | 0.17 | South/Central | CA | Fresno.Metro.AP.723890 | 3 | 2081643 | 31.2198 | 10.3305 | 46.3657 | 31.0395 | 15.3262 | 1156.56 | 2.1923 | 95.6 | 0.4586 | 1.7337 | 74.6257 | 0.83806 | 78.88 | -0.87815 | 1.7162 | 56.8284 | 0.88078 | 10.61 | 0.87591 | 0.0048662 | 11.4014 | 2.1923 | 95.6 | 0.4586 | 1.7337 | 74.6257 | 2.2657 | 92.99 | 0.61882 | 1.6468 | 73.2325 | 0.027541 | 0.85982 | 0.28451 | 1.2769 | 31.8526 | 0.060376 | 0.023081 | 0.024257 | 0.060376 | 0.062398 | 2.6329 | 2.1724 | 0.29221 | 2.6329 | 2.561 | 2.0553 | 1.5651 | 0.314 | 2.0553 | 2.0169 | 0.027541 | 0.85982 | 0.28451 | 1.2769 | 31.8526 | 0.060376 | 0.023081 | 0.024257 | 0.060376 | 0.062398 | 2.6329 | 2.1724 | 0.29221 | 2.6329 | 2.561 | 2.0553 | 1.5651 | 0.314 | 2.0553 | 2.0169
41 | 0.26 | 0.47 | South/Central | CA | Fresno.Metro.AP.723890 | 3 | 2081643 | 27.0494 | 13.7931 | 46.828 | 26.892 | 19.936 | 1347.24 | 1.7299 | -95.08 | 4.6061 | -2.8762 | -55.129 | 0.37573 | -111.8 | 3.2693 | -2.8936 | -72.9264 | 0.41844 | -180.07 | 5.0234 | -4.605 | -118.3534 | 1.7299 | -95.08 | 4.6061 | -2.8762 | -55.129 | 1.8033 | -97.69 | 4.7663 | -2.963 | -56.5223 | 0.027541 | 0.74496 | 0.37987 | 1.2897 | 37.1041 | 0.047643 | 0.010348 | 0.011524 | 0.047643 | 0.049665 | -2.6186 | -3.0791 | -4.9593 | -2.6186 | -2.6905 | -1.5183 | -2.0085 | -3.2595 | -1.5183 | -1.5567 | 0.027541 | 0.74496 | 0.37987 | 1.2897 | 37.1041 | 0.047643 | 0.010348 | 0.011524 | 0.047643 | 0.049665 | -2.6186 | -3.0791 | -4.9593 | -2.6186 | -2.6905 | -1.5183 | -2.0085 | -3.2595 | -1.5183 | -1.5567
42 | 0.26 | 0.42 | South/Central | CA | Fresno.Metro.AP.723890 | 3 | 2081643 | 27.5527 | 13.1785 | 46.5052 | 27.3925 | 19.1127 | 1310.36 | 2.0527 | -58.2 | 4.1056 | -2.0529 | -28.883 | 0.69848 | -74.92 | 2.7688 | -2.0704 | -46.6804 | 0.74119 | -143.19 | 4.5229 | -3.7817 | -92.1074 | 2.0527 | -58.2 | 4.1056 | -2.0529 | -28.883 | 2.1261 | -60.81 | 4.2658 | -2.1397 | -30.2763 | 0.027541 | 0.75882 | 0.36295 | 1.2808 | 36.0884 | 0.056532 | 0.019237 | 0.020413 | 0.056532 | 0.058554 | -1.6029 | -2.0634 | -3.9436 | -1.6029 | -1.6748 | -0.79546 | -1.2856 | -2.5367 | -0.79546 | -0.83383 | 0.027541 | 0.75882 | 0.36295 | 1.2808 | 36.0884 | 0.056532 | 0.019237 | 0.020413 | 0.056532 | 0.058554 | -1.6029 | -2.0634 | -3.9436 | -1.6029 | -1.6748 | -0.79546 | -1.2856 | -2.5367 | -0.79546 | -0.83383
43 | 0.26 | 0.37 | South/Central | CA | Fresno.Metro.AP.723890 | 3 | 2081643 | 27.9263 | 12.8424 | 46.4228 | 27.7641 | 18.6587 | 1291.15 | 2.1351 | -38.99 | 3.734 | -1.5989 | -15.6322 | 0.78091 | -55.71 | 2.3973 | -1.6164 | -33.4295 | 0.82362 | -123.98 | 4.1513 | -3.3277 | -78.8565 | 2.1351 | -38.99 | 3.734 | -1.5989 | -15.6322 | 2.2085 | -41.6 | 3.8942 | -1.6857 | -17.0255 | 0.027541 | 0.76911 | 0.35369 | 1.2785 | 35.5593 | 0.058802 | 0.021507 | 0.022683 | 0.058802 | 0.060824 | -1.0738 | -1.5343 | -3.4145 | -1.0738 | -1.1457 | -0.43052 | -0.92068 | -2.1718 | -0.43052 | -0.4689 | 0.027541 | 0.76911 | 0.35369 | 1.2785 | 35.5593 | 0.058802 | 0.021507 | 0.022683 | 0.058802 | 0.060824 | -1.0738 | -1.5343 | -3.4145 | -1.0738 | -1.1457 | -0.43052 | -0.92068 | -2.1718 | -0.43052 | -0.4689
44 | 0.26 | 0.32 | South/Central | CA | Fresno.Metro.AP.723890 | 3 | 2081643 | 28.4396 | 12.3763 | 46.307 | 28.2745 | 18.0325 | 1264.62 | 2.2509 | -12.46 | 3.2236 | -0.97269 | 2.6725 | 0.8967 | -29.18 | 1.8868 | -0.99014 | -15.1248 | 0.93942 | -97.45 | 3.6409 | -2.7015 | -60.5518 | 2.2509 | -12.46 | 3.2236 | -0.97269 | 2.6725 | 2.3243 | -15.07 | 3.3838 | -1.0595 | 1.2792 | 0.027541 | 0.78325 | 0.34085 | 1.2753 | 34.8287 | 0.061992 | 0.024696 | 0.025872 | 0.061992 | 0.064013 | -0.34316 | -0.80364 | -2.6839 | -0.34316 | -0.41504 | 0.073603 | -0.41655 | -1.6676 | 0.073603 | 0.035231 | 0.027541 | 0.78325 | 0.34085 | 1.2753 | 34.8287 | 0.061992 | 0.024696 | 0.025872 | 0.061992 | 0.064013 | -0.34316 | -0.80364 | -2.6839 | -0.34316 | -0.41504 | 0.073603 | -0.41655 | -1.6676 | 0.073603 | 0.035231
45 | 0.26 | 0.27 | South/Central | CA | Fresno.Metro.AP.723890 | 3 | 2081643 | 29.1154 | 11.7572 | 46.1522 | 28.9467 | 17.2056 | 1229.57 | 2.4057 | 22.59 | 2.5514 | -0.14576 | 26.8678 | 1.0515 | 5.87 | 1.2147 | -0.16321 | 9.0705 | 1.0942 | -62.4 | 2.9687 | -1.8746 | -36.3565 | 2.4057 | 22.59 | 2.5514 | -0.14576 | 26.8678 | 2.4791 | 19.98 | 2.7116 | -0.23258 | 25.4746 | 0.027541 | 0.80186 | 0.3238 | 1.2711 | 33.8633 | 0.066254 | 0.028958 | 0.030135 | 0.066254 | 0.068275 | 0.62215 | 0.16166 | -1.7185 | 0.62215 | 0.55027 | 0.73996 | 0.24981 | -1.0013 | 0.73996 | 0.70159 | 0.027541 | 0.80186 | 0.3238 | 1.2711 | 33.8633 | 0.066254 | 0.028958 | 0.030135 | 0.066254 | 0.068275 | 0.62215 | 0.16166 | -1.7185 | 0.62215 | 0.55027 | 0.73996 | 0.24981 | -1.0013 | 0.73996 | 0.70159
46 | 0.26 | 0.23 | South/Central | CA | Fresno.Metro.AP.723890 | 3 | 2081643 | 29.7299 | 11.2426 | 46.0723 | 29.5578 | 16.5145 | 1200.86 | 2.4856 | 51.3 | 1.9403 | 0.54531 | 46.4555 | 1.1314 | 34.58 | 0.60354 | 0.52786 | 28.6581 | 1.1741 | -33.69 | 2.3576 | -1.1835 | -16.7689 | 2.4856 | 51.3 | 1.9403 | 0.54531 | 46.4555 | 2.559 | 48.69 | 2.1005 | 0.45848 | 45.0622 | 0.027541 | 0.81879 | 0.30963 | 1.2689 | 33.0727 | 0.068455 | 0.03116 | 0.032336 | 0.068455 | 0.070477 | 1.4128 | 0.95236 | -0.92785 | 1.4128 | 1.341 | 1.2794 | 0.78927 | -0.46183 | 1.2794 | 1.241 | 0.027541 | 0.81879 | 0.30963 | 1.2689 | 33.0727 | 0.068455 | 0.03116 | 0.032336 | 0.068455 | 0.070477 | 1.4128 | 0.95236 | -0.92785 | 1.4128 | 1.341 | 1.2794 | 0.78927 | -0.46183 | 1.2794 | 1.241
47 | 0.26 | 0.19 | South/Central | CA | Fresno.Metro.AP.723890 | 3 | 2081643 | 30.5055 | 10.6435 | 46.0558 | 30.3292 | 15.7266 | 1168.99 | 2.5021 | 83.17 | 1.1689 | 1.3332 | 67.8318 | 1.1479 | 66.45 | -0.16782 | 1.3157 | 50.0345 | 1.1906 | -1.82 | 1.5862 | -0.39562 | 4.6075 | 2.5021 | 83.17 | 1.1689 | 1.3332 | 67.8318 | 2.5755 | 80.56 | 1.3291 | 1.2463 | 66.4386 | 0.027541 | 0.84015 | 0.29313 | 1.2684 | 32.1949 | 0.06891 | 0.031614 | 0.032791 | 0.06891 | 0.070931 | 2.2906 | 1.8301 | -0.050124 | 2.2906 | 2.2187 | 1.8681 | 1.378 | 0.12689 | 1.8681 | 1.8298 | 0.027541 | 0.84015 | 0.29313 | 1.2684 | 32.1949 | 0.06891 | 0.031614 | 0.032791 | 0.06891 | 0.070931 | 2.2906 | 1.8301 | -0.050124 | 2.2906 | 2.2187 | 1.8681 | 1.378 | 0.12689 | 1.8681 | 1.8298
48 | 0.26 | 0.17 | South/Central | CA | Fresno.Metro.AP.723890 | 3 | 2081643 | 30.9275 | 10.3405 | 46.0748 | 30.7488 | 15.326 | 1153.11 | 2.4831 | 99.05 | 0.74929 | 1.7338 | 78.3503 | 1.1289 | 82.33 | -0.58746 | 1.7163 | 60.5529 | 1.1716 | 14.06 | 1.1666 | 0.0049866 | 15.1259 | 2.4831 | 99.05 | 0.74929 | 1.7338 | 78.3503 | 2.5565 | 96.44 | 0.90951 | 1.647 | 76.957 | 0.027541 | 0.85177 | 0.28478 | 1.2689 | 31.7576 | 0.068386 | 0.03109 | 0.032266 | 0.068386 | 0.070407 | 2.7279 | 2.2674 | 0.38722 | 2.7279 | 2.656 | 2.1578 | 1.6677 | 0.41658 | 2.1578 | 2.1195 | 0.027541 | 0.85177 | 0.28478 | 1.2689 | 31.7576 | 0.068386 | 0.03109 | 0.032266 | 0.068386 | 0.070407 | 2.7279 | 2.2674 | 0.38722 | 2.7279 | 2.656 | 2.1578 | 1.6677 | 0.41658 | 2.1578 | 2.1195
49 | 0.25 | 0.47 | South/Central | CA | Fresno.Metro.AP.723890 | 3 | 2081643 | 26.8085 | 13.7731 | 46.5571 | 26.6524 | 19.9046 | 1342.78 | 2.0008 | -90.62 | 4.8457 | -2.8448 | -50.8208 | 0.64663 | -107.34 | 3.5089 | -2.8623 | -68.6182 | 0.68935 | -175.61 | 5.263 | -4.5736 | -114.0452 | 2.0008 | -90.62 | 4.8457 | -2.8448 | -50.8208 | 2.0742 | -93.23 | 5.0059 | -2.9317 | -52.2141 | 0.027541 | 0.73833 | 0.37932 | 1.2822 | 36.9812 | 0.055104 | 0.017809 | 0.018985 | 0.055104 | 0.057126 | -2.4957 | -2.9562 | -4.8364 | -2.4957 | -2.5676 | -1.3996 | -1.8898 | -3.1409 | -1.3996 | -1.438 | 0.027541 | 0.73833 | 0.37932 | 1.2822 | 36.9812 | 0.055104 | 0.017809 | 0.018985 | 0.055104 | 0.057126 | -2.4957 | -2.9562 | -4.8364 | -2.4957 | -2.5676 | -1.3996 | -1.8898 | -3.1409 | -1.3996 | -1.438
50 | 0.25 | 0.42 | South/Central | CA | Fresno.Metro.AP.723890 | 3 | 2081643 | 27.3018 | 13.177 | 46.2428 | 27.143 | 19.0998 | 1306.74 | 2.3151 | -54.58 | 4.3551 | -2.04 | -25.1787 | 0.96087 | -71.3 | 3.0183 | -2.0575 | -42.9761 | 1.0036 | -139.57 | 4.7724 | -3.7688 | -88.4031 | 2.3151 | -54.58 | 4.3551 | -2.04 | -25.1787 | 2.3885 | -57.19 | 4.5153 | -2.1268 | -26.572 | 0.027541 | 0.75191 | 0.3629 | 1.2736 | 35.9887 | 0.063759 | 0.026463 | 0.02764 | 0.063759 | 0.06578 | -1.5032 | -1.9637 | -3.8439 | -1.5032 | -1.5751 | -0.69344 | -1.1836 | -2.4347 | -0.69344 | -0.73181 | 0.027541 | 0.75191 | 0.3629 | 1.2736 | 35.9887 | 0.063759 | 0.026463 | 0.02764 | 0.063759 | 0.06578 | -1.5032 | -1.9637 | -3.8439 | -1.5032 | -1.5751 | -0.69344 | -1.1836 | -2.4347 | -0.69344 | -0.73181
51 | 0.25 | 0.37 | South/Central | CA | Fresno.Metro.AP.723890 | 3 | 2081643 | 27.5741 | 12.964 | 46.2207 | 27.4139 | 18.8068 | 1294.71 | 2.3372 | -42.55 | 4.0842 | -1.747 | -17.0239 | 0.98303 | -59.27 | 2.7475 | -1.7645 | -34.8213 | 1.0257 | -127.54 | 4.5015 | -3.4758 | -80.2483 | 2.3372 | -42.55 | 4.0842 | -1.747 | -17.0239 | 2.4106 | -45.16 | 4.2444 | -1.8338 | -18.4172 | 0.027541 | 0.75941 | 0.35704 | 1.273 | 35.6574 | 0.064369 | 0.027073 | 0.02825 | 0.064369 | 0.06639 | -1.1719 | -1.6323 | -3.5126 | -1.1719 | -1.2437 | -0.46885 | -0.95901 | -2.2101 | -0.46885 | -0.50722 | 0.027541 | 0.75941 | 0.35704 | 1.273 | 35.6574 | 0.064369 | 0.027073 | 0.02825 | 0.064369 | 0.06639 | -1.1719 | -1.6323 | -3.5126 | -1.1719 | -1.2437 | -0.46885 | -0.95901 | -2.2101 | -0.46885 | -0.50722
52 | 0.25 | 0.32 | South/Central | CA | Fresno.Metro.AP.723890 | 3 | 2081643 | 27.9991 | 12.6063 | 46.1465 | 27.8366 | 18.31 | 1273.87 | 2.4114 | -21.71 | 3.6615 | -1.2502 | -2.7276 | 1.0572 | -38.43 | 2.3248 | -1.2676 | -20.525 | 1.0999 | -106.7 | 4.0789 | -2.979 | -65.952 | 2.4114 | -21.71 | 3.6615 | -1.2502 | -2.7276 | 2.4848 | -24.32 | 3.8218 | -1.337 | -4.1209 | 0.027541 | 0.77112 | 0.34719 | 1.2709 | 35.0834 | 0.066412 | 0.029116 | 0.030292 | 0.066412 | 0.068433 | -0.59791 | -1.0584 | -2.9386 | -0.59791 | -0.66979 | -0.075121 | -0.56527 | -1.8164 | -0.075121 | -0.11349 | 0.027541 | 0.77112 | 0.34719 | 1.2709 | 35.0834 | 0.066412 | 0.029116 | 0.030292 | 0.066412 | 0.068433 | -0.59791 | -1.0584 | -2.9386 | -0.59791 | -0.66979 | -0.075121 | -0.56527 | -1.8164 | -0.075121 | -0.11349
53 | 0.25 | 0.27 | South/Central | CA | Fresno.Metro.AP.723890 | 3 | 2081643 | 28.7548 | 11.8503 | 45.8963 | 28.5881 | 17.3082 | 1230.67 | 2.6616 | 21.49 | 2.91 | -0.24841 | 27.3856 | 1.3074 | 4.77 | 1.5733 | -0.26585 | 9.5882 | 1.3501 | -63.5 | 3.3273 | -1.9772 | -35.8388 | 2.6616 | 21.49 | 2.91 | -0.24841 | 27.3856 | 2.735 | 18.88 | 3.0702 | -0.33523 | 25.9923 | 0.027541 | 0.79193 | 0.32637 | 1.264 | 33.8936 | 0.073303 | 0.036008 | 0.037184 | 0.073303 | 0.075325 | 0.59185 | 0.13137 | -1.7488 | 0.59185 | 0.51997 | 0.75422 | 0.26407 | -0.98703 | 0.75422 | 0.71585 | 0.027541 | 0.79193 | 0.32637 | 1.264 | 33.8936 | 0.073303 | 0.036008 | 0.037184 | 0.073303 | 0.075325 | 0.59185 | 0.13137 | -1.7488 | 0.59185 | 0.51997 | 0.75422 | 0.26407 | -0.98703 | 0.75422 | 0.71585
54 | 0.25 | 0.23 | South/Central | CA | Fresno.Metro.AP.723890 | 3 | 2081643 | 29.4391 | 11.2526 | 45.79 | 29.2686 | 16.5213 | 1197.8 | 2.7679 | 54.36 | 2.2295 | 0.53849 | 49.8852 | 1.4137 | 37.64 | 0.89271 | 0.52104 | 32.0879 | 1.4565 | -30.63 | 2.6468 | -1.1903 | -13.3391 | 2.7679 | 54.36 | 2.2295 | 0.53849 | 49.8852 | 2.8413 | 51.75 | 2.3897 | 0.45166 | 48.492 | 0.027541 | 0.81078 | 0.30991 | 1.2611 | 32.9884 | 0.076231 | 0.038936 | 0.040112 | 0.076231 | 0.078253 | 1.4971 | 1.0366 | -0.84357 | 1.4971 | 1.4252 | 1.3739 | 0.88373 | -0.36737 | 1.3739 | 1.3355 | 0.027541 | 0.81078 | 0.30991 | 1.2611 | 32.9884 | 0.076231 | 0.038936 | 0.040112 | 0.076231 | 0.078253 | 1.4971 | 1.0366 | -0.84357 | 1.4971 | 1.4252 | 1.3739 | 0.88373 | -0.36737 | 1.3739 | 1.3355
55 | 0.25 | 0.19 | South/Central | CA | Fresno.Metro.AP.723890 | 3 | 2081643 | 30.2048 | 10.645 | 45.7467 | 30.0301 | 15.7166 | 1164.94 | 2.8112 | 87.22 | 1.468 | 1.3432 | 72.0564 | 1.457 | 70.5 | 0.13127 | 1.3257 | 54.259 | 1.4997 | 2.23 | 1.8853 | -0.3856 | 8.832 | 2.8112 | 87.22 | 1.468 | 1.3432 | 72.0564 | 2.8846 | 84.61 | 1.6282 | 1.2564 | 70.6631 | 0.027541 | 0.83187 | 0.29317 | 1.2599 | 32.0834 | 0.077423 | 0.040127 | 0.041304 | 0.077423 | 0.079444 | 2.4021 | 1.9416 | 0.061416 | 2.4021 | 2.3302 | 1.9845 | 1.4943 | 0.24324 | 1.9845 | 1.9461 | 0.027541 | 0.83187 | 0.29317 | 1.2599 | 32.0834 | 0.077423 | 0.040127 | 0.041304 | 0.077423 | 0.079444 | 2.4021 | 1.9416 | 0.061416 | 2.4021 | 2.3302 | 1.9845 | 1.4943 | 0.24324 | 1.9845 | 1.9461
56 | 0.25 | 0.17 | South/Central | CA | Fresno.Metro.AP.723890 | 3 | 2081643 | 30.6283 | 10.3505 | 45.7756 | 30.4512 | 15.3244 | 1149.51 | 2.7823 | 102.65 | 1.0469 | 1.7354 | 82.2237 | 1.4281 | 85.93 | -0.28989 | 1.718 | 64.4264 | 1.4708 | 17.66 | 1.4642 | 0.0066427 | 18.9994 | 2.7823 | 102.65 | 1.0469 | 1.7354 | 82.2237 | 2.8557 | 100.04 | 1.2071 | 1.6486 | 80.8304 | 0.027541 | 0.84353 | 0.28506 | 1.2607 | 31.6584 | 0.076627 | 0.039331 | 0.040507 | 0.076627 | 0.078648 | 2.8271 | 2.3666 | 0.48637 | 2.8271 | 2.7552 | 2.2645 | 1.7744 | 0.52326 | 2.2645 | 2.2261 | 0.027541 | 0.84353 | 0.28506 | 1.2607 | 31.6584 | 0.076627 | 0.039331 | 0.040507 | 0.076627 | 0.078648 | 2.8271 | 2.3666 | 0.48637 | 2.8271 | 2.7552 | 2.2645 | 1.7744 | 0.52326 | 2.2645 | 2.2261
57 | 0.24 | 0.47 | South/Central | CA | Fresno.Metro.AP.723890 | 3 | 2081643 | 26.5378 | 13.793 | 46.2962 | 26.3831 | 19.9131 | 1340.04 | 2.2617 | -87.88 | 5.115 | -2.8533 | -47.711 | 0.90748 | -104.6 | 3.7783 | -2.8708 | -65.5083 | 0.9502 | -172.87 | 5.5323 | -4.5821 | -110.9353 | 2.2617 | -87.88 | 5.115 | -2.8533 | -47.711 | 2.3351 | -90.49 | 5.2752 | -2.9402 | -49.1042 | 0.027541 | 0.73087 | 0.37987 | 1.275 | 36.9058 | 0.062288 | 0.024993 | 0.026169 | 0.062288 | 0.06431 | -2.4203 | -2.8808 | -4.761 | -2.4203 | -2.4922 | -1.314 | -1.8042 | -3.0552 | -1.314 | -1.3524 | 0.027541 | 0.73087 | 0.37987 | 1.275 | 36.9058 | 0.062288 | 0.024993 | 0.026169 | 0.062288 | 0.06431 | -2.4203 | -2.8808 | -4.761 | -2.4203 | -2.4922 | -1.314 | -1.8042 | -3.0552 | -1.314 | -1.3524
58 | 0.24 | 0.42 | South/Central | CA | Fresno.Metro.AP.723890 | 3 | 2081643 | 27.0226 | 13.1885 | 45.9651 | 26.8653 | 19.0998 | 1303.46 | 2.5928 | -51.3 | 4.6328 | -2.04 | -21.6254 | 1.2386 | -68.02 | 3.2961 | -2.0575 | -39.4228 | 1.2813 | -136.29 | 5.0501 | -3.7688 | -84.8498 | 2.5928 | -51.3 | 4.6328 | -2.04 | -21.6254 | 2.6662 | -53.91 | 4.793 | -2.1269 | -23.0187 | 0.027541 | 0.74422 | 0.36322 | 1.2659 | 35.8983 | 0.071407 | 0.034112 | 0.035288 | 0.071407 | 0.073429 | -1.4128 | -1.8733 | -3.7535 | -1.4128 | -1.4847 | -0.59558 | -1.0857 | -2.3368 | -0.59558 | -0.63395 | 0.027541 | 0.74422 | 0.36322 | 1.2659 | 35.8983 | 0.071407 | 0.034112 | 0.035288 | 0.071407 | 0.073429 | -1.4128 | -1.8733 | -3.7535 | -1.4128 | -1.4847 | -0.59558 | -1.0857 | -2.3368 | -0.59558 | -0.63395
59 | 0.24 | 0.37 | South/Central | CA | Fresno.Metro.AP.723890 | 3 | 2081643 | 27.3033 | 12.9839 | 45.9598 | 27.1445 | 18.8152 | 1291.96 | 2.5981 | -39.8 | 4.3536 | -1.7554 | -13.9114 | 1.2439 | -56.52 | 3.0168 | -1.7729 | -31.7087 | 1.2867 | -124.79 | 4.7709 | -3.4842 | -77.1357 | 2.5981 | -39.8 | 4.3536 | -1.7554 | -13.9114 | 2.6715 | -42.41 | 4.5138 | -1.8422 | -15.3047 | 0.027541 | 0.75196 | 0.35759 | 1.2658 | 35.5816 | 0.071555 | 0.034259 | 0.035436 | 0.071555 | 0.073576 | -1.0961 | -1.5566 | -3.4368 | -1.0961 | -1.168 | -0.38313 | -0.87328 | -2.1244 | -0.38313 | -0.4215 | 0.027541 | 0.75196 | 0.35759 | 1.2658 | 35.5816 | 0.071555 | 0.034259 | 0.035436 | 0.071555 | 0.073576 | -1.0961 | -1.5566 | -3.4368 | -1.0961 | -1.168 | -0.38313 | -0.87328 | -2.1244 | -0.38313 | -0.4215
60 | 0.24 | 0.32 | South/Central | CA | Fresno.Metro.AP.723890 | 3 | 2081643 | 27.7183 | 12.6079 | 45.8588 | 27.5573 | 18.3015 | 1270.14 | 2.6991 | -17.98 | 3.9408 | -1.2417 | 1.1805 | 1.3449 | -34.7 | 2.6041 | -1.2592 | -16.6168 | 1.3876 | -102.97 | 4.3581 | -2.9705 | -62.0438 | 2.6991 | -17.98 | 3.9408 | -1.2417 | 1.1805 | 2.7725 | -20.59 | 4.101 | -1.3285 | -0.21274 | 0.027541 | 0.76339 | 0.34723 | 1.263 | 34.9807 | 0.074335 | 0.037039 | 0.038216 | 0.074335 | 0.076356 | -0.49518 | -0.95567 | -2.8359 | -0.49518 | -0.56707 | 0.032513 | -0.45764 | -1.7087 | 0.032513 | -0.005859 | 0.027541 | 0.76339 | 0.34723 | 1.263 | 34.9807 | 0.074335 | 0.037039 | 0.038216 | 0.074335 | 0.076356 | -0.49518 | -0.95567 | -2.8359 | -0.49518 | -0.56707 | 0.032513 | -0.45764 | -1.7087 | 0.032513 | -0.005859
61 | 0.24 | 0.27 | South/Central | CA | Fresno.Metro.AP.723890 | 3 | 2081643 | 28.4725 | 11.8602 | 45.6139 | 28.3073 | 17.3066 | 1227.27 | 2.944 | 24.89 | 3.1908 | -0.24677 | 31.0431 | 1.5898 | 8.17 | 1.8541 | -0.26422 | 13.2457 | 1.6325 | -60.1 | 3.6081 | -1.9756 | -32.1813 | 2.944 | 24.89 | 3.1908 | -0.24677 | 31.0431 | 3.0174 | 22.28 | 3.351 | -0.3336 | 29.6498 | 0.027541 | 0.78415 | 0.32664 | 1.2562 | 33.8 | 0.081081 | 0.043785 | 0.044962 | 0.081081 | 0.083102 | 0.68549 | 0.22501 | -1.6552 | 0.68549 | 0.61361 | 0.85495 | 0.3648 | -0.8863 | 0.85495 | 0.81658 | 0.027541 | 0.78415 | 0.32664 | 1.2562 | 33.8 | 0.081081 | 0.043785 | 0.044962 | 0.081081 | 0.083102 | 0.68549 | 0.22501 | -1.6552 | 0.68549 | 0.61361 | 0.85495 | 0.3648 | -0.8863 | 0.85495 | 0.81658
62 | 0.24 | 0.23 | South/Central | CA | Fresno.Metro.AP.723890 | 3 | 2081643 | 29.1484 | 11.2526 | 45.4893 | 28.9795 | 16.5098 | 1193.78 | 3.0686 | 58.38 | 2.5186 | 0.55002 | 54.0429 | 1.7145 | 41.66 | 1.1819 | 0.53257 | 36.2455 | 1.7572 | -26.61 | 2.9359 | -1.1788 | -9.1815 | 3.0686 | 58.38 | 2.5186 | 0.55002 | 54.0429 | 3.142 | 55.77 | 2.6788 | 0.46319 | 52.6496 | 0.027541 | 0.80277 | 0.30991 | 1.2528 | 32.8777 | 0.084513 | 0.047217 | 0.048394 | 0.084513 | 0.086534 | 1.6078 | 1.1473 | -0.73286 | 1.6078 | 1.536 | 1.4884 | 0.99823 | -0.25286 | 1.4884 | 1.45 | 0.027541 | 0.80277 | 0.30991 | 1.2528 | 32.8777 | 0.084513 | 0.047217 | 0.048394 | 0.084513 | 0.086534 | 1.6078 | 1.1473 | -0.73286 | 1.6078 | 1.536 | 1.4884 | 0.99823 | -0.25286 | 1.4884 | 1.45
63 | 0.24 | 0.19 | South/Central | CA | Fresno.Metro.AP.723890 | 3 | 2081643 | 29.924 | 10.655 | 45.4658 | 29.7508 | 15.715 | 1161.55 | 3.0921 | 90.61 | 1.7473 | 1.3449 | 75.6956 | 1.7379 | 73.89 | 0.41052 | 1.3274 | 57.8982 | 1.7806 | 5.62 | 2.1646 | -0.38394 | 12.4712 | 3.0921 | 90.61 | 1.7473 | 1.3449 | 75.6956 | 3.1655 | 88 | 1.9075 | 1.258 | 74.3023 | 0.027541 | 0.82413 | 0.29345 | 1.2522 | 31.99 | 0.085159 | 0.047864 | 0.04904 | 0.085159 | 0.087181 | 2.4955 | 2.035 | 0.15478 | 2.4955 | 2.4236 | 2.0847 | 1.5946 | 0.34347 | 2.0847 | 2.0463 | 0.027541 | 0.82413 | 0.29345 | 1.2522 | 31.99 | 0.085159 | 0.047864 | 0.04904 | 0.085159 | 0.087181 | 2.4955 | 2.035 | 0.15478 | 2.4955 | 2.4236 | 2.0847 | 1.5946 | 0.34347 | 2.0847 | 2.0463
64 | 0.24 | 0.17 | South/Central | CA | Fresno.Metro.AP.723890 | 3 | 2081643 | 30.3375 | 10.352 | 45.4764 | 30.1621 | 15.3143 | 1145.57 | 3.0815 | 106.59 | 1.336 | 1.7455 | 86.3234 | 1.7273 | 89.87 | -0.00071814 | 1.7281 | 68.5261 | 1.7701 | 21.6 | 1.7533 | 0.016713 | 23.0991 | 3.0815 | 106.59 | 1.336 | 1.7455 | 86.3234 | 3.1549 | 103.98 | 1.4962 | 1.6587 | 84.9301 | 0.027541 | 0.83552 | 0.2851 | 1.2525 | 31.5499 | 0.084868 | 0.047572 | 0.048749 | 0.084868 | 0.086889 | 2.9356 | 2.4751 | 0.59488 | 2.9356 | 2.8637 | 2.3774 | 1.8873 | 0.63617 | 2.3774 | 2.339 | 0.027541 | 0.83552 | 0.2851 | 1.2525 | 31.5499 | 0.084868 | 0.047572 | 0.048749 | 0.084868 | 0.086889 | 2.9356 | 2.4751 | 0.59488 | 2.9356 | 2.8637 | 2.3774 | 1.8873 | 0.63617 | 2.3774 | 2.339
65 | 0.22 | 0.47 | South/Central | CA | Fresno.Metro.AP.723890 | 3 | 2081643 | 25.9877 | 13.8246 | 45.7677 | 25.836 | 19.9316 | 1334.54 | 2.7903 | -82.38 | 5.6621 | -2.8718 | -41.4435 | 1.4361 | -99.1 | 4.3253 | -2.8893 | -59.2409 | 1.4788 | -167.37 | 6.0794 | -4.6006 | -104.6679 | 2.7903 | -82.38 | 5.6621 | -2.8718 | -41.4435 | 2.8637 | -84.99 | 5.8223 | -2.9586 | -42.8368 | 0.027541 | 0.71572 | 0.38074 | 1.2605 | 36.7543 | 0.076846 | 0.03955 | 0.040727 | 0.076846 | 0.078867 | -2.2688 | -2.7293 | -4.6095 | -2.2688 | -2.3407 | -1.1414 | -1.6315 | -2.8826 | -1.1414 | -1.1798 | 0.027541 | 0.71572 | 0.38074 | 1.2605 | 36.7543 | 0.076846 | 0.03955 | 0.040727 | 0.076846 | 0.078867 | -2.2688 | -2.7293 | -4.6095 | -2.2688 | -2.3407 | -1.1414 | -1.6315 | -2.8826 | -1.1414 | -1.1798
66 | 0.22 | 0.42 | South/Central | CA | Fresno.Metro.AP.723890 | 3 | 2081643 | 26.471 | 13.22 | 45.435 | 26.3167 | 19.1183 | 1297.94 | 3.1229 | -45.78 | 5.1814 | -2.0585 | -15.3383 | 1.7687 | -62.5 | 3.8446 | -2.0759 | -33.1357 | 1.8114 | -130.77 | 5.5987 | -3.7873 | -78.5627 | 3.1229 | -45.78 | 5.1814 | -2.0585 | -15.3383 | 3.1963 | -48.39 | 5.3416 | -2.1453 | -16.7316 | 0.027541 | 0.72903 | 0.36409 | 1.2513 | 35.7463 | 0.086007 | 0.048711 | 0.049888 | 0.086007 | 0.088028 | -1.2608 | -1.7213 | -3.6015 | -1.2608 | -1.3327 | -0.42243 | -0.91258 | -2.1637 | -0.42243 | -0.4608 | 0.027541 | 0.72903 | 0.36409 | 1.2513 | 35.7463 | 0.086007 | 0.048711 | 0.049888 | 0.086007 | 0.088028 | -1.2608 | -1.7213 | -3.6015 | -1.2608 | -1.3327 | -0.42243 | -0.91258 | -2.1637 | -0.42243 | -0.4608
67 | 0.22 | 0.37 | South/Central | CA | Fresno.Metro.AP.723890 | 3 | 2081643 | 26.7433 | 13.0055 | 45.4028 | 26.5876 | 18.8153 | 1285.39 | 3.1551 | -33.23 | 4.9105 | -1.7555 | -6.7853 | 1.8009 | -49.95 | 3.5738 | -1.7729 | -24.5827 | 1.8436 | -118.22 | 5.3279 | -3.4842 | -70.0097 | 3.1551 | -33.23 | 4.9105 | -1.7555 | -6.7853 | 3.2285 | -35.84 | 5.0708 | -1.8423 | -8.1786 | 0.027541 | 0.73653 | 0.35818 | 1.2504 | 35.4007 | 0.086894 | 0.049598 | 0.050774 | 0.086894 | 0.088915 | -0.91518 | -1.3757 | -3.2559 | -0.91518 | -0.98706 | -0.18687 | -0.67703 | -1.9281 | -0.18687 | -0.22525 | 0.027541 | 0.73653 | 0.35818 | 1.2504 | 35.4007 | 0.086894 | 0.049598 | 0.050774 | 0.086894 | 0.088915 | -0.91518 | -1.3757 | -3.2559 | -0.91518 | -0.98706 | -0.18687 | -0.67703 | -1.9281 | -0.18687 | -0.22525
68 | 0.22 | 0.32 | South/Central | CA | Fresno.Metro.AP.723890 | 3 | 2081643 | 27.1552 | 12.6378 | 45.314 | 26.9973 | 18.3168 | 1264.31 | 3.2439 | -12.15 | 4.5008 | -1.257 | 7.7423 | 1.8897 | -28.87 | 3.1641 | -1.2744 | -10.055 | 1.9324 | -97.14 | 4.9181 | -2.9858 | -55.482 | 3.2439 | -12.15 | 4.5008 | -1.257 | 7.7423 | 3.3173 | -14.76 | 4.661 | -1.3438 | 6.349 | 0.027541 | 0.74788 | 0.34806 | 1.248 | 34.8201 | 0.089339 | 0.052043 | 0.05322 | 0.089339 | 0.09136 | -0.33462 | -0.7951 | -2.6753 | -0.33462 | -0.4065 | 0.21323 | -0.27692 | -1.528 | 0.21323 | 0.17486 | 0.027541 | 0.74788 | 0.34806 | 1.248 | 34.8201 | 0.089339 | 0.052043 | 0.05322 | 0.089339 | 0.09136 | -0.33462 | -0.7951 | -2.6753 | -0.33462 | -0.4065 | 0.21323 | -0.27692 | -1.528 | 0.21323 | 0.17486
69 | 0.22 | 0.27 | South/Central | CA | Fresno.Metro.AP.723890 | 3 | 2081643 | 27.8926 | 11.8802 | 45.0424 | 27.7305 | 17.3119 | 1220.73 | 3.5155 | 31.43 | 3.7676 | -0.25207 | 38.2142 | 2.1614 | 14.71 | 2.4309 | -0.26952 | 20.4168 | 2.2041 | -53.56 | 4.1849 | -1.9809 | -25.0102 | 3.5155 | 31.43 | 3.7676 | -0.25207 | 38.2142 | 3.5889 | 28.82 | 3.9278 | -0.3389 | 36.8209 | 0.027541 | 0.76818 | 0.32719 | 1.2405 | 33.6199 | 0.096821 | 0.059525 | 0.060702 | 0.096821 | 0.098842 | 0.86561 | 0.40513 | -1.4751 | 0.86561 | 0.79373 | 1.0524 | 0.5623 | -0.6888 | 1.0524 | 1.0141 | 0.027541 | 0.76818 | 0.32719 | 1.2405 | 33.6199 | 0.096821 | 0.059525 | 0.060702 | 0.096821 | 0.098842 | 0.86561 | 0.40513 | -1.4751 | 0.86561 | 0.79373 | 1.0524 | 0.5623 | -0.6888 | 1.0524 | 1.0141
70 | 0.22 | 0.23 | South/Central | CA | Fresno.Metro.AP.723890 | 3 | 2081643 | 28.5768 | 11.2726 | 44.9176 | 28.4111 | 16.5065 | 1186.89 | 3.6403 | 65.27 | 3.087 | 0.5533 | 61.4467 | 2.2862 | 48.55 | 1.7503 | 0.53585 | 43.6493 | 2.3289 | -19.72 | 3.5044 | -1.1755 | -1.7777 | 3.6403 | 65.27 | 3.087 | 0.5533 | 61.4467 | 3.7137 | 62.66 | 3.2473 | 0.46647 | 60.0534 | 0.027541 | 0.78703 | 0.31046 | 1.2371 | 32.6879 | 0.10026 | 0.062963 | 0.064139 | 0.10026 | 0.10228 | 1.7976 | 1.3371 | -0.5431 | 1.7976 | 1.7257 | 1.6923 | 1.2021 | -0.048959 | 1.6923 | 1.6539 | 0.027541 | 0.78703 | 0.31046 | 1.2371 | 32.6879 | 0.10026 | 0.062963 | 0.064139 | 0.10026 | 0.10228 | 1.7976 | 1.3371 | -0.5431 | 1.7976 | 1.7257 | 1.6923 | 1.2021 | -0.048959 | 1.6923 | 1.6539
71 | 0.22 | 0.19 | South/Central | CA | Fresno.Metro.AP.723890 | 3 | 2081643 | 29.3326 | 10.6566 | 44.8559 | 29.1626 | 15.6934 | 1153.48 | 3.702 | 98.68 | 2.3355 | 1.3664 | 84.0795 | 2.3478 | 81.96 | 0.99878 | 1.349 | 66.2821 | 2.3905 | 13.69 | 2.7528 | -0.36235 | 20.8551 | 3.702 | 98.68 | 2.3355 | 1.3664 | 84.0795 | 3.7754 | 96.07 | 2.4957 | 1.2796 | 82.6862 | 0.027541 | 0.80784 | 0.29349 | 1.2354 | 31.7678 | 0.10196 | 0.06466 | 0.065836 | 0.10196 | 0.10398 | 2.7177 | 2.2572 | 0.37703 | 2.7177 | 2.6458 | 2.3156 | 1.8255 | 0.57437 | 2.3156 | 2.2772 | 0.027541 | 0.80784 | 0.29349 | 1.2354 | 31.7678 | 0.10196 | 0.06466 | 0.065836 | 0.10196 | 0.10398 | 2.7177 | 2.2572 | 0.37703 | 2.7177 | 2.6458 | 2.3156 | 1.8255 | 0.57437 | 2.3156 | 2.2772
72 | 0.22 | 0.17 | South/Central | CA | Fresno.Metro.AP.723890 | 3 | 2081643 | 29.7545 | 10.3535 | 44.8749 | 29.5822 | 15.2926 | 1137.58 | 3.6831 | 114.58 | 1.9159 | 1.7672 | 94.6024 | 2.3289 | 97.86 | 0.57914 | 1.7497 | 76.8051 | 2.3716 | 29.59 | 2.3332 | 0.038372 | 31.3781 | 3.6831 | 114.58 | 1.9159 | 1.7672 | 94.6024 | 3.7564 | 111.97 | 2.0761 | 1.6803 | 93.2092 | 0.027541 | 0.81946 | 0.28514 | 1.2359 | 31.3299 | 0.10143 | 0.064139 | 0.065315 | 0.10143 | 0.10346 | 3.1556 | 2.6951 | 0.81493 | 3.1556 | 3.0837 | 2.6054 | 2.1153 | 0.86418 | 2.6054 | 2.5671 | 0.027541 | 0.81946 | 0.28514 | 1.2359 | 31.3299 | 0.10143 | 0.064139 | 0.065315 | 0.10143 | 0.10346 | 3.1556 | 2.6951 | 0.81493 | 3.1556 | 3.0837 | 2.6054 | 2.1153 | 0.86418 | 2.6054 | 2.5671
73 | 0.2 | 0.47 | South/Central | CA | Fresno.Metro.AP.723890 | 3 | 2081643 | 25.4261 | 13.8561 | 45.2176 | 25.2775 | 19.9401 | 1328.39 | 3.3403 | -76.23 | 6.2206 | -2.8803 | -34.6327 | 1.9861 | -92.95 | 4.8838 | -2.8977 | -52.4301 | 2.0288 | -161.22 | 6.6379 | -4.6091 | -97.8571 | 3.3403 | -76.23 | 6.2206 | -2.8803 | -34.6327 | 3.4137 | -78.84 | 6.3808 | -2.9671 | -36.026 | 0.027541 | 0.70026 | 0.38161 | 1.2453 | 36.5849 | 0.091994 | 0.054699 | 0.055875 | 0.091994 | 0.094016 | -2.0994 | -2.5599 | -4.4401 | -2.0994 | -2.1713 | -0.95381 | -1.444 | -2.6951 | -0.95381 | -0.99219 | 0.027541 | 0.70026 | 0.38161 | 1.2453 | 36.5849 | 0.091994 | 0.054699 | 0.055875 | 0.091994 | 0.094016 | -2.0994 | -2.5599 | -4.4401 | -2.0994 | -2.1713 | -0.95381 | -1.444 | -2.6951 | -0.95381 | -0.99219
74 | 0.2 | 0.42 | South/Central | CA | Fresno.Metro.AP.723890 | 3 | 2081643 | 25.9079 | 13.25 | 44.8834 | 25.7567 | 19.1267 | 1291.76 | 3.6745 | -39.6 | 5.7414 | -2.0669 | -8.5046 | 2.3203 | -56.32 | 4.4047 | -2.0843 | -26.302 | 2.3631 | -124.59 | 6.1587 | -3.7957 | -71.729 | 3.6745 | -39.6 | 5.7414 | -2.0669 | -8.5046 | 3.7479 | -42.21 | 5.9016 | -2.1537 | -9.8979 | 0.027541 | 0.71352 | 0.36492 | 1.2361 | 35.5761 | 0.1012 | 0.063904 | 0.06508 | 0.1012 | 0.10322 | -1.0906 | -1.5511 | -3.4313 | -1.0906 | -1.1625 | -0.23422 | -0.72438 | -1.9755 | -0.23422 | -0.2726 | 0.027541 | 0.71352 | 0.36492 | 1.2361 | 35.5761 | 0.1012 | 0.063904 | 0.06508 | 0.1012 | 0.10322 | -1.0906 | -1.5511 | -3.4313 | -1.0906 | -1.1625 | -0.23422 | -0.72438 | -1.9755 | -0.23422 | -0.2726
75 | 0.2 | 0.37 | South/Central | CA | Fresno.Metro.AP.723890 | 3 | 2081643 | 26.1718 | 13.037 | 44.8528 | 26.0191 | 18.8337 | 1279.63 | 3.7051 | -27.47 | 5.479 | -1.7739 | -0.24168 | 2.3509 | -44.19 | 4.1422 | -1.7913 | -18.039 | 2.3936 | -112.46 | 5.8963 | -3.5027 | -63.466 | 3.7051 | -27.47 | 5.479 | -1.7739 | -0.24168 | 3.7785 | -30.08 | 5.6392 | -1.8607 | -1.635 | 0.027541 | 0.72079 | 0.35905 | 1.2353 | 35.242 | 0.10204 | 0.064746 | 0.065922 | 0.10204 | 0.10406 | -0.75655 | -1.217 | -3.0972 | -0.75655 | -0.82843 | -0.0066562 | -0.49681 | -1.7479 | -0.0066562 | -0.045028 | 0.027541 | 0.72079 | 0.35905 | 1.2353 | 35.242 | 0.10204 | 0.064746 | 0.065922 | 0.10204 | 0.10406 | -0.75655 | -1.217 | -3.0972 | -0.75655 | -0.82843 | -0.0066562 | -0.49681 | -1.7479 | -0.0066562 | -0.045028
76 | 0.2 | 0.32 | South/Central | CA | Fresno.Metro.AP.723890 | 3 | 2081643 | 26.5753 | 12.6609 | 44.7372 | 26.4205 | 18.3168 | 1257.5 | 3.8207 | -5.34 | 5.0776 | -1.257 | 15.1237 | 2.4665 | -22.06 | 3.7409 | -1.2744 | -2.6737 | 2.5092 | -90.33 | 5.495 | -2.9857 | -48.1007 | 3.8207 | -5.34 | 5.0776 | -1.257 | 15.1237 | 3.8941 | -7.95 | 5.2379 | -1.3438 | 13.7304 | 0.027541 | 0.7319 | 0.34869 | 1.2321 | 34.6326 | 0.10522 | 0.067929 | 0.069106 | 0.10522 | 0.10725 | -0.14707 | -0.60755 | -2.4878 | -0.14707 | -0.21895 | 0.41652 | -0.073635 | -1.3247 | 0.41652 | 0.37815 | 0.027541 | 0.7319 | 0.34869 | 1.2321 | 34.6326 | 0.10522 | 0.067929 | 0.069106 | 0.10522 | 0.10725 | -0.14707 | -0.60755 | -2.4878 | -0.14707 | -0.21895 | 0.41652 | -0.073635 | -1.3247 | 0.41652 | 0.37815
77 | 0.2 | 0.27 | South/Central | CA | Fresno.Metro.AP.723890 | 3 | 2081643 | 27.311 | 11.9017 | 44.4624 | 27.1521 | 17.3103 | 1213.82 | 4.0955 | 38.34 | 4.346 | -0.25044 | 45.6794 | 2.7413 | 21.62 | 3.0092 | -0.26789 | 27.8821 | 2.784 | -46.65 | 4.7633 | -1.9792 | -17.545 | 4.0955 | 38.34 | 4.346 | -0.25044 | 45.6794 | 4.1689 | 35.73 | 4.5062 | -0.33727 | 44.2861 | 0.027541 | 0.75217 | 0.32778 | 1.2245 | 33.4296 | 0.11279 | 0.075498 | 0.076675 | 0.11279 | 0.11482 | 1.0559 | 0.59543 | -1.2848 | 1.0559 | 0.98403 | 1.258 | 0.76789 | -0.4832 | 1.258 | 1.2197 | 0.027541 | 0.75217 | 0.32778 | 1.2245 | 33.4296 | 0.11279 | 0.075498 | 0.076675 | 0.11279 | 0.11482 | 1.0559 | 0.59543 | -1.2848 | 1.0559 | 0.98403 | 1.258 | 0.76789 | -0.4832 | 1.258 | 1.2197
78 | 0.2 | 0.23 | South/Central | CA | Fresno.Metro.AP.723890 | 3 | 2081643 | 27.9854 | 11.2841 | 44.3177 | 27.8228 | 16.4949 | 1179.34 | 4.2402 | 72.82 | 3.6753 | 0.56492 | 69.435 | 2.886 | 56.1 | 2.3386 | 0.54747 | 51.6376 | 2.9287 | -12.17 | 4.0926 | -1.1639 | 6.2106 | 4.2402 | 72.82 | 3.6753 | 0.56492 | 69.435 | 4.3136 | 70.21 | 3.8355 | 0.47809 | 68.0417 | 0.027541 | 0.77074 | 0.31077 | 1.2205 | 32.48 | 0.11678 | 0.079484 | 0.08066 | 0.11678 | 0.1188 | 2.0055 | 1.545 | -0.33517 | 2.0055 | 1.9336 | 1.9123 | 1.4221 | 0.17105 | 1.9123 | 1.8739 | 0.027541 | 0.77074 | 0.31077 | 1.2205 | 32.48 | 0.11678 | 0.079484 | 0.08066 | 0.11678 | 0.1188 | 2.0055 | 1.545 | -0.33517 | 2.0055 | 1.9336 | 1.9123 | 1.4221 | 0.17105 | 1.9123 | 1.8739
79 | 0.2 | 0.19 | South/Central | CA | Fresno.Metro.AP.723890 | 3 | 2081643 | 28.7411 | 10.668 | 44.2559 | 28.5743 | 15.6816 | 1145.91 | 4.302 | 106.25 | 2.9238 | 1.3782 | 92.0751 | 2.9478 | 89.53 | 1.587 | 1.3608 | 74.2777 | 2.9906 | 21.26 | 3.3411 | -0.35055 | 28.8507 | 4.302 | 106.25 | 2.9238 | 1.3782 | 92.0751 | 4.3754 | 103.64 | 3.084 | 1.2914 | 90.6818 | 0.027541 | 0.79155 | 0.29381 | 1.2188 | 31.5593 | 0.11848 | 0.081186 | 0.082362 | 0.11848 | 0.1205 | 2.9262 | 2.4657 | 0.58552 | 2.9262 | 2.8543 | 2.5358 | 2.0457 | 0.79457 | 2.5358 | 2.4975 | 0.027541 | 0.79155 | 0.29381 | 1.2188 | 31.5593 | 0.11848 | 0.081186 | 0.082362 | 0.11848 | 0.1205 | 2.9262 | 2.4657 | 0.58552 | 2.9262 | 2.8543 | 2.5358 | 2.0457 | 0.79457 | 2.5358 | 2.4975
80 | 0.2 | 0.17 | South/Central | CA | Fresno.Metro.AP.723890 | 3 | 2081643 | 29.1546 | 10.3634 | 44.2649 | 28.9856 | 15.2793 | 1129.84 | 4.293 | 122.32 | 2.5125 | 1.7805 | 102.7659 | 2.9388 | 105.6 | 1.1758 | 1.763 | 84.9686 | 2.9816 | 37.33 | 2.9299 | 0.051696 | 39.5415 | 4.293 | 122.32 | 2.5125 | 1.7805 | 102.7659 | 4.3664 | 119.71 | 2.6728 | 1.6937 | 101.3726 | 0.027541 | 0.80294 | 0.28542 | 1.2191 | 31.1167 | 0.11823 | 0.080938 | 0.082115 | 0.11823 | 0.12026 | 3.3688 | 2.9083 | 1.0281 | 3.3688 | 3.2969 | 2.8303 | 2.3401 | 1.089 | 2.8303 | 2.7919 | 0.027541 | 0.80294 | 0.28542 | 1.2191 | 31.1167 | 0.11823 | 0.080938 | 0.082115 | 0.11823 | 0.12026 | 3.3688 | 2.9083 | 1.0281 | 3.3688 | 3.2969 | 2.8303 | 2.3401 | 1.089 | 2.8303 | 2.7919
81 | 0.35 | 0.2 | South/Central | CA | Fresno.Metro.AP.723890 | 3 | 2081643 | 32.8185 | 10.7536 | 48.6105 | 32.6296 | 15.9809 | 1209.44 | -0.0526 | 42.72 | -1.1315 | 1.0789 | 28.3101 | -1.4068 | 26 | -2.4682 | 1.0614 | 10.5128 | -1.3641 | -42.27 | -0.71417 | -0.64991 | -34.9142 | -0.0526 | 42.72 | -1.1315 | 1.0789 | 28.3101 | 0.020798 | 40.11 | -0.97126 | 0.99206 | 26.9168 | 0.027541 | 0.90385 | 0.29616 | 1.3388 | 33.309 | -0.0014486 | -0.038744 | -0.037568 | -0.0014486 | 0.00057279 | 1.1765 | 0.71606 | -1.1641 | 1.1765 | 1.1047 | 0.77968 | 0.28953 | -0.96157 | 0.77968 | 0.74131 | 0.027541 | 0.90385 | 0.29616 | 1.3388 | 33.309 | -0.0014486 | -0.038744 | -0.037568 | -0.0014486 | 0.00057279 | 1.1765 | 0.71606 | -1.1641 | 1.1765 | 1.1047 | 0.77968 | 0.28953 | -0.96157 | 0.77968 | 0.74131
82 | 0.35 | 0.25 | South/Central | CA | Fresno.Metro.AP.723890 | 3 | 2081643 | 31.8419 | 11.5011 | 48.6313 | 31.6583 | 16.973 | 1249.55 | -0.073398 | 2.61 | -0.16022 | 0.086826 | 1.3933 | -1.4276 | -14.11 | -1.497 | 0.069377 | -16.4041 | -1.3849 | -82.38 | 0.25709 | -1.642 | -61.8311 | -0.073398 | 2.61 | -0.16022 | 0.086826 | 1.3933 | 0 | 0 | 0 | 0 | 0 | 0.027541 | 0.87695 | 0.31675 | 1.3393 | 34.4136 | -0.0020214 | -0.039317 | -0.038141 | -0.0020214 | 0 | 0.071882 | -0.3886 | -2.2688 | 0.071882 | 0 | 0.038372 | -0.45178 | -1.7029 | 0.038372 | 0 | 0.027541 | 0.87695 | 0.31675 | 1.3393 | 34.4136 | -0.0020214 | -0.039317 | -0.038141 | -0.0020214 | 0 | 0.071882 | -0.3886 | -2.2688 | 0.071882 | 0 | 0.038372 | -0.45178 | -1.7029 | 0.038372 | 0
83 | 0.35 | 0.3 | South/Central | CA | Fresno.Metro.AP.723890 | 3 | 2081643 | 31.6809 | 11.5357 | 48.5579 | 31.4981 | 17.0598 | 1252.16 | 0 | 0 | 0 | 0 | 0 | -1.3542 | -16.72 | -1.3367 | -0.017449 | -17.7974 | -1.3115 | -84.99 | 0.41732 | -1.7288 | -63.2244 | 0 | 0 | 0 | 0 | 0 | 0.073398 | -2.61 | 0.16022 | -0.086826 | -1.3933 | 0.027541 | 0.87252 | 0.3177 | 1.3373 | 34.4855 | 0 | -0.037296 | -0.036119 | 0 | 0.0020214 | 0 | -0.46048 | -2.3407 | 0 | -0.071882 | 0 | -0.49015 | -1.7412 | 0 | -0.038372 | 0.027541 | 0.87252 | 0.3177 | 1.3373 | 34.4855 | 0 | -0.037296 | -0.036119 | 0 | 0.0020214 | 0 | -0.46048 | -2.3407 | 0 | -0.071882 | 0 | -0.49015 | -1.7412 | 0 | -0.038372
84 | 0.35 | 0.35 | South/Central | CA | Fresno.Metro.AP.723890 | 3 | 2081643 | 30.8554 | 12.2117 | 48.6298 | 30.6771 | 17.9527 | 1288.89 | -0.071918 | -36.73 | 0.82096 | -0.89287 | -24.9065 | -1.4261 | -53.45 | -0.51579 | -0.91032 | -42.7038 | -1.3834 | -121.72 | 1.2383 | -2.6217 | -88.1308 | -0.071918 | -36.73 | 0.82096 | -0.89287 | -24.9065 | 0.00148 | -39.34 | 0.98118 | -0.9797 | -26.2998 | 0.027541 | 0.84978 | 0.33632 | 1.3393 | 35.4971 | -0.0019807 | -0.039276 | -0.0381 | -0.0019807 | 4.0762e-05 | -1.0116 | -1.4721 | -3.3523 | -1.0116 | -1.0835 | -0.68594 | -1.1761 | -2.4272 | -0.68594 | -0.72432 | 0.027541 | 0.84978 | 0.33632 | 1.3393 | 35.4971 | -0.0019807 | -0.039276 | -0.0381 | -0.0019807 | 4.0762e-05 | -1.0116 | -1.4721 | -3.3523 | -1.0116 | -1.0835 | -0.68594 | -1.1761 | -2.4272 | -0.68594 | -0.72432
85 | 0.35 | 0.4 | South/Central | CA | Fresno.Metro.AP.723890 | 3 | 2081643 | 30.1296 | 12.8794 | 48.7916 | 29.9554 | 18.8362 | 1326.29 | -0.23369 | -74.13 | 1.5427 | -1.7764 | -50.712 | -1.5879 | -90.85 | 0.20598 | -1.7939 | -68.5093 | -1.5452 | -159.12 | 1.96 | -3.5052 | -113.9363 | -0.23369 | -74.13 | 1.5427 | -1.7764 | -50.712 | -0.16029 | -76.74 | 1.7029 | -1.8632 | -52.1052 | 0.027541 | 0.82979 | 0.35471 | 1.3438 | 36.5271 | -0.006436 | -0.043732 | -0.042555 | -0.006436 | -0.0044146 | -2.0416 | -2.5021 | -4.3823 | -2.0416 | -2.1135 | -1.3966 | -1.8868 | -3.1379 | -1.3966 | -1.435 | 0.027541 | 0.82979 | 0.35471 | 1.3438 | 36.5271 | -0.006436 | -0.043732 | -0.042555 | -0.006436 | -0.0044146 | -2.0416 | -2.5021 | -4.3823 | -2.0416 | -2.1135 | -1.3966 | -1.8868 | -3.1379 | -1.3966 | -1.435
86 | 0.33 | 0.2 | South/Central | CA | Fresno.Metro.AP.723890 | 3 | 2081643 | 32.2785 | 10.7536 | 48.0489 | 32.0924 | 15.9565 | 1201.81 | 0.50899 | 50.35 | -0.59434 | 1.1033 | 36.1529 | -0.84521 | 33.63 | -1.9311 | 1.0859 | 18.3555 | -0.80249 | -34.64 | -0.17702 | -0.62547 | -27.0715 | 0.50899 | 50.35 | -0.59434 | 1.1033 | 36.1529 | 0.58238 | 47.74 | -0.43411 | 1.0165 | 34.7596 | 0.027541 | 0.88898 | 0.29616 | 1.3233 | 33.0988 | 0.014018 | -0.023278 | -0.022101 | 0.014018 | 0.016039 | 1.3867 | 0.9262 | -0.95401 | 1.3867 | 1.3148 | 0.99568 | 0.50553 | -0.74557 | 0.99568 | 0.95731 | 0.027541 | 0.88898 | 0.29616 | 1.3233 | 33.0988 | 0.014018 | -0.023278 | -0.022101 | 0.014018 | 0.016039 | 1.3867 | 0.9262 | -0.95401 | 1.3867 | 1.3148 | 0.99568 | 0.50553 | -0.74557 | 0.99568 | 0.95731
87 | 0.33 | 0.25 | South/Central | CA | Fresno.Metro.AP.723890 | 3 | 2081643 | 31.3118 | 11.5027 | 48.0828 | 31.1311 | 16.9517 | 1242.2 | 0.47513 | 9.96 | 0.367 | 0.10813 | 8.9846 | -0.87906 | -6.76 | -0.96974 | 0.090678 | -8.8127 | -0.83635 | -75.03 | 0.78432 | -1.6207 | -54.2397 | 0.47513 | 9.96 | 0.367 | 0.10813 | 8.9846 | 0.54853 | 7.35 | 0.52723 | 0.021302 | 7.5914 | 0.027541 | 0.86235 | 0.31679 | 1.3242 | 34.2112 | 0.013085 | -0.02421 | -0.023034 | 0.013085 | 0.015107 | 0.27431 | -0.18618 | -2.0664 | 0.27431 | 0.20242 | 0.24744 | -0.24271 | -1.4938 | 0.24744 | 0.20907 | 0.027541 | 0.86235 | 0.31679 | 1.3242 | 34.2112 | 0.013085 | -0.02421 | -0.023034 | 0.013085 | 0.015107 | 0.27431 | -0.18618 | -2.0664 | 0.27431 | 0.20242 | 0.24744 | -0.24271 | -1.4938 | 0.24744 | 0.20907
88 | 0.33 | 0.3 | South/Central | CA | Fresno.Metro.AP.723890 | 3 | 2081643 | 31.1492 | 11.5457 | 48.0246 | 30.9694 | 17.0553 | 1245.67 | 0.5333 | 6.49 | 0.52875 | 0.0045545 | 6.9466 | -0.82089 | -10.23 | -0.808 | -0.012895 | -10.8508 | -0.77818 | -78.5 | 0.94606 | -1.7242 | -56.2778 | 0.5333 | 6.49 | 0.52875 | 0.0045545 | 6.9466 | 0.6067 | 3.88 | 0.68897 | -0.082271 | 5.5533 | 0.027541 | 0.85787 | 0.31798 | 1.3226 | 34.3068 | 0.014688 | -0.022608 | -0.021432 | 0.014688 | 0.016709 | 0.17874 | -0.28174 | -2.162 | 0.17874 | 0.10686 | 0.19131 | -0.29884 | -1.5499 | 0.19131 | 0.15294 | 0.027541 | 0.85787 | 0.31798 | 1.3226 | 34.3068 | 0.014688 | -0.022608 | -0.021432 | 0.014688 | 0.016709 | 0.17874 | -0.28174 | -2.162 | 0.17874 | 0.10686 | 0.19131 | -0.29884 | -1.5499 | 0.19131 | 0.15294
89 | 0.33 | 0.35 | South/Central | CA | Fresno.Metro.AP.723890 | 3 | 2081643 | 30.3337 | 12.2233 | 48.1081 | 30.1583 | 17.9498 | 1282.6 | 0.44976 | -30.44 | 1.3398 | -0.89002 | -18.1543 | -0.90443 | -47.16 | 0.0030392 | -0.90747 | -35.9517 | -0.86171 | -115.43 | 1.7571 | -2.6188 | -81.3787 | 0.44976 | -30.44 | 1.3398 | -0.89002 | -18.1543 | 0.52316 | -33.05 | 1.5 | -0.97685 | -19.5476 | 0.027541 | 0.83541 | 0.33664 | 1.3249 | 35.3238 | 0.012387 | -0.024909 | -0.023732 | 0.012387 | 0.014408 | -0.83834 | -1.2988 | -3.179 | -0.83834 | -0.91022 | -0.49998 | -0.99014 | -2.2412 | -0.49998 | -0.53836 | 0.027541 | 0.83541 | 0.33664 | 1.3249 | 35.3238 | 0.012387 | -0.024909 | -0.023732 | 0.012387 | 0.014408 | -0.83834 | -1.2988 | -3.179 | -0.83834 | -0.91022 | -0.49998 | -0.99014 | -2.2412 | -0.49998 | -0.53836
90 | 0.33 | 0.4 | South/Central | CA | Fresno.Metro.AP.723890 | 3 | 2081643 | 29.6179 | 12.9009 | 48.283 | 29.4465 | 18.8365 | 1320.28 | 0.27496 | -68.12 | 2.0516 | -1.7767 | -44.2101 | -1.0792 | -84.84 | 0.71489 | -1.7941 | -62.0074 | -1.0365 | -153.11 | 2.4689 | -3.5055 | -107.4344 | 0.27496 | -68.12 | 2.0516 | -1.7767 | -44.2101 | 0.34836 | -70.73 | 2.2119 | -1.8635 | -45.6034 | 0.027541 | 0.8157 | 0.3553 | 1.3298 | 36.3616 | 0.0075726 | -0.029723 | -0.028546 | 0.0075726 | 0.0095941 | -1.8761 | -2.3366 | -4.2168 | -1.8761 | -1.948 | -1.2176 | -1.7077 | -2.9588 | -1.2176 | -1.256 | 0.027541 | 0.8157 | 0.3553 | 1.3298 | 36.3616 | 0.0075726 | -0.029723 | -0.028546 | 0.0075726 | 0.0095941 | -1.8761 | -2.3366 | -4.2168 | -1.8761 | -1.948 | -1.2176 | -1.7077 | -2.9588 | -1.2176 | -1.256
91 | 0.3 | 0.2 | South/Central | CA | Fresno.Metro.AP.723890 | 3 | 2081643 | 31.4561 | 10.765 | 47.2095 | 31.2745 | 15.9349 | 1191.01 | 1.3484 | 61.15 | 0.22358 | 1.1249 | 47.4732 | -0.0057554 | 44.43 | -1.1132 | 1.1074 | 29.6759 | 0.036961 | -23.84 | 0.64089 | -0.60393 | -15.7511 | 1.3484 | 61.15 | 0.22358 | 1.1249 | 47.4732 | 1.4218 | 58.54 | 0.3838 | 1.038 | 46.0799 | 0.027541 | 0.86633 | 0.29648 | 1.3002 | 32.8014 | 0.037137 | -0.00015851 | 0.0010179 | 0.037137 | 0.039158 | 1.6841 | 1.2236 | -0.65657 | 1.6841 | 1.6122 | 1.3075 | 0.8173 | -0.4338 | 1.3075 | 1.2691 | 0.027541 | 0.86633 | 0.29648 | 1.3002 | 32.8014 | 0.037137 | -0.00015851 | 0.0010179 | 0.037137 | 0.039158 | 1.6841 | 1.2236 | -0.65657 | 1.6841 | 1.6122 | 1.3075 | 0.8173 | -0.4338 | 1.3075 | 1.2691
92 | 0.3 | 0.25 | South/Central | CA | Fresno.Metro.AP.723890 | 3 | 2081643 | 30.4993 | 11.5142 | 47.2533 | 30.3231 | 16.9302 | 1231.53 | 1.3046 | 20.63 | 1.175 | 0.12956 | 20.1742 | -0.049628 | 3.91 | -0.16174 | 0.11212 | 2.3768 | -0.0069112 | -64.36 | 1.5923 | -1.5992 | -43.0502 | 1.3046 | 20.63 | 1.175 | 0.12956 | 20.1742 | 1.378 | 18.02 | 1.3352 | 0.042739 | 18.7809 | 0.027541 | 0.83998 | 0.31711 | 1.3014 | 33.9173 | 0.035929 | -0.0013668 | -0.00019034 | 0.035929 | 0.03795 | 0.56817 | 0.10768 | -1.7725 | 0.56817 | 0.49629 | 0.55561 | 0.06546 | -1.1856 | 0.55561 | 0.51724 | 0.027541 | 0.83998 | 0.31711 | 1.3014 | 33.9173 | 0.035929 | -0.0013668 | -0.00019034 | 0.035929 | 0.03795 | 0.56817 | 0.10768 | -1.7725 | 0.56817 | 0.49629 | 0.55561 | 0.06546 | -1.1856 | 0.55561 | 0.51724
93 | 0.3 | 0.3 | South/Central | CA | Fresno.Metro.AP.723890 | 3 | 2081643 | 30.3368 | 11.5672 | 47.2037 | 30.1614 | 17.0424 | 1235.44 | 1.3542 | 16.72 | 1.3367 | 0.017449 | 17.7974 | 0 | 0 | 0 | 0 | 0 | 0.042716 | -68.27 | 1.7541 | -1.7113 | -45.427 | 1.3542 | 16.72 | 1.3367 | 0.017449 | 17.7974 | 1.4276 | 14.11 | 1.497 | -0.069377 | 16.4041 | 0.027541 | 0.8355 | 0.31857 | 1.3 | 34.025 | 0.037296 | 0 | 0.0011764 | 0.037296 | 0.039317 | 0.46048 | 0 | -1.8802 | 0.46048 | 0.3886 | 0.49015 | 0 | -1.2511 | 0.49015 | 0.45178 | 0.027541 | 0.8355 | 0.31857 | 1.3 | 34.025 | 0.037296 | 0 | 0.0011764 | 0.037296 | 0.039317 | 0.46048 | 0 | -1.8802 | 0.46048 | 0.3886 | 0.49015 | 0 | -1.2511 | 0.49015 | 0.45178
94 | 0.3 | 0.35 | South/Central | CA | Fresno.Metro.AP.723890 | 3 | 2081643 | 29.5313 | 12.2464 | 47.3003 | 29.3602 | 17.9401 | 1272.65 | 1.2576 | -20.49 | 2.1379 | -0.88027 | -7.5552 | -0.096603 | -37.21 | 0.80112 | -0.89772 | -25.3526 | -0.053887 | -105.48 | 2.5552 | -2.6091 | -70.7796 | 1.2576 | -20.49 | 2.1379 | -0.88027 | -7.5552 | 1.331 | -23.1 | 2.2981 | -0.9671 | -8.9485 | 0.027541 | 0.81332 | 0.33728 | 1.3027 | 35.0498 | 0.034635 | -0.0026605 | -0.0014841 | 0.034635 | 0.036656 | -0.56431 | -1.0248 | -2.905 | -0.56431 | -0.63619 | -0.20808 | -0.69823 | -1.9493 | -0.20808 | -0.24645 | 0.027541 | 0.81332 | 0.33728 | 1.3027 | 35.0498 | 0.034635 | -0.0026605 | -0.0014841 | 0.034635 | 0.036656 | -0.56431 | -1.0248 | -2.905 | -0.56431 | -0.63619 | -0.20808 | -0.69823 | -1.9493 | -0.20808 | -0.24645
95 | 0.3 | 0.4 | South/Central | CA | Fresno.Metro.AP.723890 | 3 | 2081643 | 28.8254 | 12.9324 | 47.5019 | 28.6583 | 18.8436 | 1311.33 | 1.056 | -59.17 | 2.8398 | -1.7838 | -34.4055 | -0.29816 | -75.89 | 1.503 | -1.8012 | -52.2029 | -0.25544 | -144.16 | 3.2571 | -3.5125 | -97.6299 | 1.056 | -59.17 | 2.8398 | -1.7838 | -34.4055 | 1.1294 | -61.78 | 3 | -1.8706 | -35.7988 | 0.027541 | 0.79387 | 0.35617 | 1.3082 | 36.1151 | 0.029084 | -0.0082115 | -0.007035 | 0.029084 | 0.031106 | -1.6296 | -2.0901 | -3.9703 | -1.6296 | -1.7015 | -0.94756 | -1.4377 | -2.6888 | -0.94756 | -0.98593 | 0.027541 | 0.79387 | 0.35617 | 1.3082 | 36.1151 | 0.029084 | -0.0082115 | -0.007035 | 0.029084 | 0.031106 | -1.6296 | -2.0901 | -3.9703 | -1.6296 | -1.7015 | -0.94756 | -1.4377 | -2.6888 | -0.94756 | -0.98593
96 | 0.28 | 0.2 | South/Central | CA | Fresno.Metro.AP.723890 | 3 | 2081643 | 30.8845 | 10.7751 | 46.6279 | 30.7061 | 15.9218 | 1183.61 | 1.93 | 68.55 | 0.792 | 1.138 | 55.267 | 0.57578 | 51.83 | -0.54474 | 1.1205 | 37.4697 | 0.6185 | -16.44 | 1.2093 | -0.59082 | -7.9573 | 1.93 | 68.55 | 0.792 | 1.138 | 55.267 | 2.0034 | 65.94 | 0.95222 | 1.0511 | 53.8737 | 0.027541 | 0.85058 | 0.29675 | 1.2842 | 32.5976 | 0.053153 | 0.015857 | 0.017034 | 0.053153 | 0.055174 | 1.8879 | 1.4274 | -0.45277 | 1.8879 | 1.816 | 1.5221 | 1.0319 | -0.21915 | 1.5221 | 1.4837 | 0.027541 | 0.85058 | 0.29675 | 1.2842 | 32.5976 | 0.053153 | 0.015857 | 0.017034 | 0.053153 | 0.055174 | 1.8879 | 1.4274 | -0.45277 | 1.8879 | 1.816 | 1.5221 | 1.0319 | -0.21915 | 1.5221 | 1.4837
97 | 0.28 | 0.25 | South/Central | CA | Fresno.Metro.AP.723890 | 3 | 2081643 | 29.9378 | 11.5341 | 46.6917 | 29.7646 | 16.9271 | 1224.77 | 1.8662 | 27.39 | 1.7335 | 0.13268 | 27.4444 | 0.51199 | 10.67 | 0.39676 | 0.11523 | 9.647 | 0.5547 | -57.6 | 2.1508 | -1.5961 | -35.78 | 1.8662 | 27.39 | 1.7335 | 0.13268 | 27.4444 | 1.9396 | 24.78 | 1.8937 | 0.045852 | 26.0511 | 0.027541 | 0.82451 | 0.31766 | 1.2859 | 33.7312 | 0.051396 | 0.014101 | 0.015277 | 0.051396 | 0.053418 | 0.75434 | 0.29386 | -1.5864 | 0.75434 | 0.68246 | 0.75584 | 0.26569 | -0.98541 | 0.75584 | 0.71747 | 0.027541 | 0.82451 | 0.31766 | 1.2859 | 33.7312 | 0.051396 | 0.014101 | 0.015277 | 0.051396 | 0.053418 | 0.75434 | 0.29386 | -1.5864 | 0.75434 | 0.68246 | 0.75584 | 0.26569 | -0.98541 | 0.75584 | 0.71747
98 | 0.28 | 0.3 | South/Central | CA | Fresno.Metro.AP.723890 | 3 | 2081643 | 29.6057 | 11.7303 | 46.6571 | 29.4342 | 17.2229 | 1236.23 | 1.9008 | 15.93 | 2.0639 | -0.1631 | 19.9414 | 0.54658 | -0.79 | 0.72713 | -0.18055 | 2.144 | 0.5893 | -69.06 | 2.4812 | -1.8919 | -43.283 | 1.9008 | 15.93 | 2.0639 | -0.1631 | 19.9414 | 1.9742 | 13.32 | 2.2241 | -0.24992 | 18.5481 | 0.027541 | 0.81536 | 0.32306 | 1.285 | 34.0468 | 0.052349 | 0.015053 | 0.01623 | 0.052349 | 0.05437 | 0.43873 | -0.021757 | -1.902 | 0.43873 | 0.36684 | 0.5492 | 0.059047 | -1.192 | 0.5492 | 0.51083 | 0.027541 | 0.81536 | 0.32306 | 1.285 | 34.0468 | 0.052349 | 0.015053 | 0.01623 | 0.052349 | 0.05437 | 0.43873 | -0.021757 | -1.902 | 0.43873 | 0.36684 | 0.5492 | 0.059047 | -1.192 | 0.5492 | 0.51083
99 | 0.28 | 0.35 | South/Central | CA | Fresno.Metro.AP.723890 | 3 | 2081643 | 28.8385 | 12.4378 | 46.829 | 28.6713 | 18.1577 | 1275.82 | 1.729 | -23.66 | 2.8268 | -1.0979 | -7.369 | 0.37477 | -40.38 | 1.4901 | -1.1153 | -25.1664 | 0.41748 | -108.65 | 3.2441 | -2.8267 | -70.5934 | 1.729 | -23.66 | 2.8268 | -1.0979 | -7.369 | 1.8024 | -26.27 | 2.9871 | -1.1847 | -8.7623 | 0.027541 | 0.79423 | 0.34255 | 1.2897 | 35.1371 | 0.047617 | 0.010321 | 0.011498 | 0.047617 | 0.049638 | -0.65162 | -1.1121 | -2.9923 | -0.65162 | -0.7235 | -0.20295 | -0.6931 | -1.9442 | -0.20295 | -0.24132 | 0.027541 | 0.79423 | 0.34255 | 1.2897 | 35.1371 | 0.047617 | 0.010321 | 0.011498 | 0.047617 | 0.049638 | -0.65162 | -1.1121 | -2.9923 | -0.65162 | -0.7235 | -0.20295 | -0.6931 | -1.9442 | -0.20295 | -0.24132
100 | 0.28 | 0.4 | South/Central | CA | Fresno.Metro.AP.723890 | 3 | 2081643 | 28.2754 | 12.954 | 46.9535 | 28.1112 | 18.8422 | 1304.79 | 1.6045 | -52.63 | 3.3869 | -1.7824 | -27.3512 | 0.25027 | -69.35 | 2.0501 | -1.7998 | -45.1486 | 0.29298 | -137.62 | 3.8042 | -3.5112 | -90.5756 | 1.6045 | -52.63 | 3.3869 | -1.7824 | -27.3512 | 1.6779 | -55.24 | 3.5471 | -1.8692 | -28.7445 | 0.027541 | 0.77873 | 0.35676 | 1.2931 | 35.935 | 0.044188 | 0.0068926 | 0.008069 | 0.044188 | 0.04621 | -1.4495 | -1.91 | -3.7902 | -1.4495 | -1.5214 | -0.75327 | -1.2434 | -2.4945 | -0.75327 | -0.79165 | 0.027541 | 0.77873 | 0.35676 | 1.2931 | 35.935 | 0.044188 | 0.0068926 | 0.008069 | 0.044188 | 0.04621 | -1.4495 | -1.91 | -3.7902 | -1.4495 | -1.5214 | -0.75327 | -1.2434 | -2.4945 | -0.75327 | -0.79165
101 | 0.27 | 0.2 | South/Central | CA | Fresno.Metro.AP.723890 | 3 | 2081643 | 30.5938 | 10.785 | 46.3371 | 30.4169 | 15.9202 | 1180.1 | 2.2208 | 72.06 | 1.0812 | 1.1396 | 59.033 | 0.86661 | 55.34 | -0.25557 | 1.1222 | 41.2356 | 0.90932 | -12.93 | 1.4985 | -0.58916 | -4.1914 | 2.2208 | 72.06 | 1.0812 | 1.1396 | 59.033 | 2.2942 | 69.45 | 1.2414 | 1.0528 | 57.6397 | 0.027541 | 0.84258 | 0.29703 | 1.2762 | 32.5009 | 0.061163 | 0.023867 | 0.025044 | 0.061163 | 0.063184 | 1.9846 | 1.5241 | -0.3561 | 1.9846 | 1.9127 | 1.6258 | 1.1357 | -0.11543 | 1.6258 | 1.5874 | 0.027541 | 0.84258 | 0.29703 | 1.2762 | 32.5009 | 0.061163 | 0.023867 | 0.025044 | 0.061163 | 0.063184 | 1.9846 | 1.5241 | -0.3561 | 1.9846 | 1.9127 | 1.6258 | 1.1357 | -0.11543 | 1.6258 | 1.5874
102 | 0.27 | 0.25 | South/Central | CA | Fresno.Metro.AP.723890 | 3 | 2081643 | 29.657 | 11.5357 | 46.4024 | 29.4853 | 16.9171 | 1220.94 | 2.1555 | 31.22 | 2.0128 | 0.14271 | 31.4156 | 0.80127 | 14.5 | 0.67601 | 0.12526 | 13.6182 | 0.84399 | -53.77 | 2.4301 | -1.5861 | -31.8088 | 2.1555 | 31.22 | 2.0128 | 0.14271 | 31.4156 | 2.2289 | 28.61 | 2.173 | 0.055882 | 30.0223 | 0.027541 | 0.81678 | 0.3177 | 1.278 | 33.6257 | 0.059363 | 0.022068 | 0.023244 | 0.059363 | 0.061385 | 0.85982 | 0.39934 | -1.4809 | 0.85982 | 0.78794 | 0.86521 | 0.37506 | -0.87604 | 0.86521 | 0.82684 | 0.027541 | 0.81678 | 0.3177 | 1.278 | 33.6257 | 0.059363 | 0.022068 | 0.023244 | 0.059363 | 0.061385 | 0.85982 | 0.39934 | -1.4809 | 0.85982 | 0.78794 | 0.86521 | 0.37506 | -0.87604 | 0.86521 | 0.82684
103 | 0.27 | 0.3 | South/Central | CA | Fresno.Metro.AP.723890 | 3 | 2081643 | 29.2037 | 11.8618 | 46.4067 | 29.0344 | 17.3722 | 1239.27 | 2.1512 | 12.89 | 2.4637 | -0.31243 | 19.1346 | 0.79704 | -3.83 | 1.1269 | -0.32988 | 1.3372 | 0.83976 | -72.1 | 2.881 | -2.0412 | -44.0898 | 2.1512 | 12.89 | 2.4637 | -0.31243 | 19.1346 | 2.2246 | 10.28 | 2.6239 | -0.39926 | 17.7413 | 0.027541 | 0.80429 | 0.32668 | 1.2781 | 34.1305 | 0.059247 | 0.021951 | 0.023128 | 0.059247 | 0.061268 | 0.355 | -0.10548 | -1.9857 | 0.355 | 0.28312 | 0.52698 | 0.036828 | -1.2143 | 0.52698 | 0.48861 | 0.027541 | 0.80429 | 0.32668 | 1.2781 | 34.1305 | 0.059247 | 0.021951 | 0.023128 | 0.059247 | 0.061268 | 0.355 | -0.10548 | -1.9857 | 0.355 | 0.28312 | 0.52698 | 0.036828 | -1.2143 | 0.52698 | 0.48861
104 | 0.27 | 0.35 | South/Central | CA | Fresno.Metro.AP.723890 | 3 | 2081643 | 28.428 | 12.6278 | 46.6484 | 28.2631 | 18.3853 | 1282.83 | 1.9095 | -30.67 | 3.235 | -1.3255 | -11.1735 | 0.55534 | -47.39 | 1.8983 | -1.3429 | -28.9708 | 0.59805 | -115.66 | 3.6523 | -3.0543 | -74.3979 | 1.9095 | -30.67 | 3.235 | -1.3255 | -11.1735 | 1.9829 | -33.28 | 3.3953 | -1.4123 | -12.5668 | 0.027541 | 0.78293 | 0.34778 | 1.2847 | 35.3302 | 0.05259 | 0.015294 | 0.016471 | 0.05259 | 0.054611 | -0.84468 | -1.3052 | -3.1854 | -0.84468 | -0.91656 | -0.30773 | -0.79788 | -2.049 | -0.30773 | -0.3461 | 0.027541 | 0.78293 | 0.34778 | 1.2847 | 35.3302 | 0.05259 | 0.015294 | 0.016471 | 0.05259 | 0.054611 | -0.84468 | -1.3052 | -3.1854 | -0.84468 | -0.91656 | -0.30773 | -0.79788 | -2.049 | -0.30773 | -0.3461
105 | 0.27 | 0.4 | South/Central | CA | Fresno.Metro.AP.723890 | 3 | 2081643 | 28.0046 | 12.9739 | 46.701 | 27.8419 | 18.8591 | 1302.48 | 1.8569 | -50.32 | 3.6562 | -1.7993 | -24.5737 | 0.50273 | -67.04 | 2.3194 | -1.8167 | -42.3711 | 0.54545 | -135.31 | 4.0735 | -3.5281 | -87.7981 | 1.8569 | -50.32 | 3.6562 | -1.7993 | -24.5737 | 1.9303 | -52.93 | 3.8164 | -1.8861 | -25.967 | 0.027541 | 0.77127 | 0.35731 | 1.2862 | 35.8713 | 0.051141 | 0.013846 | 0.015022 | 0.051141 | 0.053163 | -1.3859 | -1.8463 | -3.7265 | -1.3859 | -1.4577 | -0.67678 | -1.1669 | -2.418 | -0.67678 | -0.71515 | 0.027541 | 0.77127 | 0.35731 | 1.2862 | 35.8713 | 0.051141 | 0.013846 | 0.015022 | 0.051141 | 0.053163 | -1.3859 | -1.8463 | -3.7265 | -1.3859 | -1.4577 | -0.67678 | -1.1669 | -2.418 | -0.67678 | -0.71515
106 | 0.26 | 0.2 | South/Central | CA | Fresno.Metro.AP.723890 | 3 | 2081643 | 30.303 | 10.7866 | 46.0464 | 30.1278 | 15.9186 | 1176.6 | 2.5115 | 75.56 | 1.3703 | 1.1412 | 62.7953 | 1.1573 | 58.84 | 0.033598 | 1.1237 | 44.998 | 1.2001 | -9.43 | 1.7877 | -0.5876 | -0.42905 | 2.5115 | 75.56 | 1.3703 | 1.1412 | 62.7953 | 2.5849 | 72.95 | 1.5306 | 1.0544 | 61.402 | 0.027541 | 0.83457 | 0.29707 | 1.2682 | 32.4045 | 0.06917 | 0.031874 | 0.033051 | 0.06917 | 0.071191 | 2.081 | 1.6205 | -0.25971 | 2.081 | 2.0091 | 1.7294 | 1.2393 | -0.011816 | 1.7294 | 1.6911 | 0.027541 | 0.83457 | 0.29707 | 1.2682 | 32.4045 | 0.06917 | 0.031874 | 0.033051 | 0.06917 | 0.071191 | 2.081 | 1.6205 | -0.25971 | 2.081 | 2.0091 | 1.7294 | 1.2393 | -0.011816 | 1.7294 | 1.6911
107 | 0.26 | 0.25 | South/Central | CA | Fresno.Metro.AP.723890 | 3 | 2081643 | 29.3762 | 11.5457 | 46.1217 | 29.2061 | 16.9156 | 1217.56 | 2.4363 | 34.6 | 2.292 | 0.14425 | 35.0501 | 1.0821 | 17.88 | 0.95526 | 0.1268 | 17.2527 | 1.1248 | -50.39 | 2.7093 | -1.5845 | -28.1743 | 2.4363 | 34.6 | 2.292 | 0.14425 | 35.0501 | 2.5097 | 31.99 | 2.4522 | 0.057423 | 33.6568 | 0.027541 | 0.80905 | 0.31798 | 1.2702 | 33.5326 | 0.067096 | 0.029801 | 0.030977 | 0.067096 | 0.069118 | 0.95291 | 0.49243 | -1.3878 | 0.95291 | 0.88103 | 0.96531 | 0.47515 | -0.77594 | 0.96531 | 0.92694 | 0.027541 | 0.80905 | 0.31798 | 1.2702 | 33.5326 | 0.067096 | 0.029801 | 0.030977 | 0.067096 | 0.069118 | 0.95291 | 0.49243 | -1.3878 | 0.95291 | 0.88103 | 0.96531 | 0.47515 | -0.77594 | 0.96531 | 0.92694
108 | 0.26 | 0.3 | South/Central | CA | Fresno.Metro.AP.723890 | 3 | 2081643 | 28.7518 | 12.0733 | 46.2163 | 28.585 | 17.6312 | 1247.43 | 2.3417 | 4.73 | 2.9131 | -0.5714 | 14.6142 | 0.98747 | -11.99 | 1.5763 | -0.58885 | -3.1831 | 1.0302 | -80.26 | 3.3304 | -2.3002 | -48.6101 | 2.3417 | 4.73 | 2.9131 | -0.5714 | 14.6142 | 2.4151 | 2.12 | 3.0733 | -0.65823 | 13.2209 | 0.027541 | 0.79185 | 0.33251 | 1.2728 | 34.3552 | 0.064491 | 0.027196 | 0.028372 | 0.064491 | 0.066513 | 0.13027 | -0.33021 | -2.2104 | 0.13027 | 0.058387 | 0.40249 | -0.087666 | -1.3388 | 0.40249 | 0.36412 | 0.027541 | 0.79185 | 0.33251 | 1.2728 | 34.3552 | 0.064491 | 0.027196 | 0.028372 | 0.064491 | 0.066513 | 0.13027 | -0.33021 | -2.2104 | 0.13027 | 0.058387 | 0.40249 | -0.087666 | -1.3388 | 0.40249 | 0.36412
109 | 0.26 | 0.35 | South/Central | CA | Fresno.Metro.AP.723890 | 3 | 2081643 | 28.0076 | 12.8309 | 46.481 | 27.845 | 18.6361 | 1290.93 | 2.0769 | -38.77 | 3.6531 | -1.5763 | -15.7686 | 0.72269 | -55.49 | 2.3164 | -1.5937 | -33.5659 | 0.76541 | -123.76 | 4.0705 | -3.3051 | -78.9929 | 2.0769 | -38.77 | 3.6531 | -1.5763 | -15.7686 | 2.1503 | -41.38 | 3.8134 | -1.6631 | -17.1619 | 0.027541 | 0.77135 | 0.35337 | 1.2801 | 35.5533 | 0.057199 | 0.019903 | 0.02108 | 0.057199 | 0.05922 | -1.0678 | -1.5282 | -3.4085 | -1.0678 | -1.1396 | -0.43428 | -0.92443 | -2.1755 | -0.43428 | -0.47265 | 0.027541 | 0.77135 | 0.35337 | 1.2801 | 35.5533 | 0.057199 | 0.019903 | 0.02108 | 0.057199 | 0.05922 | -1.0678 | -1.5282 | -3.4085 | -1.0678 | -1.1396 | -0.43428 | -0.92443 | -2.1755 | -0.43428 | -0.47265
110 | 0.26 | 0.4 | South/Central | CA | Fresno.Metro.AP.723890 | 3 | 2081643 | 27.7337 | 12.9854 | 46.4332 | 27.5726 | 18.8606 | 1299.38 | 2.1247 | -47.22 | 3.9255 | -1.8008 | -21.1882 | 0.77053 | -63.94 | 2.5888 | -1.8182 | -38.9856 | 0.81325 | -132.21 | 4.3428 | -3.5296 | -84.4126 | 2.1247 | -47.22 | 3.9255 | -1.8008 | -21.1882 | 2.1981 | -49.83 | 4.0857 | -1.8876 | -22.5815 | 0.027541 | 0.76381 | 0.35763 | 1.2788 | 35.786 | 0.058517 | 0.021221 | 0.022397 | 0.058517 | 0.060538 | -1.3005 | -1.761 | -3.6412 | -1.3005 | -1.3724 | -0.58354 | -1.0737 | -2.3248 | -0.58354 | -0.62191 | 0.027541 | 0.76381 | 0.35763 | 1.2788 | 35.786 | 0.058517 | 0.021221 | 0.022397 | 0.058517 | 0.060538 | -1.3005 | -1.761 | -3.6412 | -1.3005 | -1.3724 | -0.58354 | -1.0737 | -2.3248 | -0.58354 | -0.62191
111 | 0.25 | 0.2 | South/Central | CA | Fresno.Metro.AP.723890 | 3 | 2081643 | 30.0039 | 10.7966 | 45.7472 | 29.8302 | 15.917 | 1173 | 2.8107 | 79.16 | 1.6679 | 1.1428 | 66.6655 | 1.4565 | 62.44 | 0.33117 | 1.1253 | 48.8682 | 1.4992 | -5.83 | 2.0852 | -0.58603 | 3.4412 | 2.8107 | 79.16 | 1.6679 | 1.1428 | 66.6655 | 2.8841 | 76.55 | 1.8281 | 1.0559 | 65.2722 | 0.027541 | 0.82633 | 0.29735 | 1.2599 | 32.3054 | 0.077408 | 0.040113 | 0.041289 | 0.077408 | 0.07943 | 2.1801 | 1.7196 | -0.16056 | 2.1801 | 2.1082 | 1.836 | 1.3459 | 0.094772 | 1.836 | 1.7977 | 0.027541 | 0.82633 | 0.29735 | 1.2599 | 32.3054 | 0.077408 | 0.040113 | 0.041289 | 0.077408 | 0.07943 | 2.1801 | 1.7196 | -0.16056 | 2.1801 | 2.1082 | 1.836 | 1.3459 | 0.094772 | 1.836 | 1.7977
112 | 0.25 | 0.25 | South/Central | CA | Fresno.Metro.AP.723890 | 3 | 2081643 | 29.087 | 11.5556 | 45.8324 | 28.9184 | 16.9139 | 1214.07 | 2.7255 | 38.09 | 2.5797 | 0.14589 | 38.796 | 1.3714 | 21.37 | 1.2429 | 0.12844 | 20.9986 | 1.4141 | -46.9 | 2.997 | -1.5829 | -24.4284 | 2.7255 | 38.09 | 2.5797 | 0.14589 | 38.796 | 2.7989 | 35.48 | 2.7399 | 0.059063 | 37.4027 | 0.027541 | 0.80108 | 0.31825 | 1.2623 | 33.4365 | 0.075064 | 0.037768 | 0.038945 | 0.075064 | 0.077085 | 1.049 | 0.58855 | -1.2917 | 1.049 | 0.97715 | 1.0685 | 0.57832 | -0.67278 | 1.0685 | 1.0301 | 0.027541 | 0.80108 | 0.31825 | 1.2623 | 33.4365 | 0.075064 | 0.037768 | 0.038945 | 0.075064 | 0.077085 | 1.049 | 0.58855 | -1.2917 | 1.049 | 0.97715 | 1.0685 | 0.57832 | -0.67278 | 1.0685 | 1.0301
113 | 0.25 | 0.3 | South/Central | CA | Fresno.Metro.AP.723890 | 3 | 2081643 | 28.2899 | 12.3033 | 46.0343 | 28.1257 | 17.9086 | 1256.43 | 2.5236 | -4.27 | 3.3724 | -0.84881 | 9.4898 | 1.1694 | -20.99 | 2.0356 | -0.86626 | -8.3075 | 1.2121 | -89.26 | 3.7897 | -2.5776 | -53.7345 | 2.5236 | -4.27 | 3.3724 | -0.84881 | 9.4898 | 2.597 | -6.88 | 3.5326 | -0.93563 | 8.0965 | 0.027541 | 0.77913 | 0.33884 | 1.2678 | 34.6031 | 0.069501 | 0.032206 | 0.033382 | 0.069501 | 0.071523 | -0.1176 | -0.57808 | -2.4583 | -0.1176 | -0.18948 | 0.26136 | -0.2288 | -1.4799 | 0.26136 | 0.22299 | 0.027541 | 0.77913 | 0.33884 | 1.2678 | 34.6031 | 0.069501 | 0.032206 | 0.033382 | 0.069501 | 0.071523 | -0.1176 | -0.57808 | -2.4583 | -0.1176 | -0.18948 | 0.26136 | -0.2288 | -1.4799 | 0.26136 | 0.22299
114 | 0.25 | 0.35 | South/Central | CA | Fresno.Metro.AP.723890 | 3 | 2081643 | 27.5657 | 13.0909 | 46.3591 | 27.4055 | 18.9536 | 1302.24 | 2.1988 | -50.08 | 4.0926 | -1.8938 | -22.7394 | 0.8446 | -66.8 | 2.7559 | -1.9113 | -40.5368 | 0.88732 | -135.07 | 4.5099 | -3.6226 | -85.9638 | 2.1988 | -50.08 | 4.0926 | -1.8938 | -22.7394 | 2.2722 | -52.69 | 4.2528 | -1.9807 | -24.1327 | 0.027541 | 0.75918 | 0.36053 | 1.2768 | 35.8647 | 0.060557 | 0.023261 | 0.024438 | 0.060557 | 0.062578 | -1.3792 | -1.8397 | -3.7199 | -1.3792 | -1.4511 | -0.62626 | -1.1164 | -2.3675 | -0.62626 | -0.66463 | 0.027541 | 0.75918 | 0.36053 | 1.2768 | 35.8647 | 0.060557 | 0.023261 | 0.024438 | 0.060557 | 0.062578 | -1.3792 | -1.8397 | -3.7199 | -1.3792 | -1.4511 | -0.62626 | -1.1164 | -2.3675 | -0.62626 | -0.66463
115 | 0.25 | 0.4 | South/Central | CA | Fresno.Metro.AP.723890 | 3 | 2081643 | 27.4545 | 12.997 | 46.1555 | 27.2949 | 18.8606 | 1296.1 | 2.4024 | -43.94 | 4.2033 | -1.8008 | -17.6354 | 1.0482 | -60.66 | 2.8665 | -1.8183 | -35.4328 | 1.0909 | -128.93 | 4.6206 | -3.5296 | -80.8598 | 2.4024 | -43.94 | 4.2033 | -1.8008 | -17.6354 | 2.4758 | -46.55 | 4.3635 | -1.8877 | -19.0287 | 0.027541 | 0.75612 | 0.35795 | 1.2712 | 35.6956 | 0.066165 | 0.028869 | 0.030046 | 0.066165 | 0.068186 | -1.2101 | -1.6706 | -3.5508 | -1.2101 | -1.282 | -0.48569 | -0.97585 | -2.2269 | -0.48569 | -0.52407 | 0.027541 | 0.75612 | 0.35795 | 1.2712 | 35.6956 | 0.066165 | 0.028869 | 0.030046 | 0.066165 | 0.068186 | -1.2101 | -1.6706 | -3.5508 | -1.2101 | -1.282 | -0.48569 | -0.97585 | -2.2269 | -0.48569 | -0.52407
116 | 0.24 | 0.2 | South/Central | CA | Fresno.Metro.AP.723890 | 3 | 2081643 | 29.7215 | 10.8065 | 45.4648 | 29.5494 | 15.9154 | 1169.6 | 3.0931 | 82.56 | 1.9487 | 1.1444 | 70.3237 | 1.7389 | 65.84 | 0.61194 | 1.127 | 52.5263 | 1.7816 | -2.43 | 2.366 | -0.58438 | 7.0993 | 3.0931 | 82.56 | 1.9487 | 1.1444 | 70.3237 | 3.1665 | 79.95 | 2.1089 | 1.0576 | 68.9304 | 0.027541 | 0.81855 | 0.29762 | 1.2521 | 32.2117 | 0.085186 | 0.047891 | 0.049067 | 0.085186 | 0.087208 | 2.2738 | 1.8133 | -0.066924 | 2.2738 | 2.2019 | 1.9368 | 1.4466 | 0.19552 | 1.9368 | 1.8984 | 0.027541 | 0.81855 | 0.29762 | 1.2521 | 32.2117 | 0.085186 | 0.047891 | 0.049067 | 0.085186 | 0.087208 | 2.2738 | 1.8133 | -0.066924 | 2.2738 | 2.2019 | 1.9368 | 1.4466 | 0.19552 | 1.9368 | 1.8984
117 | 0.24 | 0.25 | South/Central | CA | Fresno.Metro.AP.723890 | 3 | 2081643 | 28.8046 | 11.5572 | 45.5416 | 28.6377 | 16.9039 | 1210.24 | 3.0163 | 41.92 | 2.8604 | 0.15587 | 42.7845 | 1.6621 | 25.2 | 1.5237 | 0.13842 | 24.9871 | 1.7048 | -43.07 | 3.2777 | -1.5729 | -20.4399 | 3.0163 | 41.92 | 2.8604 | 0.15587 | 42.7845 | 3.0897 | 39.31 | 3.0207 | 0.069041 | 41.3912 | 0.027541 | 0.7933 | 0.3183 | 1.2543 | 33.331 | 0.083071 | 0.045776 | 0.046952 | 0.083071 | 0.085093 | 1.1545 | 0.69403 | -1.1862 | 1.1545 | 1.0826 | 1.1783 | 0.68817 | -0.56293 | 1.1783 | 1.1399 | 0.027541 | 0.7933 | 0.3183 | 1.2543 | 33.331 | 0.083071 | 0.045776 | 0.046952 | 0.083071 | 0.085093 | 1.1545 | 0.69403 | -1.1862 | 1.1545 | 1.0826 | 1.1783 | 0.68817 | -0.56293 | 1.1783 | 1.1399
118 | 0.24 | 0.3 | South/Central | CA | Fresno.Metro.AP.723890 | 3 | 2081643 | 28.0091 | 12.3148 | 45.755 | 27.8465 | 17.9086 | 1253.12 | 2.8029 | -0.96 | 3.6516 | -0.84875 | 13.0655 | 1.4487 | -17.68 | 2.3149 | -0.8662 | -4.7318 | 1.4914 | -85.95 | 4.0689 | -2.5775 | -50.1588 | 2.8029 | -0.96 | 3.6516 | -0.84875 | 13.0655 | 2.8763 | -3.57 | 3.8119 | -0.93557 | 11.6722 | 0.027541 | 0.77139 | 0.33916 | 1.2601 | 34.5119 | 0.077194 | 0.039898 | 0.041074 | 0.077194 | 0.079215 | -0.026439 | -0.48692 | -2.3671 | -0.026439 | -0.098321 | 0.35984 | -0.13032 | -1.3814 | 0.35984 | 0.32146 | 0.027541 | 0.77139 | 0.33916 | 1.2601 | 34.5119 | 0.077194 | 0.039898 | 0.041074 | 0.077194 | 0.079215 | -0.026439 | -0.48692 | -2.3671 | -0.026439 | -0.098321 | 0.35984 | -0.13032 | -1.3814 | 0.35984 | 0.32146
119 | 0.24 | 0.35 | South/Central | CA | Fresno.Metro.AP.723890 | 3 | 2081643 | 27.2933 | 13.1024 | 46.0883 | 27.1346 | 18.9536 | 1299.04 | 2.4696 | -46.88 | 4.3635 | -1.8938 | -19.2737 | 1.1155 | -63.6 | 3.0267 | -1.9113 | -37.071 | 1.1582 | -131.87 | 4.7808 | -3.6226 | -82.498 | 2.4696 | -46.88 | 4.3635 | -1.8938 | -19.2737 | 2.543 | -49.49 | 4.5237 | -1.9807 | -20.667 | 0.027541 | 0.75168 | 0.36085 | 1.2693 | 35.7766 | 0.068016 | 0.03072 | 0.031897 | 0.068016 | 0.070037 | -1.2911 | -1.7516 | -3.6318 | -1.2911 | -1.363 | -0.53081 | -1.021 | -2.2721 | -0.53081 | -0.56918 | 0.027541 | 0.75168 | 0.36085 | 1.2693 | 35.7766 | 0.068016 | 0.03072 | 0.031897 | 0.068016 | 0.070037 | -1.2911 | -1.7516 | -3.6318 | -1.2911 | -1.363 | -0.53081 | -1.021 | -2.2721 | -0.53081 | -0.56918
120 | 0.24 | 0.4 | South/Central | CA | Fresno.Metro.AP.723890 | 3 | 2081643 | 27.1821 | 13.0154 | 45.8916 | 27.024 | 18.8676 | 1293.26 | 2.6663 | -41.1 | 4.4741 | -1.8078 | -14.4459 | 1.3121 | -57.82 | 3.1374 | -1.8252 | -32.2432 | 1.3548 | -126.09 | 4.8914 | -3.5366 | -77.6702 | 2.6663 | -41.1 | 4.4741 | -1.8078 | -14.4459 | 2.7397 | -43.71 | 4.6343 | -1.8946 | -15.8391 | 0.027541 | 0.74862 | 0.35846 | 1.2639 | 35.6174 | 0.073432 | 0.036137 | 0.037313 | 0.073432 | 0.075454 | -1.1319 | -1.5924 | -3.4726 | -1.1319 | -1.2038 | -0.39785 | -0.888 | -2.1391 | -0.39785 | -0.43622 | 0.027541 | 0.74862 | 0.35846 | 1.2639 | 35.6174 | 0.073432 | 0.036137 | 0.037313 | 0.073432 | 0.075454 | -1.1319 | -1.5924 | -3.4726 | -1.1319 | -1.2038 | -0.39785 | -0.888 | -2.1391 | -0.39785 | -0.43622
121 | 0.22 | 0.2 | South/Central | CA | Fresno.Metro.AP.723890 | 3 | 2081643 | 29.1315 | 10.8096 | 44.8579 | 28.9627 | 15.8953 | 1161.61 | 3.7 | 90.55 | 2.5354 | 1.1645 | 78.6299 | 2.3458 | 73.83 | 1.1987 | 1.1471 | 60.8326 | 2.3885 | 5.56 | 2.9527 | -0.56425 | 15.4056 | 3.7 | 90.55 | 2.5354 | 1.1645 | 78.6299 | 3.7734 | 87.94 | 2.6956 | 1.0777 | 77.2367 | 0.027541 | 0.80231 | 0.29771 | 1.2354 | 31.9917 | 0.1019 | 0.064604 | 0.065781 | 0.1019 | 0.10392 | 2.4938 | 2.0333 | 0.15313 | 2.4938 | 2.4219 | 2.1655 | 1.6754 | 0.42428 | 2.1655 | 2.1272 | 0.027541 | 0.80231 | 0.29771 | 1.2354 | 31.9917 | 0.1019 | 0.064604 | 0.065781 | 0.1019 | 0.10392 | 2.4938 | 2.0333 | 0.15313 | 2.4938 | 2.4219 | 2.1655 | 1.6754 | 0.42428 | 2.1655 | 2.1272
122 | 0.22 | 0.25 | South/Central | CA | Fresno.Metro.AP.723890 | 3 | 2081643 | 28.2247 | 11.5771 | 44.97 | 28.0609 | 16.9091 | 1203.69 | 3.5879 | 48.47 | 3.4373 | 0.15067 | 49.9595 | 2.2337 | 31.75 | 2.1005 | 0.13322 | 32.1621 | 2.2764 | -36.52 | 3.8546 | -1.5781 | -13.2649 | 3.5879 | 48.47 | 3.4373 | 0.15067 | 49.9595 | 3.6613 | 45.86 | 3.5975 | 0.063842 | 48.5662 | 0.027541 | 0.77733 | 0.31884 | 1.2385 | 33.1506 | 0.098814 | 0.061519 | 0.062695 | 0.098814 | 0.10084 | 1.3349 | 0.87442 | -1.0058 | 1.3349 | 1.263 | 1.3759 | 0.88577 | -0.36533 | 1.3759 | 1.3376 | 0.027541 | 0.77733 | 0.31884 | 1.2385 | 33.1506 | 0.098814 | 0.061519 | 0.062695 | 0.098814 | 0.10084 | 1.3349 | 0.87442 | -1.0058 | 1.3349 | 1.263 | 1.3759 | 0.88577 | -0.36533 | 1.3759 | 1.3376
123 | 0.22 | 0.3 | South/Central | CA | Fresno.Metro.AP.723890 | 3 | 2081643 | 27.4391 | 12.3347 | 45.1949 | 27.2796 | 17.9153 | 1246.78 | 3.363 | 5.38 | 4.2185 | -0.85553 | 20.0508 | 2.0088 | -11.34 | 2.8818 | -0.87298 | 2.2534 | 2.0515 | -79.61 | 4.6358 | -2.5843 | -43.1736 | 3.363 | 5.38 | 4.2185 | -0.85553 | 20.0508 | 3.4364 | 2.77 | 4.3788 | -0.94236 | 18.6575 | 0.027541 | 0.7557 | 0.33971 | 1.2447 | 34.3373 | 0.09262 | 0.055324 | 0.056501 | 0.09262 | 0.094641 | 0.14817 | -0.31231 | -2.1925 | 0.14817 | 0.076288 | 0.55221 | 0.062061 | -1.189 | 0.55221 | 0.51384 | 0.027541 | 0.7557 | 0.33971 | 1.2447 | 34.3373 | 0.09262 | 0.055324 | 0.056501 | 0.09262 | 0.094641 | 0.14817 | -0.31231 | -2.1925 | 0.14817 | 0.076288 | 0.55221 | 0.062061 | -1.189 | 0.55221 | 0.51384
124 | 0.22 | 0.35 | South/Central | CA | Fresno.Metro.AP.723890 | 3 | 2081643 | 26.7333 | 13.1239 | 45.5398 | 26.5776 | 18.9621 | 1292.91 | 3.0181 | -40.75 | 4.9205 | -1.9023 | -12.4831 | 1.6639 | -57.47 | 3.5837 | -1.9198 | -30.2805 | 1.7067 | -125.74 | 5.3378 | -3.6311 | -75.7075 | 3.0181 | -40.75 | 4.9205 | -1.9023 | -12.4831 | 3.0915 | -43.36 | 5.0807 | -1.9891 | -13.8764 | 0.027541 | 0.73626 | 0.36144 | 1.2542 | 35.6078 | 0.083122 | 0.045826 | 0.047003 | 0.083122 | 0.085143 | -1.1223 | -1.5828 | -3.463 | -1.1223 | -1.1942 | -0.34379 | -0.83395 | -2.085 | -0.34379 | -0.38217 | 0.027541 | 0.73626 | 0.36144 | 1.2542 | 35.6078 | 0.083122 | 0.045826 | 0.047003 | 0.083122 | 0.085143 | -1.1223 | -1.5828 | -3.463 | -1.1223 | -1.1942 | -0.34379 | -0.83395 | -2.085 | -0.34379 | -0.38217
125 | 0.22 | 0.4 | South/Central | CA | Fresno.Metro.AP.723890 | 3 | 2081643 | 26.6221 | 13.0385 | 45.3446 | 26.467 | 18.8776 | 1287.2 | 3.2133 | -35.04 | 5.0311 | -1.8178 | -7.7155 | 1.8591 | -51.76 | 3.6943 | -1.8352 | -25.5128 | 1.9018 | -120.03 | 5.4484 | -3.5466 | -70.9398 | 3.2133 | -35.04 | 5.0311 | -1.8178 | -7.7155 | 3.2867 | -37.65 | 5.1913 | -1.9046 | -9.1087 | 0.027541 | 0.73319 | 0.35909 | 1.2488 | 35.4505 | 0.088497 | 0.051201 | 0.052377 | 0.088497 | 0.090518 | -0.96503 | -1.4255 | -3.3057 | -0.96503 | -1.0369 | -0.21249 | -0.70264 | -1.9537 | -0.21249 | -0.25086 | 0.027541 | 0.73319 | 0.35909 | 1.2488 | 35.4505 | 0.088497 | 0.051201 | 0.052377 | 0.088497 | 0.090518 | -0.96503 | -1.4255 | -3.3057 | -0.96503 | -1.0369 | -0.21249 | -0.70264 | -1.9537 | -0.21249 | -0.25086
126 | 0.2 | 0.2 | South/Central | CA | Fresno.Metro.AP.723890 | 3 | 2081643 | 28.54 | 10.8196 | 44.2564 | 28.3744 | 15.882 | 1153.97 | 4.3015 | 98.19 | 3.1237 | 1.1779 | 86.6854 | 2.9473 | 81.47 | 1.7869 | 1.1604 | 68.8881 | 2.9901 | 13.2 | 3.541 | -0.55094 | 23.4611 | 4.3015 | 98.19 | 3.1237 | 1.1779 | 86.6854 | 4.3749 | 95.58 | 3.2839 | 1.091 | 85.2922 | 0.027541 | 0.78602 | 0.29798 | 1.2189 | 31.7813 | 0.11847 | 0.081172 | 0.082349 | 0.11847 | 0.12049 | 2.7042 | 2.2437 | 0.36354 | 2.7042 | 2.6324 | 2.3874 | 1.8972 | 0.64614 | 2.3874 | 2.349 | 0.027541 | 0.78602 | 0.29798 | 1.2189 | 31.7813 | 0.11847 | 0.081172 | 0.082349 | 0.11847 | 0.12049 | 2.7042 | 2.2437 | 0.36354 | 2.7042 | 2.6324 | 2.3874 | 1.8972 | 0.64614 | 2.3874 | 2.349
127 | 0.2 | 0.25 | South/Central | CA | Fresno.Metro.AP.723890 | 3 | 2081643 | 27.6432 | 11.5887 | 44.3815 | 27.4825 | 16.899 | 1196.33 | 4.1764 | 55.83 | 4.0156 | 0.16078 | 57.7613 | 2.8222 | 39.11 | 2.6788 | 0.14334 | 39.9639 | 2.8649 | -29.16 | 4.4329 | -1.568 | -5.4631 | 4.1764 | 55.83 | 4.0156 | 0.16078 | 57.7613 | 4.2498 | 53.22 | 4.1758 | 0.073959 | 56.368 | 0.027541 | 0.76132 | 0.31916 | 1.2223 | 32.9479 | 0.11502 | 0.077725 | 0.078902 | 0.11502 | 0.11704 | 1.5376 | 1.0771 | -0.80309 | 1.5376 | 1.4657 | 1.5908 | 1.1006 | -0.15046 | 1.5908 | 1.5524 | 0.027541 | 0.76132 | 0.31916 | 1.2223 | 32.9479 | 0.11502 | 0.077725 | 0.078902 | 0.11502 | 0.11704 | 1.5376 | 1.0771 | -0.80309 | 1.5376 | 1.4657 | 1.5908 | 1.1006 | -0.15046 | 1.5908 | 1.5524
128 | 0.2 | 0.3 | South/Central | CA | Fresno.Metro.AP.723890 | 3 | 2081643 | 26.8576 | 12.3563 | 44.615 | 26.7012 | 17.9137 | 1239.87 | 3.9429 | 12.29 | 4.7969 | -0.85394 | 27.5145 | 2.5887 | -4.43 | 3.4601 | -0.87139 | 9.7171 | 2.6315 | -72.7 | 5.2142 | -2.5827 | -35.7099 | 3.9429 | 12.29 | 4.7969 | -0.85394 | 27.5145 | 4.0163 | 9.68 | 4.9571 | -0.94077 | 26.1212 | 0.027541 | 0.73968 | 0.3403 | 1.2287 | 34.147 | 0.10859 | 0.071296 | 0.072472 | 0.10859 | 0.11061 | 0.33848 | -0.12201 | -2.0022 | 0.33848 | 0.2666 | 0.75777 | 0.26762 | -0.98348 | 0.75777 | 0.7194 | 0.027541 | 0.73968 | 0.3403 | 1.2287 | 34.147 | 0.10859 | 0.071296 | 0.072472 | 0.10859 | 0.11061 | 0.33848 | -0.12201 | -2.0022 | 0.33848 | 0.2666 | 0.75777 | 0.26762 | -0.98348 | 0.75777 | 0.7194
129 | 0.2 | 0.35 | South/Central | CA | Fresno.Metro.AP.723890 | 3 | 2081643 | 26.1618 | 13.1539 | 44.9782 | 26.0092 | 18.969 | 1286.55 | 3.5797 | -34.39 | 5.4889 | -1.9092 | -5.4806 | 2.2255 | -51.11 | 4.1521 | -1.9266 | -23.278 | 2.2682 | -119.38 | 5.9062 | -3.6379 | -68.705 | 3.5797 | -34.39 | 5.4889 | -1.9092 | -5.4806 | 3.6531 | -37 | 5.6491 | -1.996 | -6.8739 | 0.027541 | 0.72052 | 0.36227 | 1.2387 | 35.4326 | 0.098589 | 0.061293 | 0.062469 | 0.098589 | 0.10061 | -0.94713 | -1.4076 | -3.2878 | -0.94713 | -1.019 | -0.15094 | -0.64109 | -1.8922 | -0.15094 | -0.18931 | 0.027541 | 0.72052 | 0.36227 | 1.2387 | 35.4326 | 0.098589 | 0.061293 | 0.062469 | 0.098589 | 0.10061 | -0.94713 | -1.4076 | -3.2878 | -0.94713 | -1.019 | -0.15094 | -0.64109 | -1.8922 | -0.15094 | -0.18931
130 | 0.2 | 0.4 | South/Central | CA | Fresno.Metro.AP.723890 | 3 | 2081643 | 26.0605 | 13.07 | 44.7946 | 25.9085 | 18.8861 | 1281.05 | 3.7633 | -28.89 | 5.5896 | -1.8263 | -0.90411 | 2.4091 | -45.61 | 4.2528 | -1.8437 | -18.7015 | 2.4519 | -113.88 | 6.0069 | -3.5551 | -64.1285 | 3.7633 | -28.89 | 5.5896 | -1.8263 | -0.90411 | 3.8367 | -31.5 | 5.7498 | -1.9131 | -2.2974 | 0.027541 | 0.71773 | 0.35996 | 1.2337 | 35.2811 | 0.10365 | 0.06635 | 0.067526 | 0.10365 | 0.10567 | -0.79565 | -1.2561 | -3.1363 | -0.79565 | -0.86754 | -0.0249 | -0.51505 | -1.7661 | -0.0249 | -0.063272 | 0.027541 | 0.71773 | 0.35996 | 1.2337 | 35.2811 | 0.10365 | 0.06635 | 0.067526 | 0.10365 | 0.10567 | -0.79565 | -1.2561 | -3.1363 | -0.79565 | -0.86754 | -0.0249 | -0.51505 | -1.7661 | -0.0249 | -0.063272
133 | 0.32 | 0.2 | South/Central | CA | Fresno.Metro.AP.723890 | 3 | 2081643 | 32.0076 | 10.7551 | 47.7711 | 31.8231 | 15.948 | 1198.18 | 0.7868 | 53.98 | -0.32501 | 1.1118 | 39.9357 | -0.56739 | 37.26 | -1.6617 | 1.0944 | 22.1383 | -0.52468 | -31.01 | 0.09231 | -0.61699 | -23.2887 | 0.7868 | 53.98 | -0.32501 | 1.1118 | 39.9357 | 0.8602 | 51.37 | -0.16478 | 1.025 | 38.5424 | 0.027541 | 0.88152 | 0.2962 | 1.3157 | 32.9988 | 0.021669 | -0.015626 | -0.01445 | 0.021669 | 0.023691 | 1.4867 | 1.0262 | -0.85404 | 1.4867 | 1.4148 | 1.0999 | 0.60971 | -0.64139 | 1.0999 | 1.0615 | 0.027541 | 0.88152 | 0.2962 | 1.3157 | 32.9988 | 0.021669 | -0.015626 | -0.01445 | 0.021669 | 0.023691 | 1.4867 | 1.0262 | -0.85404 | 1.4867 | 1.4148 | 1.0999 | 0.60971 | -0.64139 | 1.0999 | 1.0615
134 | 0.32 | 0.23 | South/Central | CA | Fresno.Metro.AP.723890 | 3 | 2081643 | 31.4131 | 11.2096 | 47.781 | 31.2318 | 16.5492 | 1222.46 | 0.77688 | 29.7 | 0.26629 | 0.51059 | 23.6576 | -0.57731 | 12.98 | -1.0705 | 0.49314 | 5.8602 | -0.5346 | -55.29 | 0.68361 | -1.2182 | -39.5668 | 0.77688 | 29.7 | 0.26629 | 0.51059 | 23.6576 | 0.85028 | 27.09 | 0.42652 | 0.42376 | 22.2643 | 0.027541 | 0.86514 | 0.30872 | 1.3159 | 33.6675 | 0.021396 | -0.0159 | -0.014723 | 0.021396 | 0.023417 | 0.81796 | 0.35748 | -1.5227 | 0.81796 | 0.74608 | 0.65155 | 0.16139 | -1.0897 | 0.65155 | 0.61318 | 0.027541 | 0.86514 | 0.30872 | 1.3159 | 33.6675 | 0.021396 | -0.0159 | -0.014723 | 0.021396 | 0.023417 | 0.81796 | 0.35748 | -1.5227 | 0.81796 | 0.74608 | 0.65155 | 0.16139 | -1.0897 | 0.65155 | 0.61318
135 | 0.32 | 0.25 | South/Central | CA | Fresno.Metro.AP.723890 | 3 | 2081643 | 31.041 | 11.5126 | 47.8134 | 30.8618 | 16.9516 | 1239.01 | 0.74455 | 13.15 | 0.63634 | 0.10821 | 12.4345 | -0.60964 | -3.57 | -0.70041 | 0.090765 | -5.3628 | -0.56693 | -71.84 | 1.0537 | -1.6206 | -50.7898 | 0.74455 | 13.15 | 0.63634 | 0.10821 | 12.4345 | 0.81795 | 10.54 | 0.79656 | 0.021388 | 11.0412 | 0.027541 | 0.85489 | 0.31707 | 1.3168 | 34.1233 | 0.020506 | -0.01679 | -0.015614 | 0.020506 | 0.022527 | 0.36216 | -0.098321 | -1.9785 | 0.36216 | 0.29028 | 0.34246 | -0.1477 | -1.3988 | 0.34246 | 0.30408 | 0.027541 | 0.85489 | 0.31707 | 1.3168 | 34.1233 | 0.020506 | -0.01679 | -0.015614 | 0.020506 | 0.022527 | 0.36216 | -0.098321 | -1.9785 | 0.36216 | 0.29028 | 0.34246 | -0.1477 | -1.3988 | 0.34246 | 0.30408
136 | 0.32 | 0.3 | South/Central | CA | Fresno.Metro.AP.723890 | 3 | 2081643 | 30.8784 | 11.5557 | 47.7538 | 30.7 | 17.0538 | 1242.4 | 0.80409 | 9.76 | 0.79808 | 0.0060151 | 10.451 | -0.5501 | -6.96 | -0.53867 | -0.011434 | -7.3464 | -0.50738 | -75.23 | 1.2154 | -1.7228 | -52.7734 | 0.80409 | 9.76 | 0.79808 | 0.0060151 | 10.451 | 0.87749 | 7.15 | 0.9583 | -0.080811 | 9.0577 | 0.027541 | 0.85042 | 0.31825 | 1.3152 | 34.2167 | 0.022145 | -0.01515 | -0.013974 | 0.022145 | 0.024167 | 0.2688 | -0.19168 | -2.0719 | 0.2688 | 0.19692 | 0.28783 | -0.20233 | -1.4534 | 0.28783 | 0.24946 | 0.027541 | 0.85042 | 0.31825 | 1.3152 | 34.2167 | 0.022145 | -0.01515 | -0.013974 | 0.022145 | 0.024167 | 0.2688 | -0.19168 | -2.0719 | 0.2688 | 0.19692 | 0.28783 | -0.20233 | -1.4534 | 0.28783 | 0.24946
137 | 0.32 | 0.35 | South/Central | CA | Fresno.Metro.AP.723890 | 3 | 2081643 | 30.0713 | 12.2348 | 47.8472 | 29.8974 | 17.9498 | 1279.51 | 0.71068 | -27.35 | 1.6007 | -0.89004 | -14.8161 | -0.64352 | -44.07 | 0.26397 | -0.90749 | -32.6135 | -0.6008 | -112.34 | 2.018 | -2.6188 | -78.0405 | 0.71068 | -27.35 | 1.6007 | -0.89004 | -14.8161 | 0.78407 | -29.96 | 1.7609 | -0.97687 | -16.2094 | 0.027541 | 0.82819 | 0.33696 | 1.3178 | 35.2387 | 0.019573 | -0.017723 | -0.016547 | 0.019573 | 0.021594 | -0.75324 | -1.2137 | -3.0939 | -0.75324 | -0.82512 | -0.40805 | -0.8982 | -2.1493 | -0.40805 | -0.44642 | 0.027541 | 0.82819 | 0.33696 | 1.3178 | 35.2387 | 0.019573 | -0.017723 | -0.016547 | 0.019573 | 0.021594 | -0.75324 | -1.2137 | -3.0939 | -0.75324 | -0.82512 | -0.40805 | -0.8982 | -2.1493 | -0.40805 | -0.44642
138 | 0.32 | 0.4 | South/Central | CA | Fresno.Metro.AP.723890 | 3 | 2081643 | 29.3486 | 12.9109 | 48.0221 | 29.1787 | 18.8434 | 1317.47 | 0.53585 | -65.31 | 2.3194 | -1.7836 | -41.0576 | -0.81834 | -82.03 | 0.9827 | -1.801 | -58.8549 | -0.77562 | -150.3 | 2.7368 | -3.5124 | -104.2819 | 0.53585 | -65.31 | 2.3194 | -1.7836 | -41.0576 | 0.60925 | -67.92 | 2.4797 | -1.8704 | -42.4509 | 0.027541 | 0.80829 | 0.35558 | 1.3226 | 36.2842 | 0.014758 | -0.022538 | -0.021361 | 0.014758 | 0.016779 | -1.7987 | -2.2592 | -4.1394 | -1.7987 | -1.8706 | -1.1308 | -1.6209 | -2.872 | -1.1308 | -1.1691 | 0.027541 | 0.80829 | 0.35558 | 1.3226 | 36.2842 | 0.014758 | -0.022538 | -0.021361 | 0.014758 | 0.016779 | -1.7987 | -2.2592 | -4.1394 | -1.7987 | -1.8706 | -1.1308 | -1.6209 | -2.872 | -1.1308 | -1.1691
140 | 0.2 | 0.45 | South/Central | CA | Fresno.Metro.AP.723890 | 3 | 2081643 | 25.667 | 13.553 | 45.0555 | 25.5171 | 19.5384 | 1310.34 | 3.5024 | -58.18 | 5.981 | -2.4786 | -21.7659 | 2.1482 | -74.9 | 4.6442 | -2.496 | -39.5633 | 2.191 | -143.17 | 6.3983 | -4.2073 | -84.9903 | 3.5024 | -58.18 | 5.981 | -2.4786 | -21.7659 | 3.5758 | -60.79 | 6.1412 | -2.5654 | -23.1592 | 0.027541 | 0.70689 | 0.37326 | 1.2409 | 36.0878 | 0.09646 | 0.059164 | 0.060341 | 0.09646 | 0.098481 | -1.6023 | -2.0628 | -3.943 | -1.6023 | -1.6742 | -0.59945 | -1.0896 | -2.3407 | -0.59945 | -0.63782 | 0.027541 | 0.70689 | 0.37326 | 1.2409 | 36.0878 | 0.09646 | 0.059164 | 0.060341 | 0.09646 | 0.098481 | -1.6023 | -2.0628 | -3.943 | -1.6023 | -1.6742 | -0.59945 | -1.0896 | -2.3407 | -0.59945 | -0.63782
141 | 0.22 | 0.45 | South/Central | CA | Fresno.Metro.AP.723890 | 3 | 2081643 | 26.2286 | 13.5215 | 45.5956 | 26.0756 | 19.52 | 1315.97 | 2.9623 | -63.81 | 5.4225 | -2.4601 | -28.1826 | 1.6081 | -80.53 | 4.0857 | -2.4776 | -45.9799 | 1.6509 | -148.8 | 5.8398 | -4.1889 | -91.4069 | 2.9623 | -63.81 | 5.4225 | -2.4601 | -28.1826 | 3.0357 | -66.42 | 5.5827 | -2.547 | -29.5758 | 0.027541 | 0.72236 | 0.37239 | 1.2557 | 36.2429 | 0.081585 | 0.04429 | 0.045466 | 0.081585 | 0.083607 | -1.7574 | -2.2179 | -4.0981 | -1.7574 | -1.8293 | -0.77617 | -1.2663 | -2.5174 | -0.77617 | -0.81454 | 0.027541 | 0.72236 | 0.37239 | 1.2557 | 36.2429 | 0.081585 | 0.04429 | 0.045466 | 0.081585 | 0.083607 | -1.7574 | -2.2179 | -4.0981 | -1.7574 | -1.8293 | -0.77617 | -1.2663 | -2.5174 | -0.77617 | -0.81454
142 | 0.24 | 0.45 | South/Central | CA | Fresno.Metro.AP.723890 | 3 | 2081643 | 26.7886 | 13.4915 | 46.144 | 26.6326 | 19.5114 | 1322.1 | 2.4139 | -69.94 | 4.8655 | -2.4516 | -34.9725 | 1.0597 | -86.66 | 3.5288 | -2.4691 | -52.7698 | 1.1024 | -154.93 | 5.2828 | -4.1804 | -98.1968 | 2.4139 | -69.94 | 4.8655 | -2.4516 | -34.9725 | 2.4873 | -72.55 | 5.0257 | -2.5385 | -36.3658 | 0.027541 | 0.73778 | 0.37157 | 1.2708 | 36.4117 | 0.06648 | 0.029184 | 0.030361 | 0.06648 | 0.068501 | -1.9262 | -2.3867 | -4.2669 | -1.9262 | -1.9981 | -0.96317 | -1.4533 | -2.7044 | -0.96317 | -1.0015 | 0.027541 | 0.73778 | 0.37157 | 1.2708 | 36.4117 | 0.06648 | 0.029184 | 0.030361 | 0.06648 | 0.068501 | -1.9262 | -2.3867 | -4.2669 | -1.9262 | -1.9981 | -0.96317 | -1.4533 | -2.7044 | -0.96317 | -1.0015
143 | 0.25 | 0.45 | South/Central | CA | Fresno.Metro.AP.723890 | 3 | 2081643 | 27.0594 | 13.4716 | 46.3965 | 26.9019 | 19.4946 | 1324.41 | 2.1614 | -72.25 | 4.5962 | -2.4348 | -37.7499 | 0.80721 | -88.97 | 3.2594 | -2.4522 | -55.5472 | 0.84993 | -157.24 | 5.0135 | -4.1636 | -100.9742 | 2.1614 | -72.25 | 4.5962 | -2.4348 | -37.7499 | 2.2348 | -74.86 | 4.7564 | -2.5216 | -39.1431 | 0.027541 | 0.74524 | 0.37102 | 1.2778 | 36.4753 | 0.059527 | 0.022231 | 0.023408 | 0.059527 | 0.061548 | -1.9898 | -2.4503 | -4.3305 | -1.9898 | -2.0617 | -1.0397 | -1.5298 | -2.7809 | -1.0397 | -1.078 | 0.027541 | 0.74524 | 0.37102 | 1.2778 | 36.4753 | 0.059527 | 0.022231 | 0.023408 | 0.059527 | 0.061548 | -1.9898 | -2.4503 | -4.3305 | -1.9898 | -2.0617 | -1.0397 | -1.5298 | -2.7809 | -1.0397 | -1.078
144 | 0.26 | 0.45 | South/Central | CA | Fresno.Metro.AP.723890 | 3 | 2081643 | 27.2903 | 13.5 | 46.6759 | 27.1316 | 19.5443 | 1329.71 | 1.882 | -77.55 | 4.3665 | -2.4845 | -42.6601 | 0.52784 | -94.27 | 3.0298 | -2.5019 | -60.4575 | 0.57056 | -162.54 | 4.7838 | -4.2133 | -105.8845 | 1.882 | -77.55 | 4.3665 | -2.4845 | -42.6601 | 1.9554 | -80.16 | 4.5267 | -2.5713 | -44.0534 | 0.027541 | 0.7516 | 0.3718 | 1.2855 | 36.6213 | 0.051833 | 0.014537 | 0.015714 | 0.051833 | 0.053854 | -2.1358 | -2.5963 | -4.4765 | -2.1358 | -2.2077 | -1.1749 | -1.665 | -2.9161 | -1.1749 | -1.2133 | 0.027541 | 0.7516 | 0.3718 | 1.2855 | 36.6213 | 0.051833 | 0.014537 | 0.015714 | 0.051833 | 0.053854 | -2.1358 | -2.5963 | -4.4765 | -2.1358 | -2.2077 | -1.1749 | -1.665 | -2.9161 | -1.1749 | -1.2133
145 | 0.27 | 0.45 | South/Central | CA | Fresno.Metro.AP.723890 | 3 | 2081643 | 27.5213 | 13.53 | 46.9568 | 27.3612 | 19.5956 | 1335.09 | 1.6011 | -82.93 | 4.1369 | -2.5358 | -47.6327 | 0.2469 | -99.65 | 2.8001 | -2.5532 | -65.4301 | 0.28962 | -167.92 | 4.5542 | -4.2646 | -110.8571 | 1.6011 | -82.93 | 4.1369 | -2.5358 | -47.6327 | 1.6745 | -85.54 | 4.2971 | -2.6226 | -49.026 | 0.027541 | 0.75796 | 0.37263 | 1.2932 | 36.7695 | 0.044096 | 0.0067999 | 0.0079764 | 0.044096 | 0.046117 | -2.284 | -2.7444 | -4.6247 | -2.284 | -2.3558 | -1.3118 | -1.802 | -3.0531 | -1.3118 | -1.3502 | 0.027541 | 0.75796 | 0.37263 | 1.2932 | 36.7695 | 0.044096 | 0.0067999 | 0.0079764 | 0.044096 | 0.046117 | -2.284 | -2.7444 | -4.6247 | -2.284 | -2.3558 | -1.3118 | -1.802 | -3.0531 | -1.3118 | -1.3502
146 | 0.28 | 0.45 | South/Central | CA | Fresno.Metro.AP.723890 | 3 | 2081643 | 27.7507 | 13.56 | 47.2362 | 27.5894 | 19.6468 | 1340.45 | 1.3217 | -88.29 | 3.9087 | -2.587 | -52.5843 | -0.032475 | -105.01 | 2.572 | -2.6045 | -70.3817 | 0.010241 | -173.28 | 4.326 | -4.3158 | -115.8087 | 1.3217 | -88.29 | 3.9087 | -2.587 | -52.5843 | 1.3951 | -90.9 | 4.0689 | -2.6738 | -53.9776 | 0.027541 | 0.76428 | 0.37345 | 1.3009 | 36.9171 | 0.036401 | -0.0008944 | 0.00028205 | 0.036401 | 0.038423 | -2.4316 | -2.8921 | -4.7723 | -2.4316 | -2.5035 | -1.4482 | -1.9384 | -3.1895 | -1.4482 | -1.4866 | 0.027541 | 0.76428 | 0.37345 | 1.3009 | 36.9171 | 0.036401 | -0.0008944 | 0.00028205 | 0.036401 | 0.038423 | -2.4316 | -2.8921 | -4.7723 | -2.4316 | -2.5035 | -1.4482 | -1.9384 | -3.1895 | -1.4482 | -1.4866
147 | 0.3 | 0.45 | South/Central | CA | Fresno.Metro.AP.723890 | 3 | 2081643 | 28.1527 | 13.68 | 47.8182 | 27.9892 | 19.829 | 1354.65 | 0.73969 | -102.49 | 3.5089 | -2.7692 | -64.9276 | -0.61451 | -119.21 | 2.1722 | -2.7867 | -82.725 | -0.57179 | -187.48 | 3.9262 | -4.498 | -128.152 | 0.73969 | -102.49 | 3.5089 | -2.7692 | -64.9276 | 0.81309 | -105.1 | 3.6691 | -2.8561 | -66.3209 | 0.027541 | 0.77535 | 0.37676 | 1.317 | 37.3082 | 0.020372 | -0.016924 | -0.015748 | 0.020372 | 0.022393 | -2.8227 | -3.2831 | -5.1634 | -2.8227 | -2.8945 | -1.7882 | -2.2783 | -3.5294 | -1.7882 | -1.8265 | 0.027541 | 0.77535 | 0.37676 | 1.317 | 37.3082 | 0.020372 | -0.016924 | -0.015748 | 0.020372 | 0.022393 | -2.8227 | -3.2831 | -5.1634 | -2.8227 | -2.8945 | -1.7882 | -2.2783 | -3.5294 | -1.7882 | -1.8265
148 | 0.2 | 0.5 | South/Central | CA | Fresno.Metro.AP.723890 | 3 | 2081643 | 25.0939 | 14.3091 | 45.4899 | 24.9472 | 20.5428 | 1355.82 | 3.068 | -103.66 | 6.5509 | -3.483 | -54.3077 | 1.7138 | -120.38 | 5.2142 | -3.5004 | -72.1051 | 1.7565 | -188.65 | 6.9682 | -5.2117 | -117.5321 | 3.068 | -103.66 | 6.5509 | -3.483 | -54.3077 | 3.1414 | -106.27 | 6.7112 | -3.5698 | -55.701 | 0.027541 | 0.69111 | 0.39408 | 1.2528 | 37.3404 | 0.084495 | 0.047199 | 0.048375 | 0.084495 | 0.086516 | -2.8549 | -3.3154 | -5.1956 | -2.8549 | -2.9268 | -1.4957 | -1.9858 | -3.2369 | -1.4957 | -1.5341 | 0.027541 | 0.69111 | 0.39408 | 1.2528 | 37.3404 | 0.084495 | 0.047199 | 0.048375 | 0.084495 | 0.086516 | -2.8549 | -3.3154 | -5.1956 | -2.8549 | -2.9268 | -1.4957 | -1.9858 | -3.2369 | -1.4957 | -1.5341
149 | 0.22 | 0.5 | South/Central | CA | Fresno.Metro.AP.723890 | 3 | 2081643 | 25.6539 | 14.2692 | 46.0285 | 25.5042 | 20.5243 | 1361.43 | 2.5294 | -109.27 | 5.9939 | -3.4645 | -60.7038 | 1.1752 | -125.99 | 4.6572 | -3.482 | -78.5011 | 1.218 | -194.26 | 6.4113 | -5.1933 | -123.9281 | 2.5294 | -109.27 | 5.9939 | -3.4645 | -60.7038 | 2.6028 | -111.88 | 6.1542 | -3.5513 | -62.0971 | 0.027541 | 0.70653 | 0.39298 | 1.2677 | 37.4949 | 0.069663 | 0.032367 | 0.033543 | 0.069663 | 0.071684 | -3.0094 | -3.4699 | -5.3501 | -3.0094 | -3.0813 | -1.6718 | -2.162 | -3.4131 | -1.6718 | -1.7102 | 0.027541 | 0.70653 | 0.39298 | 1.2677 | 37.4949 | 0.069663 | 0.032367 | 0.033543 | 0.069663 | 0.071684 | -3.0094 | -3.4699 | -5.3501 | -3.0094 | -3.0813 | -1.6718 | -2.162 | -3.4131 | -1.6718 | -1.7102
150 | 0.24 | 0.5 | South/Central | CA | Fresno.Metro.AP.723890 | 3 | 2081643 | 26.1956 | 14.2376 | 46.5501 | 26.0428 | 20.5073 | 1366.9 | 2.0078 | -114.74 | 5.4553 | -3.4475 | -66.9202 | 0.65363 | -131.46 | 4.1185 | -3.4649 | -84.7176 | 0.69634 | -199.73 | 5.8726 | -5.1763 | -130.1446 | 2.0078 | -114.74 | 5.4553 | -3.4475 | -66.9202 | 2.0812 | -117.35 | 5.6155 | -3.5343 | -68.3135 | 0.027541 | 0.72145 | 0.39212 | 1.282 | 37.6455 | 0.055297 | 0.018001 | 0.019178 | 0.055297 | 0.057318 | -3.16 | -3.6205 | -5.5007 | -3.16 | -3.2319 | -1.843 | -2.3332 | -3.5843 | -1.843 | -1.8814 | 0.027541 | 0.72145 | 0.39212 | 1.282 | 37.6455 | 0.055297 | 0.018001 | 0.019178 | 0.055297 | 0.057318 | -3.16 | -3.6205 | -5.5007 | -3.16 | -3.2319 | -1.843 | -2.3332 | -3.5843 | -1.843 | -1.8814
151 | 0.25 | 0.5 | South/Central | CA | Fresno.Metro.AP.723890 | 3 | 2081643 | 26.4664 | 14.2176 | 46.8094 | 26.3122 | 20.4973 | 1369.57 | 1.7485 | -117.41 | 5.186 | -3.4375 | -69.9708 | 0.39428 | -134.13 | 3.8492 | -3.4549 | -87.7682 | 0.43699 | -202.4 | 5.6033 | -5.1663 | -133.1952 | 1.7485 | -117.41 | 5.186 | -3.4375 | -69.9708 | 1.8219 | -120.02 | 5.3462 | -3.5243 | -71.3641 | 0.027541 | 0.72891 | 0.39157 | 1.2892 | 37.7191 | 0.048154 | 0.010859 | 0.012035 | 0.048154 | 0.050176 | -3.2336 | -3.694 | -5.5743 | -3.2336 | -3.3054 | -1.9271 | -2.4172 | -3.6683 | -1.9271 | -1.9654 | 0.027541 | 0.72891 | 0.39157 | 1.2892 | 37.7191 | 0.048154 | 0.010859 | 0.012035 | 0.048154 | 0.050176 | -3.2336 | -3.694 | -5.5743 | -3.2336 | -3.3054 | -1.9271 | -2.4172 | -3.6683 | -1.9271 | -1.9654
152 | 0.26 | 0.5 | South/Central | CA | Fresno.Metro.AP.723890 | 3 | 2081643 | 26.7058 | 14.2361 | 47.0788 | 26.5502 | 20.5286 | 1374.01 | 1.4791 | -121.85 | 4.9479 | -3.4688 | -74.2589 | 0.12491 | -138.57 | 3.6112 | -3.4862 | -92.0562 | 0.16762 | -206.84 | 5.3652 | -5.1976 | -137.4832 | 1.4791 | -121.85 | 4.9479 | -3.4688 | -74.2589 | 1.5525 | -124.46 | 5.1081 | -3.5556 | -75.6521 | 0.027541 | 0.7355 | 0.39207 | 1.2966 | 37.8413 | 0.040736 | 0.0034401 | 0.0046165 | 0.040736 | 0.042757 | -3.3558 | -3.8163 | -5.6965 | -3.3558 | -3.4277 | -2.0451 | -2.5353 | -3.7864 | -2.0451 | -2.0835 | 0.027541 | 0.7355 | 0.39207 | 1.2966 | 37.8413 | 0.040736 | 0.0034401 | 0.0046165 | 0.040736 | 0.042757 | -3.3558 | -3.8163 | -5.6965 | -3.3558 | -3.4277 | -2.0451 | -2.5353 | -3.7864 | -2.0451 | -2.0835
153 | 0.27 | 0.5 | South/Central | CA | Fresno.Metro.AP.723890 | 3 | 2081643 | 26.9466 | 14.2477 | 47.3497 | 26.7898 | 20.5599 | 1378.46 | 1.2082 | -126.3 | 4.7083 | -3.5001 | -78.5671 | -0.146 | -143.02 | 3.3716 | -3.5176 | -96.3645 | -0.10328 | -211.29 | 5.1256 | -5.2289 | -141.7915 | 1.2082 | -126.3 | 4.7083 | -3.5001 | -78.5671 | 1.2816 | -128.91 | 4.8685 | -3.587 | -79.9604 | 0.027541 | 0.74213 | 0.39239 | 1.304 | 37.9639 | 0.033275 | -0.0040209 | -0.0028445 | 0.033275 | 0.035296 | -3.4784 | -3.9389 | -5.8191 | -3.4784 | -3.5503 | -2.1638 | -2.654 | -3.9051 | -2.1638 | -2.2022 | 0.027541 | 0.74213 | 0.39239 | 1.304 | 37.9639 | 0.033275 | -0.0040209 | -0.0028445 | 0.033275 | 0.035296 | -3.4784 | -3.9389 | -5.8191 | -3.4784 | -3.5503 | -2.1638 | -2.654 | -3.9051 | -2.1638 | -2.2022
154 | 0.28 | 0.5 | South/Central | CA | Fresno.Metro.AP.723890 | 3 | 2081643 | 27.156 | 14.3161 | 47.6491 | 26.9981 | 20.651 | 1385.66 | 0.90882 | -133.5 | 4.5 | -3.5912 | -84.8448 | -0.44538 | -150.22 | 3.1633 | -3.6087 | -102.6422 | -0.40266 | -218.49 | 4.9173 | -5.32 | -148.0692 | 0.90882 | -133.5 | 4.5 | -3.5912 | -84.8448 | 0.98221 | -136.11 | 4.6602 | -3.678 | -86.2381 | 0.027541 | 0.7479 | 0.39428 | 1.3123 | 38.1622 | 0.02503 | -0.012266 | -0.01109 | 0.02503 | 0.027051 | -3.6767 | -4.1372 | -6.0174 | -3.6767 | -3.7486 | -2.3367 | -2.8268 | -4.0779 | -2.3367 | -2.3751 | 0.027541 | 0.7479 | 0.39428 | 1.3123 | 38.1622 | 0.02503 | -0.012266 | -0.01109 | 0.02503 | 0.027051 | -3.6767 | -4.1372 | -6.0174 | -3.6767 | -3.7486 | -2.3367 | -2.8268 | -4.0779 | -2.3367 | -2.3751
155 | 0.3 | 0.5 | South/Central | CA | Fresno.Metro.AP.723890 | 3 | 2081643 | 27.5481 | 14.4761 | 48.2712 | 27.388 | 20.8832 | 1402.34 | 0.28675 | -150.18 | 4.1101 | -3.8234 | -99.0424 | -1.0674 | -166.9 | 2.7734 | -3.8408 | -116.8398 | -1.0247 | -235.17 | 4.5275 | -5.5522 | -162.2668 | 0.28675 | -150.18 | 4.1101 | -3.8234 | -99.0424 | 0.36015 | -152.79 | 4.2704 | -3.9102 | -100.4357 | 0.027541 | 0.7587 | 0.39868 | 1.3294 | 38.6216 | 0.0078973 | -0.029398 | -0.028222 | 0.0078973 | 0.0099188 | -4.1361 | -4.5966 | -6.4768 | -4.1361 | -4.208 | -2.7277 | -3.2179 | -4.469 | -2.7277 | -2.7661 | 0.027541 | 0.7587 | 0.39868 | 1.3294 | 38.6216 | 0.0078973 | -0.029398 | -0.028222 | 0.0078973 | 0.0099188 | -4.1361 | -4.5966 | -6.4768 | -4.1361 | -4.208 | -2.7277 | -3.2179 | -4.469 | -2.7277 | -2.7661
156 | 0.37 | 0.17 | South/Central | CA | Fresno.Metro.AP.723890 | 3 | 2081643 | 34.0046 | 10.3159 | 49.2276 | 33.8091 | 15.4184 | 1194.13 | -0.66968 | 58.03 | -2.311 | 1.6414 | 35.5241 | -2.0239 | 41.31 | -3.6478 | 1.6239 | 17.7268 | -1.9812 | -26.96 | -1.8937 | -0.087433 | -27.7002 | -0.66968 | 58.03 | -2.311 | 1.6414 | 35.5241 | -0.59629 | 55.42 | -2.1508 | 1.5545 | 34.1309 | 0.027541 | 0.93651 | 0.28411 | 1.3558 | 32.8873 | -0.018444 | -0.055739 | -0.054563 | -0.018444 | -0.016422 | 1.5982 | 1.1377 | -0.7425 | 1.5982 | 1.5263 | 0.97836 | 0.48821 | -0.76289 | 0.97836 | 0.93999 | 0.027541 | 0.93651 | 0.28411 | 1.3558 | 32.8873 | -0.018444 | -0.055739 | -0.054563 | -0.018444 | -0.016422 | 1.5982 | 1.1377 | -0.7425 | 1.5982 | 1.5263 | 0.97836 | 0.48821 | -0.76289 | 0.97836 | 0.93999
157 | 0.37 | 0.19 | South/Central | CA | Fresno.Metro.AP.723890 | 3 | 2081643 | 33.5612 | 10.6105 | 49.1786 | 33.3682 | 15.8105 | 1209.3 | -0.62072 | 42.86 | -1.87 | 1.2493 | 25.6191 | -1.9749 | 26.14 | -3.2068 | 1.2319 | 7.8217 | -1.9322 | -42.13 | -1.4527 | -0.47947 | -37.6053 | -0.62072 | 42.86 | -1.87 | 1.2493 | 25.6191 | -0.54732 | 40.25 | -1.7098 | 1.1625 | 24.2258 | 0.027541 | 0.9243 | 0.29222 | 1.3544 | 33.3051 | -0.017095 | -0.054391 | -0.053214 | -0.017095 | -0.015074 | 1.1804 | 0.71992 | -1.1603 | 1.1804 | 1.1085 | 0.70557 | 0.21542 | -1.0357 | 0.70557 | 0.6672 | 0.027541 | 0.9243 | 0.29222 | 1.3544 | 33.3051 | -0.017095 | -0.054391 | -0.053214 | -0.017095 | -0.015074 | 1.1804 | 0.71992 | -1.1603 | 1.1804 | 1.1085 | 0.70557 | 0.21542 | -1.0357 | 0.70557 | 0.6672
158 | 0.37 | 0.2 | South/Central | CA | Fresno.Metro.AP.723890 | 3 | 2081643 | 33.3501 | 10.7521 | 49.1591 | 33.1583 | 16.0008 | 1216.73 | -0.6012 | 35.43 | -1.6602 | 1.059 | 20.7569 | -1.9554 | 18.71 | -2.997 | 1.0416 | 2.9596 | -1.9127 | -49.56 | -1.2429 | -0.66976 | -42.4675 | -0.6012 | 35.43 | -1.6602 | 1.059 | 20.7569 | -0.5278 | 32.82 | -1.5 | 0.97221 | 19.3636 | 0.027541 | 0.91849 | 0.29612 | 1.3539 | 33.5097 | -0.016557 | -0.053853 | -0.052677 | -0.016557 | -0.014536 | 0.97577 | 0.51529 | -1.3649 | 0.97577 | 0.90389 | 0.57166 | 0.081508 | -1.1696 | 0.57166 | 0.53329 | 0.027541 | 0.91849 | 0.29612 | 1.3539 | 33.5097 | -0.016557 | -0.053853 | -0.052677 | -0.016557 | -0.014536 | 0.97577 | 0.51529 | -1.3649 | 0.97577 | 0.90389 | 0.57166 | 0.081508 | -1.1696 | 0.57166 | 0.53329
159 | 0.37 | 0.23 | South/Central | CA | Fresno.Metro.AP.723890 | 3 | 2081643 | 32.7456 | 11.1981 | 49.1521 | 32.5571 | 16.595 | 1240.53 | -0.59416 | 11.63 | -1.059 | 0.46485 | 4.8846 | -1.9484 | -5.09 | -2.3958 | 0.4474 | -12.9127 | -1.9056 | -73.36 | -0.6417 | -1.2639 | -58.3397 | -0.59416 | 11.63 | -1.059 | 0.46485 | 4.8846 | -0.52077 | 9.02 | -0.89879 | 0.37802 | 3.4913 | 0.027541 | 0.90184 | 0.3084 | 1.3537 | 34.1652 | -0.016364 | -0.053659 | -0.052483 | -0.016364 | -0.014342 | 0.3203 | -0.14018 | -2.0204 | 0.3203 | 0.24842 | 0.13453 | -0.35563 | -1.6067 | 0.13453 | 0.096155 | 0.027541 | 0.90184 | 0.3084 | 1.3537 | 34.1652 | -0.016364 | -0.053659 | -0.052483 | -0.016364 | -0.014342 | 0.3203 | -0.14018 | -2.0204 | 0.3203 | 0.24842 | 0.13453 | -0.35563 | -1.6067 | 0.13453 | 0.096155
160 | 0.37 | 0.25 | South/Central | CA | Fresno.Metro.AP.723890 | 3 | 2081643 | 32.3736 | 11.4912 | 49.173 | 32.1871 | 16.9859 | 1256.48 | -0.6151 | -4.32 | -0.68897 | 0.073872 | -5.8864 | -1.9693 | -21.04 | -2.0257 | 0.056423 | -23.6838 | -1.9266 | -89.31 | -0.27165 | -1.6549 | -69.1108 | -0.6151 | -4.32 | -0.68897 | 0.073872 | -5.8864 | -0.5417 | -6.93 | -0.52875 | -0.012954 | -7.2797 | 0.027541 | 0.89159 | 0.31648 | 1.3543 | 34.6045 | -0.01694 | -0.054236 | -0.053059 | -0.01694 | -0.014919 | -0.11898 | -0.57946 | -2.4597 | -0.11898 | -0.19086 | -0.16212 | -0.65227 | -1.9034 | -0.16212 | -0.20049 | 0.027541 | 0.89159 | 0.31648 | 1.3543 | 34.6045 | -0.01694 | -0.054236 | -0.053059 | -0.01694 | -0.014919 | -0.11898 | -0.57946 | -2.4597 | -0.11898 | -0.19086 | -0.16212 | -0.65227 | -1.9034 | -0.16212 | -0.20049
161 | 0.4 | 0.17 | South/Central | CA | Fresno.Metro.AP.723890 | 3 | 2081643 | 34.7871 | 10.316 | 50.0402 | 34.5874 | 15.4528 | 1205.13 | -1.4823 | 47.03 | -3.0893 | 1.607 | 24.2032 | -2.8365 | 30.31 | -4.426 | 1.5896 | 6.4058 | -2.7938 | -37.96 | -2.672 | -0.12179 | -39.0212 | -1.4823 | 47.03 | -3.0893 | 1.607 | 24.2032 | -1.4089 | 44.42 | -2.9291 | 1.5202 | 22.8099 | 0.027541 | 0.95807 | 0.28411 | 1.3781 | 33.1903 | -0.040823 | -0.078119 | -0.076942 | -0.040823 | -0.038802 | 1.2952 | 0.83476 | -1.0454 | 1.2952 | 1.2234 | 0.66657 | 0.17642 | -1.0747 | 0.66657 | 0.6282 | 0.027541 | 0.95807 | 0.28411 | 1.3781 | 33.1903 | -0.040823 | -0.078119 | -0.076942 | -0.040823 | -0.038802 | 1.2952 | 0.83476 | -1.0454 | 1.2952 | 1.2234 | 0.66657 | 0.17642 | -1.0747 | 0.66657 | 0.6282
162 | 0.4 | 0.19 | South/Central | CA | Fresno.Metro.AP.723890 | 3 | 2081643 | 34.3437 | 10.609 | 49.9897 | 34.1464 | 15.8433 | 1220.23 | -1.4317 | 31.93 | -2.6483 | 1.2165 | 14.3605 | -2.7859 | 15.21 | -3.985 | 1.1991 | -3.4368 | -2.7432 | -53.06 | -2.231 | -0.51224 | -48.8638 | -1.4317 | 31.93 | -2.6483 | 1.2165 | 14.3605 | -1.3583 | 29.32 | -2.4881 | 1.1297 | 12.9673 | 0.027541 | 0.94585 | 0.29218 | 1.3768 | 33.6061 | -0.039431 | -0.076727 | -0.07555 | -0.039431 | -0.03741 | 0.87938 | 0.4189 | -1.4613 | 0.87938 | 0.8075 | 0.3955 | -0.094653 | -1.3457 | 0.3955 | 0.35713 | 0.027541 | 0.94585 | 0.29218 | 1.3768 | 33.6061 | -0.039431 | -0.076727 | -0.07555 | -0.039431 | -0.03741 | 0.87938 | 0.4189 | -1.4613 | 0.87938 | 0.8075 | 0.3955 | -0.094653 | -1.3457 | 0.3955 | 0.35713
163 | 0.4 | 0.2 | South/Central | CA | Fresno.Metro.AP.723890 | 3 | 2081643 | 34.1311 | 10.7605 | 49.9786 | 33.9351 | 16.0435 | 1228.14 | -1.4207 | 24.02 | -2.437 | 1.0163 | 9.1229 | -2.7748 | 7.3 | -3.7737 | 0.99885 | -8.6745 | -2.7321 | -60.97 | -2.0196 | -0.71249 | -54.1015 | -1.4207 | 24.02 | -2.437 | 1.0163 | 9.1229 | -1.3473 | 21.41 | -2.2767 | 0.92947 | 7.7296 | 0.027541 | 0.94 | 0.29635 | 1.3764 | 33.824 | -0.039126 | -0.076421 | -0.075245 | -0.039126 | -0.037104 | 0.66153 | 0.20105 | -1.6792 | 0.66153 | 0.58965 | 0.25125 | -0.2389 | -1.49 | 0.25125 | 0.21288 | 0.027541 | 0.94 | 0.29635 | 1.3764 | 33.824 | -0.039126 | -0.076421 | -0.075245 | -0.039126 | -0.037104 | 0.66153 | 0.20105 | -1.6792 | 0.66153 | 0.58965 | 0.25125 | -0.2389 | -1.49 | 0.25125 | 0.21288
164 | 0.4 | 0.23 | South/Central | CA | Fresno.Metro.AP.723890 | 3 | 2081643 | 33.5266 | 11.1966 | 49.9615 | 33.3338 | 16.6277 | 1251.43 | -1.4036 | 0.73 | -1.8357 | 0.4321 | -6.3534 | -2.7578 | -15.99 | -3.1725 | 0.41465 | -24.1508 | -2.7151 | -84.26 | -1.4184 | -1.2967 | -69.5778 | -1.4036 | 0.73 | -1.8357 | 0.4321 | -6.3534 | -1.3302 | -1.88 | -1.6755 | 0.34527 | -7.7467 | 0.027541 | 0.92335 | 0.30836 | 1.376 | 34.4654 | -0.038657 | -0.075953 | -0.074776 | -0.038657 | -0.036636 | 0.020105 | -0.44038 | -2.3206 | 0.020105 | -0.051777 | -0.17498 | -0.66513 | -1.9162 | -0.17498 | -0.21335 | 0.027541 | 0.92335 | 0.30836 | 1.376 | 34.4654 | -0.038657 | -0.075953 | -0.074776 | -0.038657 | -0.036636 | 0.020105 | -0.44038 | -2.3206 | 0.020105 | -0.051777 | -0.17498 | -0.66513 | -1.9162 | -0.17498 | -0.21335
165 | 0.4 | 0.25 | South/Central | CA | Fresno.Metro.AP.723890 | 3 | 2081643 | 33.1446 | 11.4881 | 49.971 | 32.9539 | 17.0171 | 1267.18 | -1.4131 | -15.02 | -1.4558 | 0.042705 | -16.9347 | -2.7673 | -31.74 | -2.7925 | 0.025255 | -34.7321 | -2.7245 | -100.01 | -1.0385 | -1.6861 | -80.1591 | -1.4131 | -15.02 | -1.4558 | 0.042705 | -16.9347 | -1.3397 | -17.63 | -1.2955 | -0.044121 | -18.328 | 0.027541 | 0.91283 | 0.31639 | 1.3762 | 34.8992 | -0.038917 | -0.076213 | -0.075036 | -0.038917 | -0.036896 | -0.41366 | -0.87415 | -2.7544 | -0.41366 | -0.48554 | -0.4664 | -0.95655 | -2.2076 | -0.4664 | -0.50477 | 0.027541 | 0.91283 | 0.31639 | 1.3762 | 34.8992 | -0.038917 | -0.076213 | -0.075036 | -0.038917 | -0.036896 | -0.41366 | -0.87415 | -2.7544 | -0.41366 | -0.48554 | -0.4664 | -0.95655 | -2.2076 | -0.4664 | -0.50477
166 | 0.21 | 0.17 | South/Central | CA | Fresno.Metro.AP.723890 | 3 | 2081643 | 29.4553 | 10.3535 | 44.5656 | 29.2846 | 15.281 | 1133.46 | 3.9923 | 118.7 | 2.2135 | 1.7788 | 98.8724 | 2.6381 | 101.98 | 0.87671 | 1.7614 | 81.075 | 2.6808 | 33.71 | 2.6308 | 0.050025 | 35.648 | 3.9923 | 118.7 | 2.2135 | 1.7788 | 98.8724 | 4.0657 | 116.09 | 2.3737 | 1.692 | 97.4791 | 0.027541 | 0.81122 | 0.28514 | 1.2274 | 31.2164 | 0.10995 | 0.072655 | 0.073831 | 0.10995 | 0.11197 | 3.2691 | 2.8086 | 0.9284 | 3.2691 | 3.1972 | 2.723 | 2.2329 | 0.98178 | 2.723 | 2.6847 | 0.027541 | 0.81122 | 0.28514 | 1.2274 | 31.2164 | 0.10995 | 0.072655 | 0.073831 | 0.10995 | 0.11197 | 3.2691 | 2.8086 | 0.9284 | 3.2691 | 3.1972 | 2.723 | 2.2329 | 0.98178 | 2.723 | 2.6847
167 | 0.21 | 0.19 | South/Central | CA | Fresno.Metro.AP.723890 | 3 | 2081643 | 29.0418 | 10.6665 | 44.5651 | 28.8734 | 15.6917 | 1149.97 | 3.9928 | 102.19 | 2.6247 | 1.3682 | 87.8476 | 2.6387 | 85.47 | 1.288 | 1.3507 | 70.0502 | 2.6814 | 17.2 | 3.042 | -0.36064 | 24.6232 | 3.9928 | 102.19 | 2.6247 | 1.3682 | 87.8476 | 4.0662 | 99.58 | 2.7849 | 1.2813 | 86.4543 | 0.027541 | 0.79983 | 0.29376 | 1.2274 | 31.6711 | 0.10997 | 0.072671 | 0.073847 | 0.10997 | 0.11199 | 2.8144 | 2.3539 | 0.4737 | 2.8144 | 2.7425 | 2.4194 | 1.9292 | 0.67814 | 2.4194 | 2.381 | 0.027541 | 0.79983 | 0.29376 | 1.2274 | 31.6711 | 0.10997 | 0.072671 | 0.073847 | 0.10997 | 0.11199 | 2.8144 | 2.3539 | 0.4737 | 2.8144 | 2.7425 | 2.4194 | 1.9292 | 0.67814 | 2.4194 | 2.381
168 | 0.21 | 0.2 | South/Central | CA | Fresno.Metro.AP.723890 | 3 | 2081643 | 28.8408 | 10.818 | 44.5656 | 28.6735 | 15.8921 | 1158.03 | 3.9923 | 94.13 | 2.8246 | 1.1677 | 82.4568 | 2.6381 | 77.41 | 1.4878 | 1.1503 | 64.6595 | 2.6808 | 9.14 | 3.2419 | -0.56106 | 19.2325 | 3.9923 | 94.13 | 2.8246 | 1.1677 | 82.4568 | 4.0657 | 91.52 | 2.9848 | 1.0809 | 81.0635 | 0.027541 | 0.7943 | 0.29794 | 1.2274 | 31.8931 | 0.10995 | 0.072656 | 0.073833 | 0.10995 | 0.11197 | 2.5924 | 2.1319 | 0.25172 | 2.5924 | 2.5205 | 2.2709 | 1.7808 | 0.52968 | 2.2709 | 2.2326 | 0.027541 | 0.7943 | 0.29794 | 1.2274 | 31.8931 | 0.10995 | 0.072656 | 0.073833 | 0.10995 | 0.11197 | 2.5924 | 2.1319 | 0.25172 | 2.5924 | 2.5205 | 2.2709 | 1.7808 | 0.52968 | 2.2709 | 2.2326
169 | 0.21 | 0.23 | South/Central | CA | Fresno.Metro.AP.723890 | 3 | 2081643 | 28.2777 | 11.2742 | 44.61 | 28.1135 | 16.4965 | 1182.85 | 3.9479 | 69.31 | 3.3846 | 0.56331 | 65.6513 | 2.5937 | 52.59 | 2.0479 | 0.54586 | 47.8539 | 2.6364 | -15.68 | 3.8019 | -1.1655 | 2.4269 | 3.9479 | 69.31 | 3.3846 | 0.56331 | 65.6513 | 4.0213 | 66.7 | 3.5448 | 0.47648 | 64.258 | 0.027541 | 0.77879 | 0.3105 | 1.2286 | 32.5766 | 0.10873 | 0.071433 | 0.07261 | 0.10873 | 0.11075 | 1.9089 | 1.4484 | -0.43184 | 1.9089 | 1.837 | 1.8081 | 1.3179 | 0.066839 | 1.8081 | 1.7697 | 0.027541 | 0.77879 | 0.3105 | 1.2286 | 32.5766 | 0.10873 | 0.071433 | 0.07261 | 0.10873 | 0.11075 | 1.9089 | 1.4484 | -0.43184 | 1.9089 | 1.837 | 1.8081 | 1.3179 | 0.066839 | 1.8081 | 1.7697
170 | 0.21 | 0.25 | South/Central | CA | Fresno.Metro.AP.723890 | 3 | 2081643 | 27.9339 | 11.5872 | 44.6808 | 27.7717 | 16.9091 | 1200.27 | 3.8772 | 51.89 | 3.7264 | 0.15073 | 53.6622 | 2.523 | 35.17 | 2.3897 | 0.13328 | 35.8648 | 2.5657 | -33.1 | 4.1437 | -1.5781 | -9.5622 | 3.8772 | 51.89 | 3.7264 | 0.15073 | 53.6622 | 3.9505 | 49.28 | 3.8866 | 0.063903 | 52.2689 | 0.027541 | 0.76932 | 0.31912 | 1.2305 | 33.0564 | 0.10678 | 0.069484 | 0.070661 | 0.10678 | 0.1088 | 1.4291 | 0.96861 | -0.9116 | 1.4291 | 1.3572 | 1.4779 | 0.98775 | -0.26335 | 1.4779 | 1.4395 | 0.027541 | 0.76932 | 0.31912 | 1.2305 | 33.0564 | 0.10678 | 0.069484 | 0.070661 | 0.10678 | 0.1088 | 1.4291 | 0.96861 | -0.9116 | 1.4291 | 1.3572 | 1.4779 | 0.98775 | -0.26335 | 1.4779 | 1.4395
171 | 0.21 | 0.27 | South/Central | CA | Fresno.Metro.AP.723890 | 3 | 2081643 | 27.6018 | 11.8902 | 44.7517 | 27.4413 | 17.3104 | 1217.24 | 3.8062 | 34.92 | 4.0568 | -0.25054 | 41.9751 | 2.4521 | 18.2 | 2.72 | -0.26799 | 24.1777 | 2.4948 | -50.07 | 4.4741 | -1.9793 | -21.2493 | 3.8062 | 34.92 | 4.0568 | -0.25054 | 41.9751 | 3.8796 | 32.31 | 4.217 | -0.33737 | 40.5818 | 0.027541 | 0.76018 | 0.32747 | 1.2325 | 33.5238 | 0.10483 | 0.067531 | 0.068708 | 0.10483 | 0.10685 | 0.96172 | 0.50124 | -1.379 | 0.96172 | 0.88984 | 1.156 | 0.66587 | -0.58522 | 1.156 | 1.1177 | 0.027541 | 0.76018 | 0.32747 | 1.2325 | 33.5238 | 0.10483 | 0.067531 | 0.068708 | 0.10483 | 0.10685 | 0.96172 | 0.50124 | -1.379 | 0.96172 | 0.88984 | 1.156 | 0.66587 | -0.58522 | 1.156 | 1.1177
172 | 0.21 | 0.3 | South/Central | CA | Fresno.Metro.AP.723890 | 3 | 2081643 | 27.1483 | 12.3463 | 44.9057 | 26.9904 | 17.9153 | 1243.36 | 3.6522 | 8.8 | 4.5077 | -0.85545 | 23.7541 | 2.2981 | -7.92 | 3.171 | -0.8729 | 5.9568 | 2.3408 | -76.19 | 4.925 | -2.5842 | -39.4702 | 3.6522 | 8.8 | 4.5077 | -0.85545 | 23.7541 | 3.7256 | 6.19 | 4.6679 | -0.94228 | 22.3609 | 0.027541 | 0.74769 | 0.34003 | 1.2367 | 34.2431 | 0.10059 | 0.06329 | 0.064467 | 0.10059 | 0.10261 | 0.24236 | -0.21812 | -2.0983 | 0.24236 | 0.17048 | 0.65421 | 0.16405 | -1.087 | 0.65421 | 0.61584 | 0.027541 | 0.74769 | 0.34003 | 1.2367 | 34.2431 | 0.10059 | 0.06329 | 0.064467 | 0.10059 | 0.10261 | 0.24236 | -0.21812 | -2.0983 | 0.24236 | 0.17048 | 0.65421 | 0.16405 | -1.087 | 0.65421 | 0.61584
173 | 0.21 | 0.32 | South/Central | CA | Fresno.Metro.AP.723890 | 3 | 2081643 | 26.866 | 12.6493 | 45.0264 | 26.7096 | 18.3168 | 1260.92 | 3.5315 | -8.76 | 4.7885 | -1.257 | 11.4214 | 2.1773 | -25.48 | 3.4517 | -1.2745 | -6.3759 | 2.22 | -93.75 | 5.2058 | -2.9858 | -51.8029 | 3.5315 | -8.76 | 4.7885 | -1.257 | 11.4214 | 3.6049 | -11.37 | 4.9487 | -1.3438 | 10.0282 | 0.027541 | 0.73991 | 0.34837 | 1.2401 | 34.7268 | 0.09726 | 0.059964 | 0.06114 | 0.09726 | 0.099281 | -0.24126 | -0.70174 | -2.582 | -0.24126 | -0.31314 | 0.31456 | -0.1756 | -1.4267 | 0.31456 | 0.27618 | 0.027541 | 0.73991 | 0.34837 | 1.2401 | 34.7268 | 0.09726 | 0.059964 | 0.06114 | 0.09726 | 0.099281 | -0.24126 | -0.70174 | -2.582 | -0.24126 | -0.31314 | 0.31456 | -0.1756 | -1.4267 | 0.31456 | 0.27618
174 | 0.21 | 0.35 | South/Central | CA | Fresno.Metro.AP.723890 | 3 | 2081643 | 26.4426 | 13.1355 | 45.2506 | 26.2885 | 18.9621 | 1289.49 | 3.3073 | -37.33 | 5.2096 | -1.9023 | -8.7815 | 1.9532 | -54.05 | 3.8729 | -1.9197 | -26.5789 | 1.9959 | -122.32 | 5.6269 | -3.6311 | -72.0059 | 3.3073 | -37.33 | 5.2096 | -1.9023 | -8.7815 | 3.3807 | -39.94 | 5.3699 | -1.9891 | -10.1748 | 0.027541 | 0.72825 | 0.36176 | 1.2462 | 35.5136 | 0.091087 | 0.053791 | 0.054968 | 0.091087 | 0.093108 | -1.0281 | -1.4886 | -3.3688 | -1.0281 | -1.1 | -0.24185 | -0.732 | -1.9831 | -0.24185 | -0.28022 | 0.027541 | 0.72825 | 0.36176 | 1.2462 | 35.5136 | 0.091087 | 0.053791 | 0.054968 | 0.091087 | 0.093108 | -1.0281 | -1.4886 | -3.3688 | -1.0281 | -1.1 | -0.24185 | -0.732 | -1.9831 | -0.24185 | -0.28022
175 | 0.21 | 0.37 | South/Central | CA | Fresno.Metro.AP.723890 | 3 | 2081643 | 26.461 | 13.0255 | 45.139 | 26.3068 | 18.8322 | 1282.95 | 3.4189 | -30.79 | 5.1913 | -1.7724 | -3.8637 | 2.0647 | -47.51 | 3.8546 | -1.7898 | -21.6611 | 2.1075 | -115.78 | 5.6086 | -3.5012 | -67.0881 | 3.4189 | -30.79 | 5.1913 | -1.7724 | -3.8637 | 3.4923 | -33.4 | 5.3515 | -1.8592 | -5.257 | 0.027541 | 0.72876 | 0.35873 | 1.2432 | 35.3335 | 0.09416 | 0.056865 | 0.058041 | 0.09416 | 0.096182 | -0.84798 | -1.3085 | -3.1887 | -0.84798 | -0.91986 | -0.10641 | -0.59656 | -1.8477 | -0.10641 | -0.14478 | 0.027541 | 0.72876 | 0.35873 | 1.2432 | 35.3335 | 0.09416 | 0.056865 | 0.058041 | 0.09416 | 0.096182 | -0.84798 | -1.3085 | -3.1887 | -0.84798 | -0.91986 | -0.10641 | -0.59656 | -1.8477 | -0.10641 | -0.14478
176 | 0.21 | 0.4 | South/Central | CA | Fresno.Metro.AP.723890 | 3 | 2081643 | 26.3413 | 13.0585 | 45.0739 | 26.1878 | 18.8861 | 1284.35 | 3.484 | -32.19 | 5.3103 | -1.8263 | -4.4793 | 2.1298 | -48.91 | 3.9736 | -1.8438 | -22.2767 | 2.1726 | -117.18 | 5.7277 | -3.5551 | -67.7037 | 3.484 | -32.19 | 5.3103 | -1.8263 | -4.4793 | 3.5574 | -34.8 | 5.4706 | -1.9131 | -5.8726 | 0.027541 | 0.72546 | 0.35964 | 1.2414 | 35.372 | 0.095953 | 0.058658 | 0.059834 | 0.095953 | 0.097975 | -0.88654 | -1.347 | -3.2272 | -0.88654 | -0.95842 | -0.12336 | -0.61352 | -1.8646 | -0.12336 | -0.16174 | 0.027541 | 0.72546 | 0.35964 | 1.2414 | 35.372 | 0.095953 | 0.058658 | 0.059834 | 0.095953 | 0.097975 | -0.88654 | -1.347 | -3.2272 | -0.88654 | -0.95842 | -0.12336 | -0.61352 | -1.8646 | -0.12336 | -0.16174
177 | 0.21 | 0.42 | South/Central | CA | Fresno.Metro.AP.723890 | 3 | 2081643 | 26.1902 | 13.2316 | 45.1557 | 26.0375 | 19.1183 | 1294.64 | 3.4022 | -42.48 | 5.4606 | -2.0585 | -11.7631 | 2.048 | -59.2 | 4.1239 | -2.0759 | -29.5605 | 2.0907 | -127.47 | 5.878 | -3.7872 | -74.9875 | 3.4022 | -42.48 | 5.4606 | -2.0585 | -11.7631 | 3.4756 | -45.09 | 5.6209 | -2.1453 | -13.1564 | 0.027541 | 0.7213 | 0.36441 | 1.2436 | 35.6554 | 0.093699 | 0.056403 | 0.05758 | 0.093699 | 0.09572 | -1.1699 | -1.6304 | -3.5106 | -1.1699 | -1.2418 | -0.32397 | -0.81412 | -2.0652 | -0.32397 | -0.36234 | 0.027541 | 0.7213 | 0.36441 | 1.2436 | 35.6554 | 0.093699 | 0.056403 | 0.05758 | 0.093699 | 0.09572 | -1.1699 | -1.6304 | -3.5106 | -1.1699 | -1.2418 | -0.32397 | -0.81412 | -2.0652 | -0.32397 | -0.36234
178 | 0.21 | 0.45 | South/Central | CA | Fresno.Metro.AP.723890 | 3 | 2081643 | 25.9478 | 13.5331 | 45.3249 | 25.7964 | 19.5285 | 1313.12 | 3.2331 | -60.96 | 5.7017 | -2.4687 | -24.948 | 1.8789 | -77.68 | 4.365 | -2.4861 | -42.7454 | 1.9216 | -145.95 | 6.1191 | -4.1975 | -88.1724 | 3.2331 | -60.96 | 5.7017 | -2.4687 | -24.948 | 3.3064 | -63.57 | 5.862 | -2.5555 | -26.3413 | 0.027541 | 0.71462 | 0.37271 | 1.2483 | 36.1644 | 0.089041 | 0.051745 | 0.052922 | 0.089041 | 0.091062 | -1.6789 | -2.1394 | -4.0196 | -1.6789 | -1.7508 | -0.68709 | -1.1772 | -2.4283 | -0.68709 | -0.72546 | 0.027541 | 0.71462 | 0.37271 | 1.2483 | 36.1644 | 0.089041 | 0.051745 | 0.052922 | 0.089041 | 0.091062 | -1.6789 | -2.1394 | -4.0196 | -1.6789 | -1.7508 | -0.68709 | -1.1772 | -2.4283 | -0.68709 | -0.72546
179 | 0.21 | 0.47 | South/Central | CA | Fresno.Metro.AP.723890 | 3 | 2081643 | 25.7069 | 13.8361 | 45.4885 | 25.5568 | 19.9317 | 1331.25 | 3.0695 | -79.09 | 5.9413 | -2.8719 | -37.8721 | 1.7153 | -95.81 | 4.6046 | -2.8893 | -55.6694 | 1.758 | -164.08 | 6.3586 | -4.6006 | -101.0964 | 3.0695 | -79.09 | 5.9413 | -2.8719 | -37.8721 | 3.1429 | -81.7 | 6.1015 | -2.9587 | -39.2654 | 0.027541 | 0.70799 | 0.38106 | 1.2528 | 36.6637 | 0.084535 | 0.04724 | 0.048416 | 0.084535 | 0.086557 | -2.1782 | -2.6387 | -4.5189 | -2.1782 | -2.2501 | -1.043 | -1.5332 | -2.7843 | -1.043 | -1.0814 | 0.027541 | 0.70799 | 0.38106 | 1.2528 | 36.6637 | 0.084535 | 0.04724 | 0.048416 | 0.084535 | 0.086557 | -2.1782 | -2.6387 | -4.5189 | -2.1782 | -2.2501 | -1.043 | -1.5332 | -2.7843 | -1.043 | -1.0814
180 | 0.21 | 0.5 | South/Central | CA | Fresno.Metro.AP.723890 | 3 | 2081643 | 25.3732 | 14.2891 | 45.7592 | 25.2249 | 20.5343 | 1358.65 | 2.7987 | -106.49 | 6.2732 | -3.4745 | -57.5247 | 1.4445 | -123.21 | 4.9365 | -3.4919 | -75.322 | 1.4873 | -191.48 | 6.6905 | -5.2033 | -120.749 | 2.7987 | -106.49 | 6.2732 | -3.4745 | -57.5247 | 2.8721 | -109.1 | 6.4334 | -3.5613 | -58.918 | 0.027541 | 0.6988 | 0.39353 | 1.2602 | 37.4183 | 0.07708 | 0.039784 | 0.04096 | 0.07708 | 0.079101 | -2.9328 | -3.3933 | -5.2735 | -2.9328 | -3.0047 | -1.5843 | -2.0744 | -3.3255 | -1.5843 | -1.6226 | 0.027541 | 0.6988 | 0.39353 | 1.2602 | 37.4183 | 0.07708 | 0.039784 | 0.04096 | 0.07708 | 0.079101 | -2.9328 | -3.3933 | -5.2735 | -2.9328 | -3.0047 | -1.5843 | -2.0744 | -3.3255 | -1.5843 | -1.6226
181 | 0.23 | 0.17 | South/Central | CA | Fresno.Metro.AP.723890 | 3 | 2081643 | 30.0468 | 10.352 | 45.1756 | 29.8729 | 15.3027 | 1141.55 | 3.3823 | 110.61 | 1.6252 | 1.7571 | 90.4836 | 2.0281 | 93.89 | 0.28845 | 1.7397 | 72.6862 | 2.0708 | 25.62 | 2.0425 | 0.028308 | 27.2592 | 3.3823 | 110.61 | 1.6252 | 1.7571 | 90.4836 | 3.4557 | 108 | 1.7854 | 1.6703 | 89.0903 | 0.027541 | 0.82751 | 0.2851 | 1.2442 | 31.4392 | 0.093151 | 0.055856 | 0.057032 | 0.093151 | 0.095173 | 3.0463 | 2.5858 | 0.7056 | 3.0463 | 2.9744 | 2.492 | 2.0018 | 0.75074 | 2.492 | 2.4536 | 0.027541 | 0.82751 | 0.2851 | 1.2442 | 31.4392 | 0.093151 | 0.055856 | 0.057032 | 0.093151 | 0.095173 | 3.0463 | 2.5858 | 0.7056 | 3.0463 | 2.9744 | 2.492 | 2.0018 | 0.75074 | 2.492 | 2.4536
182 | 0.23 | 0.19 | South/Central | CA | Fresno.Metro.AP.723890 | 3 | 2081643 | 29.6332 | 10.6565 | 45.1666 | 29.4617 | 15.7049 | 1157.61 | 3.3914 | 94.55 | 2.0364 | 1.3549 | 79.7952 | 2.0372 | 77.83 | 0.69969 | 1.3375 | 61.9978 | 2.0799 | 9.56 | 2.4538 | -0.37388 | 16.5708 | 3.3914 | 94.55 | 2.0364 | 1.3549 | 79.7952 | 3.4647 | 91.94 | 2.1967 | 1.2681 | 78.4019 | 0.027541 | 0.81612 | 0.29349 | 1.2439 | 31.8815 | 0.093401 | 0.056105 | 0.057281 | 0.093401 | 0.095422 | 2.604 | 2.1435 | 0.26329 | 2.604 | 2.5321 | 2.1976 | 1.7075 | 0.45637 | 2.1976 | 2.1593 | 0.027541 | 0.81612 | 0.29349 | 1.2439 | 31.8815 | 0.093401 | 0.056105 | 0.057281 | 0.093401 | 0.095422 | 2.604 | 2.1435 | 0.26329 | 2.604 | 2.5321 | 2.1976 | 1.7075 | 0.45637 | 2.1976 | 2.1593
183 | 0.23 | 0.2 | South/Central | CA | Fresno.Metro.AP.723890 | 3 | 2081643 | 29.4307 | 10.808 | 45.1656 | 29.2602 | 15.9053 | 1165.66 | 3.3923 | 86.5 | 2.2379 | 1.1545 | 74.4235 | 2.0381 | 69.78 | 0.90111 | 1.137 | 56.6262 | 2.0809 | 1.51 | 2.6552 | -0.5743 | 11.1991 | 3.3923 | 86.5 | 2.2379 | 1.1545 | 74.4235 | 3.4657 | 83.89 | 2.3981 | 1.0677 | 73.0302 | 0.027541 | 0.81055 | 0.29766 | 1.2439 | 32.1032 | 0.093428 | 0.056132 | 0.057309 | 0.093428 | 0.095449 | 2.3823 | 1.9218 | 0.041587 | 2.3823 | 2.3104 | 2.0497 | 1.5595 | 0.30843 | 2.0497 | 2.0113 | 0.027541 | 0.81055 | 0.29766 | 1.2439 | 32.1032 | 0.093428 | 0.056132 | 0.057309 | 0.093428 | 0.095449 | 2.3823 | 1.9218 | 0.041587 | 2.3823 | 2.3104 | 2.0497 | 1.5595 | 0.30843 | 2.0497 | 2.0113
184 | 0.23 | 0.23 | South/Central | CA | Fresno.Metro.AP.723890 | 3 | 2081643 | 28.8676 | 11.2626 | 45.2085 | 28.7002 | 16.5082 | 1190.39 | 3.3495 | 61.77 | 2.7979 | 0.55158 | 57.6782 | 1.9953 | 45.05 | 1.4611 | 0.53413 | 39.8809 | 2.038 | -23.22 | 3.2152 | -1.1772 | -5.5461 | 3.3495 | 61.77 | 2.7979 | 0.55158 | 57.6782 | 3.4229 | 59.16 | 2.9581 | 0.46476 | 56.2849 | 0.027541 | 0.79504 | 0.31018 | 1.2451 | 32.7843 | 0.092247 | 0.054951 | 0.056128 | 0.092247 | 0.094268 | 1.7012 | 1.2407 | -0.6395 | 1.7012 | 1.6293 | 1.5885 | 1.0984 | -0.15275 | 1.5885 | 1.5501 | 0.027541 | 0.79504 | 0.31018 | 1.2451 | 32.7843 | 0.092247 | 0.054951 | 0.056128 | 0.092247 | 0.094268 | 1.7012 | 1.2407 | -0.6395 | 1.7012 | 1.6293 | 1.5885 | 1.0984 | -0.15275 | 1.5885 | 1.5501
185 | 0.23 | 0.25 | South/Central | CA | Fresno.Metro.AP.723890 | 3 | 2081643 | 28.5155 | 11.5671 | 45.2608 | 28.35 | 16.9107 | 1207.19 | 3.2972 | 44.97 | 3.1481 | 0.14908 | 46.1962 | 1.943 | 28.25 | 1.8113 | 0.13163 | 28.3988 | 1.9857 | -40.02 | 3.5654 | -1.5797 | -17.0282 | 3.2972 | 44.97 | 3.1481 | 0.14908 | 46.1962 | 3.3706 | 42.36 | 3.3083 | 0.062254 | 44.8029 | 0.027541 | 0.78534 | 0.31857 | 1.2465 | 33.247 | 0.090806 | 0.053511 | 0.054687 | 0.090806 | 0.092828 | 1.2385 | 0.77803 | -1.1022 | 1.2385 | 1.1666 | 1.2723 | 0.78213 | -0.46897 | 1.2723 | 1.2339 | 0.027541 | 0.78534 | 0.31857 | 1.2465 | 33.247 | 0.090806 | 0.053511 | 0.054687 | 0.090806 | 0.092828 | 1.2385 | 0.77803 | -1.1022 | 1.2385 | 1.1666 | 1.2723 | 0.78213 | -0.46897 | 1.2723 | 1.2339
186 | 0.23 | 0.27 | South/Central | CA | Fresno.Metro.AP.723890 | 3 | 2081643 | 28.1833 | 11.8702 | 45.3247 | 28.0197 | 17.3051 | 1223.79 | 3.2332 | 28.37 | 3.4784 | -0.24526 | 34.7842 | 1.879 | 11.65 | 2.1417 | -0.26271 | 16.9868 | 1.9217 | -56.62 | 3.8958 | -1.974 | -28.4402 | 3.2332 | 28.37 | 3.4784 | -0.24526 | 34.7842 | 3.3066 | 25.76 | 3.6387 | -0.33208 | 33.3909 | 0.027541 | 0.77619 | 0.32692 | 1.2483 | 33.7042 | 0.089045 | 0.051749 | 0.052926 | 0.089045 | 0.091066 | 0.78133 | 0.32085 | -1.5594 | 0.78133 | 0.70945 | 0.95798 | 0.46783 | -0.78327 | 0.95798 | 0.91961 | 0.027541 | 0.77619 | 0.32692 | 1.2483 | 33.7042 | 0.089045 | 0.051749 | 0.052926 | 0.089045 | 0.091066 | 0.78133 | 0.32085 | -1.5594 | 0.78133 | 0.70945 | 0.95798 | 0.46783 | -0.78327 | 0.95798 | 0.91961
187 | 0.23 | 0.3 | South/Central | CA | Fresno.Metro.AP.723890 | 3 | 2081643 | 27.7199 | 12.3247 | 45.4658 | 27.5588 | 17.907 | 1249.64 | 3.0921 | 2.52 | 3.9393 | -0.84717 | 16.8088 | 1.7379 | -14.2 | 2.6025 | -0.86462 | -0.98851 | 1.7806 | -82.47 | 4.3566 | -2.576 | -46.4155 | 3.0921 | 2.52 | 3.9393 | -0.84717 | 16.8088 | 3.1655 | -0.09 | 4.0995 | -0.934 | 15.4156 | 0.027541 | 0.76343 | 0.33943 | 1.2522 | 34.4161 | 0.085159 | 0.047864 | 0.04904 | 0.085159 | 0.087181 | 0.069403 | -0.39108 | -2.2713 | 0.069403 | -0.0024787 | 0.46293 | -0.027224 | -1.2783 | 0.46293 | 0.42456 | 0.027541 | 0.76343 | 0.33943 | 1.2522 | 34.4161 | 0.085159 | 0.047864 | 0.04904 | 0.085159 | 0.087181 | 0.069403 | -0.39108 | -2.2713 | 0.069403 | -0.0024787 | 0.46293 | -0.027224 | -1.2783 | 0.46293 | 0.42456
188 | 0.23 | 0.32 | South/Central | CA | Fresno.Metro.AP.723890 | 3 | 2081643 | 27.4376 | 12.6278 | 45.588 | 27.2781 | 18.3099 | 1267.28 | 2.9699 | -15.12 | 4.2201 | -1.2501 | 4.4212 | 1.6157 | -31.84 | 2.8833 | -1.2676 | -13.3762 | 1.6585 | -100.11 | 4.6374 | -2.9789 | -58.8032 | 2.9699 | -15.12 | 4.2201 | -1.2501 | 4.4212 | 3.0433 | -17.73 | 4.3803 | -1.3369 | 3.0279 | 0.027541 | 0.75565 | 0.34778 | 1.2555 | 34.9019 | 0.081795 | 0.044499 | 0.045675 | 0.081795 | 0.083816 | -0.41642 | -0.8769 | -2.7571 | -0.41642 | -0.4883 | 0.12176 | -0.36839 | -1.6195 | 0.12176 | 0.083391 | 0.027541 | 0.75565 | 0.34778 | 1.2555 | 34.9019 | 0.081795 | 0.044499 | 0.045675 | 0.081795 | 0.083816 | -0.41642 | -0.8769 | -2.7571 | -0.41642 | -0.4883 | 0.12176 | -0.36839 | -1.6195 | 0.12176 | 0.083391
189 | 0.23 | 0.35 | South/Central | CA | Fresno.Metro.AP.723890 | 3 | 2081643 | 27.0141 | 13.1124 | 45.819 | 26.8569 | 18.9621 | 1296.2 | 2.739 | -44.04 | 4.6412 | -1.9023 | -16.0539 | 1.3848 | -60.76 | 3.3045 | -1.9197 | -33.8512 | 1.4275 | -129.03 | 5.0585 | -3.631 | -79.2782 | 2.739 | -44.04 | 4.6412 | -1.9023 | -16.0539 | 2.8124 | -46.65 | 4.8014 | -1.9891 | -17.4472 | 0.027541 | 0.74399 | 0.36113 | 1.2619 | 35.6984 | 0.075433 | 0.038137 | 0.039314 | 0.075433 | 0.077454 | -1.2129 | -1.6734 | -3.5536 | -1.2129 | -1.2848 | -0.44214 | -0.93229 | -2.1834 | -0.44214 | -0.48051 | 0.027541 | 0.74399 | 0.36113 | 1.2619 | 35.6984 | 0.075433 | 0.038137 | 0.039314 | 0.075433 | 0.077454 | -1.2129 | -1.6734 | -3.5536 | -1.2129 | -1.2848 | -0.44214 | -0.93229 | -2.1834 | -0.44214 | -0.48051
190 | 0.23 | 0.37 | South/Central | CA | Fresno.Metro.AP.723890 | 3 | 2081643 | 27.0225 | 12.9954 | 45.6821 | 26.8653 | 18.8168 | 1288.74 | 2.8758 | -36.58 | 4.6328 | -1.757 | -10.3989 | 1.5217 | -53.3 | 3.2961 | -1.7744 | -28.1963 | 1.5644 | -121.57 | 5.0501 | -3.4858 | -73.6233 | 2.8758 | -36.58 | 4.6328 | -1.757 | -10.3989 | 2.9492 | -39.19 | 4.793 | -1.8438 | -11.7922 | 0.027541 | 0.74422 | 0.35791 | 1.2581 | 35.4929 | 0.079203 | 0.041908 | 0.043084 | 0.079203 | 0.081225 | -1.0074 | -1.4679 | -3.3481 | -1.0074 | -1.0793 | -0.28639 | -0.77655 | -2.0276 | -0.28639 | -0.32477 | 0.027541 | 0.74422 | 0.35791 | 1.2581 | 35.4929 | 0.079203 | 0.041908 | 0.043084 | 0.079203 | 0.081225 | -1.0074 | -1.4679 | -3.3481 | -1.0074 | -1.0793 | -0.28639 | -0.77655 | -2.0276 | -0.28639 | -0.32477
191 | 0.23 | 0.4 | South/Central | CA | Fresno.Metro.AP.723890 | 3 | 2081643 | 26.9029 | 13.027 | 45.6139 | 26.7463 | 18.8676 | 1289.98 | 2.944 | -37.82 | 4.7518 | -1.8078 | -10.8925 | 1.5898 | -54.54 | 3.4151 | -1.8253 | -28.6898 | 1.6326 | -122.81 | 5.1692 | -3.5366 | -74.1168 | 2.944 | -37.82 | 4.7518 | -1.8078 | -10.8925 | 3.0174 | -40.43 | 4.9121 | -1.8946 | -12.2857 | 0.027541 | 0.74093 | 0.35877 | 1.2562 | 35.5271 | 0.081081 | 0.043785 | 0.044962 | 0.081081 | 0.083102 | -1.0416 | -1.5021 | -3.3823 | -1.0416 | -1.1135 | -0.29999 | -0.79014 | -2.0412 | -0.29999 | -0.33836 | 0.027541 | 0.74093 | 0.35877 | 1.2562 | 35.5271 | 0.081081 | 0.043785 | 0.044962 | 0.081081 | 0.083102 | -1.0416 | -1.5021 | -3.3823 | -1.0416 | -1.1135 | -0.29999 | -0.79014 | -2.0412 | -0.29999 | -0.33836
192 | 0.23 | 0.42 | South/Central | CA | Fresno.Metro.AP.723890 | 3 | 2081643 | 26.7502 | 13.2084 | 45.7042 | 26.5944 | 19.1098 | 1300.78 | 2.8537 | -48.62 | 4.9037 | -2.05 | -18.5538 | 1.4995 | -65.34 | 3.5669 | -2.0674 | -36.3512 | 1.5422 | -133.61 | 5.321 | -3.7788 | -81.7782 | 2.8537 | -48.62 | 4.9037 | -2.05 | -18.5538 | 2.9271 | -51.23 | 5.0639 | -2.1368 | -19.9471 | 0.027541 | 0.73672 | 0.36377 | 1.2587 | 35.8245 | 0.078593 | 0.041297 | 0.042474 | 0.078593 | 0.080614 | -1.339 | -1.7995 | -3.6797 | -1.339 | -1.4109 | -0.51099 | -1.0011 | -2.2522 | -0.51099 | -0.54936 | 0.027541 | 0.73672 | 0.36377 | 1.2587 | 35.8245 | 0.078593 | 0.041297 | 0.042474 | 0.078593 | 0.080614 | -1.339 | -1.7995 | -3.6797 | -1.339 | -1.4109 | -0.51099 | -1.0011 | -2.2522 | -0.51099 | -0.54936
193 | 0.23 | 0.45 | South/Central | CA | Fresno.Metro.AP.723890 | 3 | 2081643 | 26.5093 | 13.5031 | 45.8679 | 26.3549 | 19.513 | 1318.91 | 2.69 | -66.75 | 5.1432 | -2.4532 | -31.4817 | 1.3358 | -83.47 | 3.8065 | -2.4707 | -49.279 | 1.3785 | -151.74 | 5.5606 | -4.182 | -94.706 | 2.69 | -66.75 | 5.1432 | -2.4532 | -31.4817 | 2.7634 | -69.36 | 5.3035 | -2.5401 | -32.875 | 0.027541 | 0.73009 | 0.37189 | 1.2632 | 36.3238 | 0.074085 | 0.036789 | 0.037966 | 0.074085 | 0.076106 | -1.8383 | -2.2988 | -4.179 | -1.8383 | -1.9102 | -0.86703 | -1.3572 | -2.6083 | -0.86703 | -0.9054 | 0.027541 | 0.73009 | 0.37189 | 1.2632 | 36.3238 | 0.074085 | 0.036789 | 0.037966 | 0.074085 | 0.076106 | -1.8383 | -2.2988 | -4.179 | -1.8383 | -1.9102 | -0.86703 | -1.3572 | -2.6083 | -0.86703 | -0.9054
194 | 0.23 | 0.47 | South/Central | CA | Fresno.Metro.AP.723890 | 3 | 2081643 | 26.2669 | 13.8046 | 46.027 | 26.1138 | 19.9132 | 1336.86 | 2.531 | -84.7 | 5.3843 | -2.8534 | -44.2664 | 1.1768 | -101.42 | 4.0476 | -2.8708 | -62.0638 | 1.2195 | -169.69 | 5.8016 | -4.5822 | -107.4908 | 2.531 | -84.7 | 5.3843 | -2.8534 | -44.2664 | 2.6044 | -87.31 | 5.5446 | -2.9402 | -45.6597 | 0.027541 | 0.72341 | 0.38019 | 1.2676 | 36.8182 | 0.069705 | 0.032409 | 0.033585 | 0.069705 | 0.071726 | -2.3327 | -2.7932 | -4.6734 | -2.3327 | -2.4046 | -1.2191 | -1.7093 | -2.9604 | -1.2191 | -1.2575 | 0.027541 | 0.72341 | 0.38019 | 1.2676 | 36.8182 | 0.069705 | 0.032409 | 0.033585 | 0.069705 | 0.071726 | -2.3327 | -2.7932 | -4.6734 | -2.3327 | -2.4046 | -1.2191 | -1.7093 | -2.9604 | -1.2191 | -1.2575
195 | 0.23 | 0.5 | South/Central | CA | Fresno.Metro.AP.723890 | 3 | 2081643 | 25.9248 | 14.2492 | 46.2809 | 25.7735 | 20.5074 | 1363.73 | 2.2771 | -111.57 | 5.7246 | -3.4476 | -63.4778 | 0.92286 | -128.29 | 4.3879 | -3.465 | -81.2751 | 0.96558 | -196.56 | 6.1419 | -5.1764 | -126.7021 | 2.2771 | -111.57 | 5.7246 | -3.4476 | -63.4778 | 2.3504 | -114.18 | 5.8848 | -3.5344 | -64.8711 | 0.027541 | 0.71399 | 0.39243 | 1.2746 | 37.5582 | 0.062712 | 0.025416 | 0.026593 | 0.062712 | 0.064733 | -3.0727 | -3.5332 | -5.4134 | -3.0727 | -3.1446 | -1.7482 | -2.2384 | -3.4895 | -1.7482 | -1.7866 | 0.027541 | 0.71399 | 0.39243 | 1.2746 | 37.5582 | 0.062712 | 0.025416 | 0.026593 | 0.062712 | 0.064733 | -3.0727 | -3.5332 | -5.4134 | -3.0727 | -3.1446 | -1.7482 | -2.2384 | -3.4895 | -1.7482 | -1.7866
196 | 0.29 | 0.17 | South/Central | CA | Fresno.Metro.AP.723890 | 3 | 2081643 | 31.8097 | 10.3189 | 46.9556 | 31.6262 | 15.3294 | 1163.66 | 1.6023 | 88.5 | -0.12815 | 1.7304 | 66.9903 | 0.24811 | 71.78 | -1.4649 | 1.713 | 49.193 | 0.29083 | 3.51 | 0.28917 | 0.0016561 | 3.766 | 1.6023 | 88.5 | -0.12815 | 1.7304 | 66.9903 | 1.6757 | 85.89 | 0.032078 | 1.6436 | 65.5971 | 0.027541 | 0.87607 | 0.28419 | 1.2932 | 32.0481 | 0.044129 | 0.0068332 | 0.0080096 | 0.044129 | 0.04615 | 2.4374 | 1.9769 | 0.096668 | 2.4374 | 2.3655 | 1.845 | 1.3548 | 0.10372 | 1.845 | 1.8066 | 0.027541 | 0.87607 | 0.28419 | 1.2932 | 32.0481 | 0.044129 | 0.0068332 | 0.0080096 | 0.044129 | 0.04615 | 2.4374 | 1.9769 | 0.096668 | 2.4374 | 2.3655 | 1.845 | 1.3548 | 0.10372 | 1.845 | 1.8066
197 | 0.29 | 0.19 | South/Central | CA | Fresno.Metro.AP.723890 | 3 | 2081643 | 31.3763 | 10.6136 | 46.9183 | 31.1952 | 15.7231 | 1179.05 | 1.6396 | 73.11 | 0.30293 | 1.3367 | 56.8906 | 0.28544 | 56.39 | -1.0338 | 1.3193 | 39.0932 | 0.32816 | -11.88 | 0.72025 | -0.39209 | -6.3338 | 1.6396 | 73.11 | 0.30293 | 1.3367 | 56.8906 | 1.713 | 70.5 | 0.46315 | 1.2499 | 55.4973 | 0.027541 | 0.86413 | 0.29231 | 1.2922 | 32.472 | 0.045157 | 0.0078614 | 0.0090378 | 0.045157 | 0.047178 | 2.0135 | 1.553 | -0.32718 | 2.0135 | 1.9416 | 1.5668 | 1.0767 | -0.17444 | 1.5668 | 1.5284 | 0.027541 | 0.86413 | 0.29231 | 1.2922 | 32.472 | 0.045157 | 0.0078614 | 0.0090378 | 0.045157 | 0.047178 | 2.0135 | 1.553 | -0.32718 | 2.0135 | 1.9416 | 1.5668 | 1.0767 | -0.17444 | 1.5668 | 1.5284
198 | 0.29 | 0.2 | South/Central | CA | Fresno.Metro.AP.723890 | 3 | 2081643 | 31.1669 | 10.7666 | 46.9118 | 30.9869 | 15.9249 | 1187.09 | 1.6461 | 65.07 | 0.51123 | 1.1349 | 51.5514 | 0.29191 | 48.35 | -0.82551 | 1.1174 | 33.754 | 0.33463 | -19.92 | 0.92855 | -0.59392 | -11.673 | 1.6461 | 65.07 | 0.51123 | 1.1349 | 51.5514 | 1.7195 | 62.46 | 0.67145 | 1.0481 | 50.1581 | 0.027541 | 0.85836 | 0.29652 | 1.292 | 32.6934 | 0.045335 | 0.0080395 | 0.0092159 | 0.045335 | 0.047357 | 1.7921 | 1.3316 | -0.54861 | 1.7921 | 1.7202 | 1.4198 | 0.92961 | -0.32148 | 1.4198 | 1.3814 | 0.027541 | 0.85836 | 0.29652 | 1.292 | 32.6934 | 0.045335 | 0.0080395 | 0.0092159 | 0.045335 | 0.047357 | 1.7921 | 1.3316 | -0.54861 | 1.7921 | 1.7202 | 1.4198 | 0.92961 | -0.32148 | 1.4198 | 1.3814
199 | 0.29 | 0.23 | South/Central | CA | Fresno.Metro.AP.723890 | 3 | 2081643 | 30.5822 | 11.2212 | 46.9317 | 30.4055 | 16.5262 | 1211.49 | 1.6262 | 40.67 | 1.0926 | 0.5336 | 35.1442 | 0.27202 | 23.95 | -0.24413 | 0.51616 | 17.3469 | 0.31474 | -44.32 | 1.5099 | -1.1952 | -28.0801 | 1.6262 | 40.67 | 1.0926 | 0.5336 | 35.1442 | 1.6996 | 38.06 | 1.2528 | 0.44678 | 33.751 | 0.027541 | 0.84226 | 0.30904 | 1.2925 | 33.3654 | 0.044787 | 0.0074917 | 0.0086681 | 0.044787 | 0.046809 | 1.1201 | 0.6596 | -1.2206 | 1.1201 | 1.0482 | 0.9679 | 0.47775 | -0.77335 | 0.9679 | 0.92953 | 0.027541 | 0.84226 | 0.30904 | 1.2925 | 33.3654 | 0.044787 | 0.0074917 | 0.0086681 | 0.044787 | 0.046809 | 1.1201 | 0.6596 | -1.2206 | 1.1201 | 1.0482 | 0.9679 | 0.47775 | -0.77335 | 0.9679 | 0.92953
200 | 0.29 | 0.25 | South/Central | CA | Fresno.Metro.AP.723890 | 3 | 2081643 | 30.2186 | 11.5242 | 46.9725 | 30.0438 | 16.9287 | 1228.15 | 1.5854 | 24.01 | 1.4543 | 0.13115 | 23.8104 | 0.23121 | 7.29 | 0.11751 | 0.1137 | 6.013 | 0.27392 | -60.98 | 1.8716 | -1.5976 | -39.414 | 1.5854 | 24.01 | 1.4543 | 0.13115 | 23.8104 | 1.6588 | 21.4 | 1.6145 | 0.044323 | 22.4171 | 0.027541 | 0.83224 | 0.31738 | 1.2937 | 33.8242 | 0.043663 | 0.0063677 | 0.0075441 | 0.043663 | 0.045685 | 0.66125 | 0.20077 | -1.6794 | 0.66125 | 0.58937 | 0.65576 | 0.1656 | -1.0855 | 0.65576 | 0.61739 | 0.027541 | 0.83224 | 0.31738 | 1.2937 | 33.8242 | 0.043663 | 0.0063677 | 0.0075441 | 0.043663 | 0.045685 | 0.66125 | 0.20077 | -1.6794 | 0.66125 | 0.58937 | 0.65576 | 0.1656 | -1.0855 | 0.65576 | 0.61739
201 | 0.29 | 0.27 | South/Central | CA | Fresno.Metro.AP.723890 | 3 | 2081643 | 30.2071 | 11.4757 | 46.9226 | 30.0324 | 16.8902 | 1226 | 1.6353 | 26.16 | 1.4657 | 0.16965 | 25.4837 | 0.28115 | 9.44 | 0.12895 | 0.1522 | 7.6863 | 0.32386 | -58.83 | 1.883 | -1.5591 | -37.7407 | 1.6353 | 26.16 | 1.4657 | 0.16965 | 25.4837 | 1.7087 | 23.55 | 1.6259 | 0.082823 | 24.0904 | 0.027541 | 0.83193 | 0.31605 | 1.2923 | 33.765 | 0.045039 | 0.007743 | 0.0089194 | 0.045039 | 0.04706 | 0.72047 | 0.25999 | -1.6202 | 0.72047 | 0.64859 | 0.70184 | 0.21169 | -1.0394 | 0.70184 | 0.66347 | 0.027541 | 0.83193 | 0.31605 | 1.2923 | 33.765 | 0.045039 | 0.007743 | 0.0089194 | 0.045039 | 0.04706 | 0.72047 | 0.25999 | -1.6202 | 0.72047 | 0.64859 | 0.70184 | 0.21169 | -1.0394 | 0.70184 | 0.66347
202 | 0.29 | 0.3 | South/Central | CA | Fresno.Metro.AP.723890 | 3 | 2081643 | 29.9746 | 11.6487 | 46.9331 | 29.8012 | 17.1318 | 1235.83 | 1.6249 | 16.33 | 1.6969 | -0.072014 | 18.8575 | 0.27066 | -0.39 | 0.36012 | -0.089463 | 1.0601 | 0.31338 | -68.66 | 2.1142 | -1.8008 | -44.3669 | 1.6249 | 16.33 | 1.6969 | -0.072014 | 18.8575 | 1.6983 | 13.72 | 1.8571 | -0.15884 | 17.4642 | 0.027541 | 0.82553 | 0.32082 | 1.2926 | 34.0358 | 0.04475 | 0.0074542 | 0.0086306 | 0.04475 | 0.046771 | 0.44974 | -0.010741 | -1.891 | 0.44974 | 0.37786 | 0.51935 | 0.029196 | -1.2219 | 0.51935 | 0.48098 | 0.027541 | 0.82553 | 0.32082 | 1.2926 | 34.0358 | 0.04475 | 0.0074542 | 0.0086306 | 0.04475 | 0.046771 | 0.44974 | -0.010741 | -1.891 | 0.44974 | 0.37786 | 0.51935 | 0.029196 | -1.2219 | 0.51935 | 0.48098
203 | 0.29 | 0.32 | South/Central | CA | Fresno.Metro.AP.723890 | 3 | 2081643 | 29.654 | 11.9217 | 46.9769 | 29.4823 | 17.4946 | 1250.92 | 1.581 | 1.24 | 2.0158 | -0.43476 | 8.5521 | 0.22685 | -15.48 | 0.67905 | -0.4522 | -9.2453 | 0.26956 | -83.75 | 2.4331 | -2.1635 | -54.6723 | 1.581 | 1.24 | 2.0158 | -0.43476 | 8.5521 | 1.6544 | -1.37 | 2.176 | -0.52158 | 7.1588 | 0.027541 | 0.81669 | 0.32833 | 1.2938 | 34.4513 | 0.043543 | 0.0062475 | 0.007424 | 0.043543 | 0.045565 | 0.034151 | -0.42633 | -2.3065 | 0.034151 | -0.037731 | 0.23553 | -0.25462 | -1.5057 | 0.23553 | 0.19716 | 0.027541 | 0.81669 | 0.32833 | 1.2938 | 34.4513 | 0.043543 | 0.0062475 | 0.007424 | 0.043543 | 0.045565 | 0.034151 | -0.42633 | -2.3065 | 0.034151 | -0.037731 | 0.23553 | -0.25462 | -1.5057 | 0.23553 | 0.19716
204 | 0.29 | 0.35 | South/Central | CA | Fresno.Metro.AP.723890 | 3 | 2081643 | 29.2006 | 12.3263 | 47.0595 | 29.0314 | 18.0281 | 1273.34 | 1.4984 | -21.18 | 2.4667 | -0.96834 | -6.84 | 0.14418 | -37.9 | 1.13 | -0.98579 | -24.6374 | 0.18689 | -106.17 | 2.884 | -2.6971 | -70.0644 | 1.4984 | -21.18 | 2.4667 | -0.96834 | -6.84 | 1.5718 | -23.79 | 2.6269 | -1.0552 | -8.2333 | 0.027541 | 0.80421 | 0.33948 | 1.2961 | 35.0688 | 0.041266 | 0.0039707 | 0.0051472 | 0.041266 | 0.043288 | -0.58331 | -1.0438 | -2.924 | -0.58331 | -0.6552 | -0.18838 | -0.67853 | -1.9296 | -0.18838 | -0.22675 | 0.027541 | 0.80421 | 0.33948 | 1.2961 | 35.0688 | 0.041266 | 0.0039707 | 0.0051472 | 0.041266 | 0.043288 | -0.58331 | -1.0438 | -2.924 | -0.58331 | -0.6552 | -0.18838 | -0.67853 | -1.9296 | -0.18838 | -0.22675
205 | 0.29 | 0.37 | South/Central | CA | Fresno.Metro.AP.723890 | 3 | 2081643 | 28.9283 | 12.5694 | 47.1102 | 28.7605 | 18.3497 | 1286.85 | 1.4477 | -34.69 | 2.7376 | -1.2899 | -16.1272 | 0.093471 | -51.41 | 1.4008 | -1.3073 | -33.9245 | 0.13619 | -119.68 | 3.1549 | -3.0187 | -79.3515 | 1.4477 | -34.69 | 2.7376 | -1.2899 | -16.1272 | 1.5211 | -37.3 | 2.8978 | -1.3767 | -17.5205 | 0.027541 | 0.79671 | 0.34617 | 1.2975 | 35.4409 | 0.03987 | 0.0025743 | 0.0037507 | 0.03987 | 0.041891 | -0.95539 | -1.4159 | -3.2961 | -0.95539 | -1.0273 | -0.44416 | -0.93431 | -2.1854 | -0.44416 | -0.48253 | 0.027541 | 0.79671 | 0.34617 | 1.2975 | 35.4409 | 0.03987 | 0.0025743 | 0.0037507 | 0.03987 | 0.041891 | -0.95539 | -1.4159 | -3.2961 | -0.95539 | -1.0273 | -0.44416 | -0.93431 | -2.1854 | -0.44416 | -0.48253
206 | 0.29 | 0.4 | South/Central | CA | Fresno.Metro.AP.723890 | 3 | 2081643 | 28.5546 | 12.9439 | 47.2326 | 28.389 | 18.8436 | 1308.15 | 1.3253 | -55.99 | 3.1091 | -1.7838 | -30.9623 | -0.028906 | -72.71 | 1.7724 | -1.8013 | -48.7597 | 0.01381 | -140.98 | 3.5264 | -3.5126 | -94.1867 | 1.3253 | -55.99 | 3.1091 | -1.7838 | -30.9623 | 1.3987 | -58.6 | 3.2693 | -1.8707 | -32.3556 | 0.027541 | 0.78642 | 0.35649 | 1.3008 | 36.0275 | 0.036499 | -0.0007961 | 0.00038034 | 0.036499 | 0.038521 | -1.542 | -2.0025 | -3.8827 | -1.542 | -1.6139 | -0.85273 | -1.3429 | -2.594 | -0.85273 | -0.8911 | 0.027541 | 0.78642 | 0.35649 | 1.3008 | 36.0275 | 0.036499 | -0.0007961 | 0.00038034 | 0.036499 | 0.038521 | -1.542 | -2.0025 | -3.8827 | -1.542 | -1.6139 | -0.85273 | -1.3429 | -2.594 | -0.85273 | -0.8911
207 | 0.29 | 0.42 | South/Central | CA | Fresno.Metro.AP.723890 | 3 | 2081643 | 28.3137 | 13.1955 | 47.3248 | 28.1494 | 19.1754 | 1322.57 | 1.2331 | -70.41 | 3.3487 | -2.1156 | -41.0542 | -0.12109 | -87.13 | 2.012 | -2.133 | -58.8516 | -0.07837 | -155.4 | 3.766 | -3.8444 | -104.2786 | 1.2331 | -70.41 | 3.3487 | -2.1156 | -41.0542 | 1.3065 | -73.02 | 3.5089 | -2.2024 | -42.4475 | 0.027541 | 0.77978 | 0.36341 | 1.3034 | 36.4246 | 0.033961 | -0.0033348 | -0.0021584 | 0.033961 | 0.035982 | -1.9391 | -2.3996 | -4.2798 | -1.9391 | -2.011 | -1.1307 | -1.6208 | -2.8719 | -1.1307 | -1.169 | 0.027541 | 0.77978 | 0.36341 | 1.3034 | 36.4246 | 0.033961 | -0.0033348 | -0.0021584 | 0.033961 | 0.035982 | -1.9391 | -2.3996 | -4.2798 | -1.9391 | -2.011 | -1.1307 | -1.6208 | -2.8719 | -1.1307 | -1.169
208 | 0.29 | 0.47 | South/Central | CA | Fresno.Metro.AP.723890 | 3 | 2081643 | 27.7192 | 13.9031 | 47.6677 | 27.5581 | 20.1096 | 1364.14 | 0.89017 | -111.98 | 3.94 | -3.0498 | -70.5399 | -0.46402 | -128.7 | 2.6033 | -3.0673 | -88.3373 | -0.42131 | -196.97 | 4.3573 | -4.7786 | -133.7643 | 0.89017 | -111.98 | 3.94 | -3.0498 | -70.5399 | 0.96357 | -114.59 | 4.1002 | -3.1367 | -71.9332 | 0.027541 | 0.76341 | 0.3829 | 1.3128 | 37.5695 | 0.024516 | -0.01278 | -0.011603 | 0.024516 | 0.026537 | -3.084 | -3.5445 | -5.4247 | -3.084 | -3.1559 | -1.9427 | -2.4329 | -3.684 | -1.9427 | -1.9811 | 0.027541 | 0.76341 | 0.3829 | 1.3128 | 37.5695 | 0.024516 | -0.01278 | -0.011603 | 0.024516 | 0.026537 | -3.084 | -3.5445 | -5.4247 | -3.084 | -3.1559 | -1.9427 | -2.4329 | -3.684 | -1.9427 | -1.9811
209 | 0.31 | 0.17 | South/Central | CA | Fresno.Metro.AP.723890 | 3 | 2081643 | 32.3813 | 10.309 | 47.5372 | 32.1947 | 15.3425 | 1171.07 | 1.0207 | 81.09 | -0.69657 | 1.7173 | 59.1948 | -0.33347 | 64.37 | -2.0333 | 1.6998 | 41.3974 | -0.29075 | -3.9 | -0.27925 | -0.011503 | -4.0296 | 1.0207 | 81.09 | -0.69657 | 1.7173 | 59.1948 | 1.0941 | 78.48 | -0.53634 | 1.6305 | 57.8015 | 0.027541 | 0.89181 | 0.28392 | 1.3092 | 32.2522 | 0.028112 | -0.0091841 | -0.0080076 | 0.028112 | 0.030133 | 2.2333 | 1.7728 | -0.10741 | 2.2333 | 2.1614 | 1.6303 | 1.1401 | -0.11098 | 1.6303 | 1.5919 | 0.027541 | 0.89181 | 0.28392 | 1.3092 | 32.2522 | 0.028112 | -0.0091841 | -0.0080076 | 0.028112 | 0.030133 | 2.2333 | 1.7728 | -0.10741 | 2.2333 | 2.1614 | 1.6303 | 1.1401 | -0.11098 | 1.6303 | 1.5919
210 | 0.31 | 0.19 | South/Central | CA | Fresno.Metro.AP.723890 | 3 | 2081643 | 31.9378 | 10.612 | 47.4967 | 31.7537 | 15.743 | 1186.7 | 1.0612 | 65.46 | -0.25557 | 1.3168 | 48.9534 | -0.29299 | 48.74 | -1.5923 | 1.2993 | 31.156 | -0.25027 | -19.53 | 0.16174 | -0.41202 | -14.271 | 1.0612 | 65.46 | -0.25557 | 1.3168 | 48.9534 | 1.1346 | 62.85 | -0.095349 | 1.23 | 47.5601 | 0.027541 | 0.87959 | 0.29226 | 1.3081 | 32.6827 | 0.029226 | -0.0080692 | -0.0068927 | 0.029226 | 0.031248 | 1.8028 | 1.3423 | -0.53787 | 1.8028 | 1.7309 | 1.3482 | 0.85806 | -0.39303 | 1.3482 | 1.3098 | 0.027541 | 0.87959 | 0.29226 | 1.3081 | 32.6827 | 0.029226 | -0.0080692 | -0.0068927 | 0.029226 | 0.031248 | 1.8028 | 1.3423 | -0.53787 | 1.8028 | 1.7309 | 1.3482 | 0.85806 | -0.39303 | 1.3482 | 1.3098
211 | 0.31 | 0.2 | South/Central | CA | Fresno.Metro.AP.723890 | 3 | 2081643 | 31.7353 | 10.7635 | 47.4972 | 31.5523 | 15.9449 | 1194.81 | 1.0607 | 57.35 | -0.054154 | 1.1149 | 43.5243 | -0.29345 | 40.63 | -1.3909 | 1.0975 | 25.7269 | -0.25073 | -27.64 | 0.36316 | -0.61389 | -19.7001 | 1.0607 | 57.35 | -0.054154 | 1.1149 | 43.5243 | 1.1341 | 54.74 | 0.10607 | 1.0281 | 42.131 | 0.027541 | 0.87402 | 0.29644 | 1.3081 | 32.906 | 0.029214 | -0.0080818 | -0.0069053 | 0.029214 | 0.031235 | 1.5795 | 1.119 | -0.76123 | 1.5795 | 1.5076 | 1.1987 | 0.70854 | -0.54256 | 1.1987 | 1.1603 | 0.027541 | 0.87402 | 0.29644 | 1.3081 | 32.906 | 0.029214 | -0.0080818 | -0.0069053 | 0.029214 | 0.031235 | 1.5795 | 1.119 | -0.76123 | 1.5795 | 1.5076 | 1.1987 | 0.70854 | -0.54256 | 1.1987 | 1.1603
212 | 0.31 | 0.23 | South/Central | CA | Fresno.Metro.AP.723890 | 3 | 2081643 | 31.1423 | 11.2096 | 47.5002 | 30.9625 | 16.5377 | 1218.68 | 1.0577 | 33.48 | 0.53563 | 0.52209 | 27.5601 | -0.29648 | 16.76 | -0.80112 | 0.50464 | 9.7627 | -0.25376 | -51.51 | 0.95294 | -1.2067 | -35.6643 | 1.0577 | 33.48 | 0.53563 | 0.52209 | 27.5601 | 1.1311 | 30.87 | 0.69585 | 0.43526 | 26.1668 | 0.027541 | 0.85768 | 0.30872 | 1.3082 | 33.5634 | 0.02913 | -0.0081653 | -0.0069889 | 0.02913 | 0.031152 | 0.92207 | 0.46158 | -1.4186 | 0.92207 | 0.85018 | 0.75903 | 0.26887 | -0.98222 | 0.75903 | 0.72065 | 0.027541 | 0.85768 | 0.30872 | 1.3082 | 33.5634 | 0.02913 | -0.0081653 | -0.0069889 | 0.02913 | 0.031152 | 0.92207 | 0.46158 | -1.4186 | 0.92207 | 0.85018 | 0.75903 | 0.26887 | -0.98222 | 0.75903 | 0.72065
213 | 0.31 | 0.25 | South/Central | CA | Fresno.Metro.AP.723890 | 3 | 2081643 | 30.7702 | 11.5126 | 47.5326 | 30.5924 | 16.9402 | 1235.23 | 1.0253 | 16.93 | 0.90567 | 0.11964 | 16.3341 | -0.32889 | 0.21 | -0.43108 | 0.10219 | -1.4632 | -0.28617 | -68.06 | 1.323 | -1.6092 | -46.8902 | 1.0253 | 16.93 | 0.90567 | 0.11964 | 16.3341 | 1.0987 | 14.32 | 1.0659 | 0.032814 | 14.9408 | 0.027541 | 0.84744 | 0.31707 | 1.3091 | 34.0192 | 0.028238 | -0.0090578 | -0.0078813 | 0.028238 | 0.030259 | 0.46627 | 0.0057836 | -1.8744 | 0.46627 | 0.39438 | 0.44985 | -0.040299 | -1.2914 | 0.44985 | 0.41148 | 0.027541 | 0.84744 | 0.31707 | 1.3091 | 34.0192 | 0.028238 | -0.0090578 | -0.0078813 | 0.028238 | 0.030259 | 0.46627 | 0.0057836 | -1.8744 | 0.46627 | 0.39438 | 0.44985 | -0.040299 | -1.2914 | 0.44985 | 0.41148
214 | 0.31 | 0.27 | South/Central | CA | Fresno.Metro.AP.723890 | 3 | 2081643 | 30.8185 | 11.4141 | 47.4725 | 30.6405 | 16.8319 | 1230.17 | 1.0855 | 21.99 | 0.85759 | 0.22786 | 20.011 | -0.26874 | 5.27 | -0.47915 | 0.21041 | 2.2136 | -0.22602 | -63 | 1.2749 | -1.5009 | -43.2134 | 1.0855 | 21.99 | 0.85759 | 0.22786 | 20.011 | 1.1589 | 19.38 | 1.0178 | 0.14103 | 18.6177 | 0.027541 | 0.84877 | 0.31435 | 1.3074 | 33.8799 | 0.029894 | -0.0074013 | -0.0062249 | 0.029894 | 0.031916 | 0.60562 | 0.14514 | -1.7351 | 0.60562 | 0.53374 | 0.55112 | 0.060965 | -1.1901 | 0.55112 | 0.51275 | 0.027541 | 0.84877 | 0.31435 | 1.3074 | 33.8799 | 0.029894 | -0.0074013 | -0.0062249 | 0.029894 | 0.031916 | 0.60562 | 0.14514 | -1.7351 | 0.60562 | 0.53374 | 0.55112 | 0.060965 | -1.1901 | 0.55112 | 0.51275
215 | 0.31 | 0.3 | South/Central | CA | Fresno.Metro.AP.723890 | 3 | 2081643 | 30.6076 | 11.5572 | 47.4745 | 30.4307 | 17.0438 | 1238.7 | 1.0834 | 13.46 | 1.0674 | 0.01599 | 14.293 | -0.27079 | -3.26 | -0.26933 | -0.0014598 | -3.5043 | -0.22808 | -71.53 | 1.4847 | -1.7128 | -48.9313 | 1.0834 | 13.46 | 1.0674 | 0.01599 | 14.293 | 1.1568 | 10.85 | 1.2276 | -0.070836 | 12.8997 | 0.027541 | 0.84296 | 0.31829 | 1.3075 | 34.1148 | 0.029838 | -0.0074578 | -0.0062814 | 0.029838 | 0.031859 | 0.3707 | -0.089783 | -1.97 | 0.3707 | 0.29882 | 0.39364 | -0.096512 | -1.3476 | 0.39364 | 0.35527 | 0.027541 | 0.84296 | 0.31829 | 1.3075 | 34.1148 | 0.029838 | -0.0074578 | -0.0062814 | 0.029838 | 0.031859 | 0.3707 | -0.089783 | -1.97 | 0.3707 | 0.29882 | 0.39364 | -0.096512 | -1.3476 | 0.39364 | 0.35527
216 | 0.31 | 0.32 | South/Central | CA | Fresno.Metro.AP.723890 | 3 | 2081643 | 30.2754 | 11.8303 | 47.5069 | 30.1003 | 17.4066 | 1253.66 | 1.051 | -1.5 | 1.3978 | -0.34675 | 4.1343 | -0.30316 | -18.22 | 0.061034 | -0.3642 | -13.6631 | -0.26045 | -86.49 | 1.8151 | -2.0755 | -59.0901 | 1.051 | -1.5 | 1.3978 | -0.34675 | 4.1343 | 1.1244 | -4.11 | 1.558 | -0.43357 | 2.741 | 0.027541 | 0.83381 | 0.32582 | 1.3084 | 34.5268 | 0.028946 | -0.0083493 | -0.0071729 | 0.028946 | 0.030968 | -0.041311 | -0.50179 | -2.382 | -0.041311 | -0.11319 | 0.11386 | -0.37629 | -1.6274 | 0.11386 | 0.075489 | 0.027541 | 0.83381 | 0.32582 | 1.3084 | 34.5268 | 0.028946 | -0.0083493 | -0.0071729 | 0.028946 | 0.030968 | -0.041311 | -0.50179 | -2.382 | -0.041311 | -0.11319 | 0.11386 | -0.37629 | -1.6274 | 0.11386 | 0.075489
217 | 0.31 | 0.35 | South/Central | CA | Fresno.Metro.AP.723890 | 3 | 2081643 | 29.8021 | 12.2448 | 47.5795 | 29.6296 | 17.9499 | 1276.34 | 0.97842 | -24.18 | 1.8685 | -0.89011 | -11.3918 | -0.37577 | -40.9 | 0.53179 | -0.90756 | -29.1892 | -0.33306 | -109.17 | 2.2858 | -2.6189 | -74.6162 | 0.97842 | -24.18 | 1.8685 | -0.89011 | -11.3918 | 1.0518 | -26.79 | 2.0288 | -0.97694 | -12.7851 | 0.027541 | 0.82077 | 0.33723 | 1.3104 | 35.1514 | 0.026946 | -0.010349 | -0.0091726 | 0.026946 | 0.028968 | -0.66594 | -1.1264 | -3.0066 | -0.66594 | -0.73782 | -0.31374 | -0.80389 | -2.055 | -0.31374 | -0.35211 | 0.027541 | 0.82077 | 0.33723 | 1.3104 | 35.1514 | 0.026946 | -0.010349 | -0.0091726 | 0.026946 | 0.028968 | -0.66594 | -1.1264 | -3.0066 | -0.66594 | -0.73782 | -0.31374 | -0.80389 | -2.055 | -0.31374 | -0.35211
218 | 0.31 | 0.37 | South/Central | CA | Fresno.Metro.AP.723890 | 3 | 2081643 | 29.5013 | 12.5094 | 47.6334 | 29.3305 | 18.3029 | 1291.16 | 0.92456 | -39 | 2.1676 | -1.2431 | -21.5627 | -0.42963 | -55.72 | 0.83087 | -1.2605 | -39.3601 | -0.38692 | -123.99 | 2.5849 | -2.9719 | -84.7871 | 0.92456 | -39 | 2.1676 | -1.2431 | -21.5627 | 0.99796 | -41.61 | 2.3278 | -1.3299 | -22.956 | 0.027541 | 0.81249 | 0.34452 | 1.3119 | 35.5596 | 0.025463 | -0.011832 | -0.010656 | 0.025463 | 0.027485 | -1.0741 | -1.5346 | -3.4148 | -1.0741 | -1.146 | -0.59385 | -1.084 | -2.3351 | -0.59385 | -0.63223 | 0.027541 | 0.81249 | 0.34452 | 1.3119 | 35.5596 | 0.025463 | -0.011832 | -0.010656 | 0.025463 | 0.027485 | -1.0741 | -1.5346 | -3.4148 | -1.0741 | -1.146 | -0.59385 | -1.084 | -2.3351 | -0.59385 | -0.63223
219 | 0.31 | 0.4 | South/Central | CA | Fresno.Metro.AP.723890 | 3 | 2081643 | 29.0863 | 12.9224 | 47.7627 | 28.9177 | 18.845 | 1314.47 | 0.79519 | -62.31 | 2.5804 | -1.7852 | -37.782 | -0.55901 | -79.03 | 1.2436 | -1.8026 | -55.5793 | -0.51629 | -147.3 | 2.9977 | -3.514 | -101.0063 | 0.79519 | -62.31 | 2.5804 | -1.7852 | -37.782 | 0.86859 | -64.92 | 2.7406 | -1.872 | -39.1753 | 0.027541 | 0.80106 | 0.35589 | 1.3154 | 36.2016 | 0.0219 | -0.015395 | -0.014219 | 0.0219 | 0.023922 | -1.7161 | -2.1765 | -4.0568 | -1.7161 | -1.7879 | -1.0405 | -1.5307 | -2.7818 | -1.0405 | -1.0789 | 0.027541 | 0.80106 | 0.35589 | 1.3154 | 36.2016 | 0.0219 | -0.015395 | -0.014219 | 0.0219 | 0.023922 | -1.7161 | -2.1765 | -4.0568 | -1.7161 | -1.7879 | -1.0405 | -1.5307 | -2.7818 | -1.0405 | -1.0789
220 | 0.31 | 0.42 | South/Central | CA | Fresno.Metro.AP.723890 | 3 | 2081643 | 28.8254 | 13.1955 | 47.8649 | 28.6583 | 19.2066 | 1330.2 | 0.69298 | -78.04 | 2.8398 | -2.1468 | -48.8044 | -0.66121 | -94.76 | 1.503 | -2.1643 | -66.6017 | -0.6185 | -163.03 | 3.2571 | -3.8756 | -112.0288 | 0.69298 | -78.04 | 2.8398 | -2.1468 | -48.8044 | 0.76638 | -80.65 | 3 | -2.2336 | -50.1977 | 0.027541 | 0.79388 | 0.36341 | 1.3182 | 36.6348 | 0.019085 | -0.01821 | -0.017034 | 0.019085 | 0.021107 | -2.1493 | -2.6098 | -4.49 | -2.1493 | -2.2212 | -1.3441 | -1.8343 | -3.0854 | -1.3441 | -1.3825 | 0.027541 | 0.79388 | 0.36341 | 1.3182 | 36.6348 | 0.019085 | -0.01821 | -0.017034 | 0.019085 | 0.021107 | -2.1493 | -2.6098 | -4.49 | -2.1493 | -2.2212 | -1.3441 | -1.8343 | -3.0854 | -1.3441 | -1.3825
221 | 0.31 | 0.47 | South/Central | CA | Fresno.Metro.AP.723890 | 3 | 2081643 | 28.1611 | 13.9831 | 48.2396 | 27.9976 | 20.2421 | 1376.22 | 0.31827 | -124.06 | 3.5005 | -3.1823 | -81.4156 | -1.0359 | -140.78 | 2.1638 | -3.1997 | -99.213 | -0.99321 | -209.05 | 3.9178 | -4.911 | -144.64 | 0.31827 | -124.06 | 3.5005 | -3.1823 | -81.4156 | 0.39167 | -126.67 | 3.6607 | -3.2691 | -82.8089 | 0.027541 | 0.77558 | 0.38511 | 1.3286 | 37.9022 | 0.0087653 | -0.02853 | -0.027354 | 0.0087653 | 0.010787 | -3.4167 | -3.8772 | -5.7574 | -3.4167 | -3.4886 | -2.2423 | -2.7324 | -3.9835 | -2.2423 | -2.2806 | 0.027541 | 0.77558 | 0.38511 | 1.3286 | 37.9022 | 0.0087653 | -0.02853 | -0.027354 | 0.0087653 | 0.010787 | -3.4167 | -3.8772 | -5.7574 | -3.4167 | -3.4886 | -2.2423 | -2.7324 | -3.9835 | -2.2423 | -2.2806
222 | 0.32 | 0.17 | South/Central | CA | Fresno.Metro.AP.723890 | 3 | 2081643 | 32.6521 | 10.309 | 47.8181 | 32.464 | 15.3541 | 1174.86 | 0.73985 | 77.3 | -0.9659 | 1.7057 | 55.2906 | -0.61435 | 60.58 | -2.3026 | 1.6883 | 37.4932 | -0.57163 | -7.69 | -0.54858 | -0.023044 | -7.9338 | 0.73985 | 77.3 | -0.9659 | 1.7057 | 55.2906 | 0.81325 | 74.69 | -0.80568 | 1.6189 | 53.8973 | 0.027541 | 0.89927 | 0.28392 | 1.3169 | 32.3566 | 0.020376 | -0.01692 | -0.015743 | 0.020376 | 0.022397 | 2.1289 | 1.6684 | -0.21179 | 2.1289 | 2.057 | 1.5227 | 1.0326 | -0.2185 | 1.5227 | 1.4844 | 0.027541 | 0.89927 | 0.28392 | 1.3169 | 32.3566 | 0.020376 | -0.01692 | -0.015743 | 0.020376 | 0.022397 | 2.1289 | 1.6684 | -0.21179 | 2.1289 | 2.057 | 1.5227 | 1.0326 | -0.2185 | 1.5227 | 1.4844
223 | 0.32 | 0.19 | South/Central | CA | Fresno.Metro.AP.723890 | 3 | 2081643 | 32.2186 | 10.612 | 47.7875 | 32.0329 | 15.7546 | 1190.6 | 0.77043 | 61.56 | -0.53482 | 1.3053 | 44.923 | -0.58376 | 44.84 | -1.8716 | 1.2878 | 27.1257 | -0.54105 | -23.43 | -0.11751 | -0.42354 | -18.3013 | 0.77043 | 61.56 | -0.53482 | 1.3053 | 44.923 | 0.84383 | 58.95 | -0.3746 | 1.2184 | 43.5297 | 0.027541 | 0.88733 | 0.29226 | 1.3161 | 32.7901 | 0.021218 | -0.016077 | -0.014901 | 0.021218 | 0.02324 | 1.6954 | 1.2349 | -0.64528 | 1.6954 | 1.6235 | 1.2372 | 0.74706 | -0.50403 | 1.2372 | 1.1988 | 0.027541 | 0.88733 | 0.29226 | 1.3161 | 32.7901 | 0.021218 | -0.016077 | -0.014901 | 0.021218 | 0.02324 | 1.6954 | 1.2349 | -0.64528 | 1.6954 | 1.6235 | 1.2372 | 0.74706 | -0.50403 | 1.2372 | 1.1988
227 | 0.32 | 0.27 | South/Central | CA | Fresno.Metro.AP.723890 | 3 | 2081643 | 31.0893 | 11.4042 | 47.7433 | 30.9098 | 16.8335 | 1233.43 | 0.81461 | 18.73 | 0.58826 | 0.22635 | 16.5045 | -0.53959 | 2.01 | -0.74848 | 0.2089 | -1.2928 | -0.49687 | -66.26 | 1.0056 | -1.5024 | -46.7199 | 0.81461 | 18.73 | 0.58826 | 0.22635 | 16.5045 | 0.888 | 16.12 | 0.74848 | 0.13952 | 15.1112 | 0.027541 | 0.85622 | 0.31408 | 1.3149 | 33.9697 | 0.022435 | -0.014861 | -0.013684 | 0.022435 | 0.024456 | 0.51584 | 0.055357 | -1.8249 | 0.51584 | 0.44396 | 0.45455 | -0.035606 | -1.2867 | 0.45455 | 0.41618 | 0.027541 | 0.85622 | 0.31408 | 1.3149 | 33.9697 | 0.022435 | -0.014861 | -0.013684 | 0.022435 | 0.024456 | 0.51584 | 0.055357 | -1.8249 | 0.51584 | 0.44396 | 0.45455 | -0.035606 | -1.2867 | 0.45455 | 0.41618
229 | 0.32 | 0.32 | South/Central | CA | Fresno.Metro.AP.723890 | 3 | 2081643 | 30.5462 | 11.8287 | 47.7845 | 30.3697 | 17.4149 | 1257.27 | 0.77337 | -5.11 | 1.1284 | -0.35507 | 0.35767 | -0.58082 | -21.83 | -0.2083 | -0.37252 | -17.4397 | -0.5381 | -90.1 | 1.5458 | -2.0839 | -62.8667 | 0.77337 | -5.11 | 1.1284 | -0.35507 | 0.35767 | 0.84677 | -7.72 | 1.2887 | -0.4419 | -1.0356 | 0.027541 | 0.84127 | 0.32577 | 1.316 | 34.6262 | 0.021299 | -0.015996 | -0.01482 | 0.021299 | 0.023321 | -0.14073 | -0.60122 | -2.4814 | -0.14073 | -0.21262 | 0.0098504 | -0.4803 | -1.7314 | 0.0098504 | -0.028522 | 0.027541 | 0.84127 | 0.32577 | 1.316 | 34.6262 | 0.021299 | -0.015996 | -0.01482 | 0.021299 | 0.023321 | -0.14073 | -0.60122 | -2.4814 | -0.14073 | -0.21262 | 0.0098504 | -0.4803 | -1.7314 | 0.0098504 | -0.028522
231 | 0.32 | 0.37 | South/Central | CA | Fresno.Metro.AP.723890 | 3 | 2081643 | 29.7706 | 12.5063 | 47.9095 | 29.5983 | 18.3112 | 1294.76 | 0.64843 | -42.6 | 1.8998 | -1.2514 | -25.3195 | -0.70576 | -59.32 | 0.56306 | -1.2688 | -43.1168 | -0.66305 | -127.59 | 2.3171 | -2.9802 | -88.5438 | 0.64843 | -42.6 | 1.8998 | -1.2514 | -25.3195 | 0.72183 | -45.21 | 2.06 | -1.3382 | -26.7128 | 0.027541 | 0.81991 | 0.34443 | 1.3195 | 35.6587 | 0.017858 | -0.019437 | -0.018261 | 0.017858 | 0.01988 | -1.1732 | -1.6337 | -3.5139 | -1.1732 | -1.2451 | -0.69732 | -1.1875 | -2.4386 | -0.69732 | -0.73569 | 0.027541 | 0.81991 | 0.34443 | 1.3195 | 35.6587 | 0.017858 | -0.019437 | -0.018261 | 0.017858 | 0.01988 | -1.1732 | -1.6337 | -3.5139 | -1.1732 | -1.2451 | -0.69732 | -1.1875 | -2.4386 | -0.69732 | -0.73569
233 | 0.32 | 0.42 | South/Central | CA | Fresno.Metro.AP.723890 | 3 | 2081643 | 29.0862 | 13.184 | 48.1242 | 28.9177 | 19.2065 | 1333.27 | 0.43366 | -81.11 | 2.5804 | -2.1467 | -52.1202 | -0.92053 | -97.83 | 1.2436 | -2.1642 | -69.9175 | -0.87781 | -166.1 | 2.9977 | -3.8755 | -115.3445 | 0.43366 | -81.11 | 2.5804 | -2.1467 | -52.1202 | 0.50706 | -83.72 | 2.7406 | -2.2335 | -53.5135 | 0.027541 | 0.80106 | 0.3631 | 1.3254 | 36.7193 | 0.011943 | -0.025352 | -0.024176 | 0.011943 | 0.013965 | -2.2338 | -2.6943 | -4.5745 | -2.2338 | -2.3057 | -1.4354 | -1.9256 | -3.1767 | -1.4354 | -1.4738 | 0.027541 | 0.80106 | 0.3631 | 1.3254 | 36.7193 | 0.011943 | -0.025352 | -0.024176 | 0.011943 | 0.013965 | -2.2338 | -2.6943 | -4.5745 | -2.2338 | -2.3057 | -1.4354 | -1.9256 | -3.1767 | -1.4354 | -1.4738
234 | 0.32 | 0.47 | South/Central | CA | Fresno.Metro.AP.723890 | 3 | 2081643 | 28.4204 | 13.9716 | 48.4974 | 28.2555 | 20.242 | 1379.26 | 0.060474 | -127.1 | 3.2426 | -3.1822 | -84.7117 | -1.2937 | -143.82 | 1.9059 | -3.1996 | -102.5091 | -1.251 | -212.09 | 3.6599 | -4.9109 | -147.9361 | 0.060474 | -127.1 | 3.2426 | -3.1822 | -84.7117 | 0.13387 | -129.71 | 3.4029 | -3.269 | -86.105 | 0.027541 | 0.78272 | 0.38479 | 1.3357 | 37.9859 | 0.0016655 | -0.03563 | -0.034454 | 0.0016655 | 0.0036869 | -3.5004 | -3.9609 | -5.8411 | -3.5004 | -3.5723 | -2.333 | -2.8232 | -4.0743 | -2.333 | -2.3714 | 0.027541 | 0.78272 | 0.38479 | 1.3357 | 37.9859 | 0.0016655 | -0.03563 | -0.034454 | 0.0016655 | 0.0036869 | -3.5004 | -3.9609 | -5.8411 | -3.5004 | -3.5723 | -2.333 | -2.8232 | -4.0743 | -2.333 | -2.3714
235 | 0.34 | 0.17 | South/Central | CA | Fresno.Metro.AP.723890 | 3 | 2081643 | 33.1937 | 10.3075 | 48.3782 | 33.0027 | 15.3755 | 1182.35 | 0.17974 | 69.81 | -1.5046 | 1.6843 | 47.5472 | -1.1745 | 53.09 | -2.8413 | 1.6669 | 29.7499 | -1.1317 | -15.18 | -1.0872 | -0.044488 | -15.6771 | 0.17974 | 69.81 | -1.5046 | 1.6843 | 47.5472 | 0.25314 | 67.2 | -1.3443 | 1.5975 | 46.1539 | 0.027541 | 0.91418 | 0.28388 | 1.3324 | 32.5629 | 0.0049502 | -0.032345 | -0.031169 | 0.0049502 | 0.0069716 | 1.9226 | 1.4621 | -0.41807 | 1.9226 | 1.8507 | 1.3095 | 0.81934 | -0.43176 | 1.3095 | 1.2711 | 0.027541 | 0.91418 | 0.28388 | 1.3324 | 32.5629 | 0.0049502 | -0.032345 | -0.031169 | 0.0049502 | 0.0069716 | 1.9226 | 1.4621 | -0.41807 | 1.9226 | 1.8507 | 1.3095 | 0.81934 | -0.43176 | 1.3095 | 1.2711
236 | 0.34 | 0.19 | South/Central | CA | Fresno.Metro.AP.723890 | 3 | 2081643 | 32.7602 | 10.6105 | 48.3476 | 32.5716 | 15.776 | 1198.09 | 0.21031 | 54.07 | -1.0735 | 1.2838 | 37.1794 | -1.1439 | 37.35 | -2.4102 | 1.2664 | 19.382 | -1.1012 | -30.92 | -0.65617 | -0.44499 | -26.045 | 0.21031 | 54.07 | -1.0735 | 1.2838 | 37.1794 | 0.28371 | 51.46 | -0.91327 | 1.197 | 35.7861 | 0.027541 | 0.90224 | 0.29222 | 1.3315 | 32.9964 | 0.0057922 | -0.031503 | -0.030327 | 0.0057922 | 0.0078136 | 1.4891 | 1.0286 | -0.85156 | 1.4891 | 1.4172 | 1.024 | 0.5338 | -0.7173 | 1.024 | 0.98558 | 0.027541 | 0.90224 | 0.29222 | 1.3315 | 32.9964 | 0.0057922 | -0.031503 | -0.030327 | 0.0057922 | 0.0078136 | 1.4891 | 1.0286 | -0.85156 | 1.4891 | 1.4172 | 1.024 | 0.5338 | -0.7173 | 1.024 | 0.98558
237 | 0.34 | 0.2 | South/Central | CA | Fresno.Metro.AP.723890 | 3 | 2081643 | 32.5477 | 10.7536 | 48.3297 | 32.3603 | 15.9695 | 1205.66 | 0.22819 | 46.5 | -0.86215 | 1.0903 | 32.2111 | -1.126 | 29.78 | -2.1989 | 1.0729 | 14.4137 | -1.0833 | -38.49 | -0.44484 | -0.63845 | -31.0133 | 0.22819 | 46.5 | -0.86215 | 1.0903 | 32.2111 | 0.30159 | 43.89 | -0.70193 | 1.0035 | 30.8178 | 0.027541 | 0.89639 | 0.29616 | 1.331 | 33.2048 | 0.0062846 | -0.031011 | -0.029834 | 0.0062846 | 0.0083061 | 1.2806 | 0.82017 | -1.06 | 1.2806 | 1.2088 | 0.88712 | 0.39697 | -0.85413 | 0.88712 | 0.84875 | 0.027541 | 0.89639 | 0.29616 | 1.331 | 33.2048 | 0.0062846 | -0.031011 | -0.029834 | 0.0062846 | 0.0083061 | 1.2806 | 0.82017 | -1.06 | 1.2806 | 1.2088 | 0.88712 | 0.39697 | -0.85413 | 0.88712 | 0.84875
238 | 0.34 | 0.23 | South/Central | CA | Fresno.Metro.AP.723890 | 3 | 2081643 | 31.9531 | 11.208 | 48.3395 | 31.769 | 16.5705 | 1229.93 | 0.21841 | 22.23 | -0.27085 | 0.48926 | 15.9384 | -1.1358 | 5.51 | -1.6076 | 0.47181 | -1.859 | -1.0931 | -62.76 | 0.14646 | -1.2395 | -47.286 | 0.21841 | 22.23 | -0.27085 | 0.48926 | 15.9384 | 0.29181 | 19.62 | -0.11063 | 0.40244 | 14.5451 | 0.027541 | 0.88001 | 0.30868 | 1.3313 | 33.8733 | 0.0060152 | -0.03128 | -0.030104 | 0.0060152 | 0.0080366 | 0.61223 | 0.15175 | -1.7285 | 0.61223 | 0.54035 | 0.43896 | -0.051197 | -1.3023 | 0.43896 | 0.40058 | 0.027541 | 0.88001 | 0.30868 | 1.3313 | 33.8733 | 0.0060152 | -0.03128 | -0.030104 | 0.0060152 | 0.0080366 | 0.61223 | 0.15175 | -1.7285 | 0.61223 | 0.54035 | 0.43896 | -0.051197 | -1.3023 | 0.43896 | 0.40058
239 | 0.34 | 0.25 | South/Central | CA | Fresno.Metro.AP.723890 | 3 | 2081643 | 31.5811 | 11.5011 | 48.3605 | 31.3989 | 16.9615 | 1245.89 | 0.19746 | 6.27 | 0.09919 | 0.098268 | 5.1666 | -1.1567 | -10.45 | -1.2376 | 0.080818 | -12.6308 | -1.114 | -78.72 | 0.51651 | -1.6305 | -58.0578 | 0.19746 | 6.27 | 0.09919 | 0.098268 | 5.1666 | 0.27086 | 3.66 | 0.25941 | 0.011442 | 3.7733 | 0.027541 | 0.86977 | 0.31675 | 1.3319 | 34.3128 | 0.0054381 | -0.031857 | -0.030681 | 0.0054381 | 0.0074596 | 0.17268 | -0.2878 | -2.168 | 0.17268 | 0.1008 | 0.14229 | -0.34786 | -1.599 | 0.14229 | 0.10392 | 0.027541 | 0.86977 | 0.31675 | 1.3319 | 34.3128 | 0.0054381 | -0.031857 | -0.030681 | 0.0054381 | 0.0074596 | 0.17268 | -0.2878 | -2.168 | 0.17268 | 0.1008 | 0.14229 | -0.34786 | -1.599 | 0.14229 | 0.10392
240 | 0.34 | 0.27 | South/Central | CA | Fresno.Metro.AP.723890 | 3 | 2081643 | 31.6294 | 11.4026 | 48.3018 | 31.447 | 16.8548 | 1240.9 | 0.25609 | 11.26 | 0.051115 | 0.20497 | 8.7834 | -1.0981 | -5.46 | -1.2856 | 0.18753 | -9.0139 | -1.0554 | -73.73 | 0.46843 | -1.5238 | -54.4409 | 0.25609 | 11.26 | 0.051115 | 0.20497 | 8.7834 | 0.32949 | 8.65 | 0.21134 | 0.11815 | 7.3901 | 0.027541 | 0.8711 | 0.31404 | 1.3303 | 34.1754 | 0.0070529 | -0.030243 | -0.029066 | 0.0070529 | 0.0090743 | 0.31011 | -0.15037 | -2.0306 | 0.31011 | 0.23823 | 0.2419 | -0.24825 | -1.4993 | 0.2419 | 0.20353 | 0.027541 | 0.8711 | 0.31404 | 1.3303 | 34.1754 | 0.0070529 | -0.030243 | -0.029066 | 0.0070529 | 0.0090743 | 0.31011 | -0.15037 | -2.0306 | 0.31011 | 0.23823 | 0.2419 | -0.24825 | -1.4993 | 0.2419 | 0.20353
241 | 0.34 | 0.3 | South/Central | CA | Fresno.Metro.AP.723890 | 3 | 2081643 | 31.4185 | 11.5441 | 48.2939 | 31.2372 | 17.0568 | 1248.9 | 0.26396 | 3.26 | 0.26093 | 0.003029 | 3.4591 | -1.0902 | -13.46 | -1.0758 | -0.01442 | -14.3383 | -1.0475 | -81.73 | 0.67825 | -1.7258 | -59.7653 | 0.26396 | 3.26 | 0.26093 | 0.003029 | 3.4591 | 0.33736 | 0.65 | 0.42116 | -0.083797 | 2.0658 | 0.027541 | 0.86529 | 0.31794 | 1.3301 | 34.3957 | 0.0072697 | -0.030026 | -0.028849 | 0.0072697 | 0.0092912 | 0.089783 | -0.3707 | -2.2509 | 0.089783 | 0.017902 | 0.095266 | -0.39489 | -1.646 | 0.095266 | 0.056894 | 0.027541 | 0.86529 | 0.31794 | 1.3301 | 34.3957 | 0.0072697 | -0.030026 | -0.028849 | 0.0072697 | 0.0092912 | 0.089783 | -0.3707 | -2.2509 | 0.089783 | 0.017902 | 0.095266 | -0.39489 | -1.646 | 0.095266 | 0.056894
242 | 0.34 | 0.32 | South/Central | CA | Fresno.Metro.AP.723890 | 3 | 2081643 | 31.0779 | 11.8087 | 48.3079 | 30.8984 | 17.4095 | 1263.25 | 0.25001 | -11.09 | 0.5997 | -0.34969 | -6.1948 | -1.1042 | -27.81 | -0.73705 | -0.36714 | -23.9922 | -1.0615 | -96.08 | 1.017 | -2.0785 | -69.4192 | 0.25001 | -11.09 | 0.5997 | -0.34969 | -6.1948 | 0.32341 | -13.7 | 0.75992 | -0.43651 | -7.5881 | 0.027541 | 0.85591 | 0.32522 | 1.3304 | 34.7909 | 0.0068855 | -0.03041 | -0.029234 | 0.0068855 | 0.008907 | -0.30543 | -0.76591 | -2.6461 | -0.30543 | -0.37731 | -0.17061 | -0.66076 | -1.9119 | -0.17061 | -0.20898 | 0.027541 | 0.85591 | 0.32522 | 1.3304 | 34.7909 | 0.0068855 | -0.03041 | -0.029234 | 0.0068855 | 0.008907 | -0.30543 | -0.76591 | -2.6461 | -0.30543 | -0.37731 | -0.17061 | -0.66076 | -1.9119 | -0.17061 | -0.20898
243 | 0.34 | 0.35 | South/Central | CA | Fresno.Metro.AP.723890 | 3 | 2081643 | 30.5945 | 12.2133 | 48.3606 | 30.4177 | 17.9429 | 1285.31 | 0.1973 | -33.15 | 1.0804 | -0.88307 | -21.1982 | -1.1569 | -49.87 | -0.25637 | -0.90052 | -38.9956 | -1.1142 | -118.14 | 1.4977 | -2.6119 | -84.4226 | 0.1973 | -33.15 | 1.0804 | -0.88307 | -21.1982 | 0.27069 | -35.76 | 1.2406 | -0.9699 | -22.5915 | 0.027541 | 0.8426 | 0.33636 | 1.3319 | 35.3985 | 0.0054337 | -0.031862 | -0.030685 | 0.0054337 | 0.0074551 | -0.91298 | -1.3735 | -3.2537 | -0.91298 | -0.98486 | -0.58382 | -1.074 | -2.3251 | -0.58382 | -0.62219 | 0.027541 | 0.8426 | 0.33636 | 1.3319 | 35.3985 | 0.0054337 | -0.031862 | -0.030685 | 0.0054337 | 0.0074551 | -0.91298 | -1.3735 | -3.2537 | -0.91298 | -0.98486 | -0.58382 | -1.074 | -2.3251 | -0.58382 | -0.62219
244 | 0.34 | 0.37 | South/Central | CA | Fresno.Metro.AP.723890 | 3 | 2081643 | 30.2923 | 12.4863 | 48.4212 | 30.1171 | 18.3041 | 1300.53 | 0.13668 | -48.37 | 1.381 | -1.2443 | -31.678 | -1.2175 | -65.09 | 0.044235 | -1.2618 | -49.4754 | -1.1748 | -133.36 | 1.7983 | -2.9731 | -94.9024 | 0.13668 | -48.37 | 1.381 | -1.2443 | -31.678 | 0.21008 | -50.98 | 1.5412 | -1.3311 | -33.0713 | 0.027541 | 0.83427 | 0.34388 | 1.3336 | 35.8176 | 0.0037642 | -0.033531 | -0.032355 | 0.0037642 | 0.0057856 | -1.3321 | -1.7926 | -3.6728 | -1.3321 | -1.404 | -0.87244 | -1.3626 | -2.6137 | -0.87244 | -0.91081 | 0.027541 | 0.83427 | 0.34388 | 1.3336 | 35.8176 | 0.0037642 | -0.033531 | -0.032355 | 0.0037642 | 0.0057856 | -1.3321 | -1.7926 | -3.6728 | -1.3321 | -1.404 | -0.87244 | -1.3626 | -2.6137 | -0.87244 | -0.91081
245 | 0.34 | 0.4 | South/Central | CA | Fresno.Metro.AP.723890 | 3 | 2081643 | 29.8772 | 12.8909 | 48.5422 | 29.7044 | 18.8379 | 1323.4 | 0.015687 | -71.24 | 1.7937 | -1.778 | -47.5649 | -1.3385 | -87.96 | 0.45699 | -1.7955 | -65.3622 | -1.2958 | -156.23 | 2.2111 | -3.5068 | -110.7892 | 0.015687 | -71.24 | 1.7937 | -1.778 | -47.5649 | 0.089084 | -73.85 | 1.954 | -1.8649 | -48.9582 | 0.027541 | 0.82284 | 0.35503 | 1.3369 | 36.4475 | 0.00043203 | -0.036864 | -0.035687 | 0.00043203 | 0.0024535 | -1.962 | -2.4225 | -4.3027 | -1.962 | -2.0339 | -1.31 | -1.8001 | -3.0512 | -1.31 | -1.3483 | 0.027541 | 0.82284 | 0.35503 | 1.3369 | 36.4475 | 0.00043203 | -0.036864 | -0.035687 | 0.00043203 | 0.0024535 | -1.962 | -2.4225 | -4.3027 | -1.962 | -2.0339 | -1.31 | -1.8001 | -3.0512 | -1.31 | -1.3483
246 | 0.34 | 0.42 | South/Central | CA | Fresno.Metro.AP.723890 | 3 | 2081643 | 29.6064 | 13.164 | 48.6345 | 29.435 | 19.1994 | 1339.02 | -0.076544 | -86.86 | 2.0631 | -2.1396 | -58.4581 | -1.4307 | -103.58 | 0.72632 | -2.1571 | -76.2555 | -1.388 | -171.85 | 2.4804 | -3.8684 | -121.6825 | -0.076544 | -86.86 | 2.0631 | -2.1396 | -58.4581 | -0.0031463 | -89.47 | 2.2233 | -2.2264 | -59.8514 | 0.027541 | 0.81538 | 0.36255 | 1.3394 | 36.8777 | -0.0021081 | -0.039404 | -0.038227 | -0.0021081 | -8.6653e-05 | -2.3922 | -2.8527 | -4.7329 | -2.3922 | -2.4641 | -1.61 | -2.1001 | -3.3512 | -1.61 | -1.6484 | 0.027541 | 0.81538 | 0.36255 | 1.3394 | 36.8777 | -0.0021081 | -0.039404 | -0.038227 | -0.0021081 | -8.6653e-05 | -2.3922 | -2.8527 | -4.7329 | -2.3922 | -2.4641 | -1.61 | -2.1001 | -3.3512 | -1.61 | -1.6484
247 | 0.34 | 0.47 | South/Central | CA | Fresno.Metro.AP.723890 | 3 | 2081643 | 28.9321 | 13.9501 | 48.9976 | 28.7644 | 20.2333 | 1384.83 | -0.43974 | -132.67 | 2.7337 | -3.1735 | -90.8789 | -1.7939 | -149.39 | 1.397 | -3.1909 | -108.6763 | -1.7512 | -217.66 | 3.151 | -4.9023 | -154.1033 | -0.43974 | -132.67 | 2.7337 | -3.1735 | -90.8789 | -0.36634 | -135.28 | 2.8939 | -3.2603 | -92.2722 | 0.027541 | 0.79681 | 0.3842 | 1.3494 | 38.1393 | -0.012111 | -0.049406 | -0.04823 | -0.012111 | -0.010089 | -3.6538 | -4.1143 | -5.9945 | -3.6538 | -3.7257 | -2.5029 | -2.993 | -4.2441 | -2.5029 | -2.5413 | 0.027541 | 0.79681 | 0.3842 | 1.3494 | 38.1393 | -0.012111 | -0.049406 | -0.04823 | -0.012111 | -0.010089 | -3.6538 | -4.1143 | -5.9945 | -3.6538 | -3.7257 | -2.5029 | -2.993 | -4.2441 | -2.5029 | -2.5413
248 | 0.2 | 0.21 | South/Central | CA | Fresno.Metro.AP.723890 | 3 | 2081643 | 28.349 | 10.981 | 44.2783 | 28.1844 | 16.0939 | 1162.75 | 4.2796 | 89.41 | 3.3137 | 0.96595 | 80.7122 | 2.9254 | 72.69 | 1.9769 | 0.9485 | 62.9148 | 2.9681 | 4.42 | 3.731 | -0.76285 | 17.4878 | 4.2796 | 89.41 | 3.3137 | 0.96595 | 80.7122 | 4.353 | 86.8 | 3.4739 | 0.87912 | 79.3189 | 0.027541 | 0.78076 | 0.30243 | 1.2195 | 32.0231 | 0.11786 | 0.080568 | 0.081745 | 0.11786 | 0.11989 | 2.4624 | 2.0019 | 0.12173 | 2.4624 | 2.3905 | 2.2229 | 1.7327 | 0.48163 | 2.2229 | 2.1845 | 0.027541 | 0.78076 | 0.30243 | 1.2195 | 32.0231 | 0.11786 | 0.080568 | 0.081745 | 0.11786 | 0.11989 | 2.4624 | 2.0019 | 0.12173 | 2.4624 | 2.3905 | 2.2229 | 1.7327 | 0.48163 | 2.2229 | 2.1845
249 | 0.21 | 0.21 | South/Central | CA | Fresno.Metro.AP.723890 | 3 | 2081643 | 28.6482 | 10.9711 | 44.5776 | 28.482 | 16.0955 | 1166.35 | 3.9804 | 85.81 | 3.0161 | 0.96426 | 76.8376 | 2.6262 | 69.09 | 1.6794 | 0.94681 | 59.0402 | 2.6689 | 0.82 | 3.4334 | -0.76453 | 13.6132 | 3.9804 | 85.81 | 3.0161 | 0.96426 | 76.8376 | 4.0538 | 83.2 | 3.1763 | 0.87743 | 75.4443 | 0.027541 | 0.78899 | 0.30215 | 1.2277 | 32.1222 | 0.10962 | 0.072327 | 0.073503 | 0.10962 | 0.11164 | 2.3633 | 1.9028 | 0.022583 | 2.3633 | 2.2914 | 2.1162 | 1.626 | 0.37492 | 2.1162 | 2.0778 | 0.027541 | 0.78899 | 0.30215 | 1.2277 | 32.1222 | 0.10962 | 0.072327 | 0.073503 | 0.10962 | 0.11164 | 2.3633 | 1.9028 | 0.022583 | 2.3633 | 2.2914 | 2.1162 | 1.626 | 0.37492 | 2.1162 | 2.0778
250 | 0.22 | 0.21 | South/Central | CA | Fresno.Metro.AP.723890 | 3 | 2081643 | 28.9405 | 10.9611 | 44.8699 | 28.7727 | 16.0972 | 1169.87 | 3.688 | 82.29 | 2.7254 | 0.96261 | 73.0525 | 2.3338 | 65.57 | 1.3887 | 0.94517 | 55.2552 | 2.3765 | -2.7 | 3.1427 | -0.76618 | 9.8282 | 3.688 | 82.29 | 2.7254 | 0.96261 | 73.0525 | 3.7614 | 79.68 | 2.8856 | 0.87579 | 71.6593 | 0.027541 | 0.79705 | 0.30188 | 1.2358 | 32.2192 | 0.10157 | 0.064275 | 0.065452 | 0.10157 | 0.10359 | 2.2663 | 1.8059 | -0.07436 | 2.2663 | 2.1945 | 2.0119 | 1.5218 | 0.27068 | 2.0119 | 1.9736 | 0.027541 | 0.79705 | 0.30188 | 1.2358 | 32.2192 | 0.10157 | 0.064275 | 0.065452 | 0.10157 | 0.10359 | 2.2663 | 1.8059 | -0.07436 | 2.2663 | 2.1945 | 2.0119 | 1.5218 | 0.27068 | 2.0119 | 1.9736
251 | 0.23 | 0.21 | South/Central | CA | Fresno.Metro.AP.723890 | 3 | 2081643 | 29.2313 | 10.9596 | 45.1691 | 29.0619 | 16.1073 | 1173.82 | 3.3888 | 78.34 | 2.4362 | 0.95253 | 68.9524 | 2.0346 | 61.62 | 1.0995 | 0.93508 | 51.1551 | 2.0773 | -6.65 | 2.8535 | -0.77626 | 5.7281 | 3.3888 | 78.34 | 2.4362 | 0.95253 | 68.9524 | 3.4622 | 75.73 | 2.5965 | 0.86571 | 67.5591 | 0.027541 | 0.80505 | 0.30184 | 1.244 | 32.3279 | 0.093329 | 0.056034 | 0.05721 | 0.093329 | 0.095351 | 2.1575 | 1.6971 | -0.18315 | 2.1575 | 2.0857 | 1.899 | 1.4089 | 0.15776 | 1.899 | 1.8606 | 0.027541 | 0.80505 | 0.30184 | 1.244 | 32.3279 | 0.093329 | 0.056034 | 0.05721 | 0.093329 | 0.095351 | 2.1575 | 1.6971 | -0.18315 | 2.1575 | 2.0857 | 1.899 | 1.4089 | 0.15776 | 1.899 | 1.8606
252 | 0.24 | 0.21 | South/Central | CA | Fresno.Metro.AP.723890 | 3 | 2081643 | 29.522 | 10.958 | 45.4684 | 29.351 | 16.1173 | 1177.76 | 3.0895 | 74.4 | 2.1471 | 0.94248 | 64.8532 | 1.7353 | 57.68 | 0.81032 | 0.92503 | 47.0559 | 1.7781 | -10.59 | 2.5644 | -0.78632 | 1.6288 | 3.0895 | 74.4 | 2.1471 | 0.94248 | 64.8532 | 3.1629 | 71.79 | 2.3073 | 0.85565 | 63.4599 | 0.027541 | 0.81306 | 0.30179 | 1.2522 | 32.4365 | 0.085088 | 0.047793 | 0.048969 | 0.085088 | 0.08711 | 2.049 | 1.5886 | -0.29166 | 2.049 | 1.9772 | 1.7861 | 1.296 | 0.04486 | 1.7861 | 1.7477 | 0.027541 | 0.81306 | 0.30179 | 1.2522 | 32.4365 | 0.085088 | 0.047793 | 0.048969 | 0.085088 | 0.08711 | 2.049 | 1.5886 | -0.29166 | 2.049 | 1.9772 | 1.7861 | 1.296 | 0.04486 | 1.7861 | 1.7477
253 | 0.25 | 0.21 | South/Central | CA | Fresno.Metro.AP.723890 | 3 | 2081643 | 29.8113 | 10.948 | 45.7576 | 29.6387 | 16.1189 | 1181.24 | 2.8003 | 70.92 | 1.8594 | 0.94088 | 61.1091 | 1.4461 | 54.2 | 0.52267 | 0.92343 | 43.3118 | 1.4888 | -14.07 | 2.2767 | -0.78791 | -2.1152 | 2.8003 | 70.92 | 1.8594 | 0.94088 | 61.1091 | 2.8737 | 68.31 | 2.0196 | 0.85406 | 59.7159 | 0.027541 | 0.82103 | 0.30152 | 1.2602 | 32.5323 | 0.077122 | 0.039827 | 0.041003 | 0.077122 | 0.079144 | 1.9532 | 1.4927 | -0.3875 | 1.9532 | 1.8813 | 1.683 | 1.1928 | -0.058255 | 1.683 | 1.6446 | 0.027541 | 0.82103 | 0.30152 | 1.2602 | 32.5323 | 0.077122 | 0.039827 | 0.041003 | 0.077122 | 0.079144 | 1.9532 | 1.4927 | -0.3875 | 1.9532 | 1.8813 | 1.683 | 1.1928 | -0.058255 | 1.683 | 1.6446
254 | 0.26 | 0.21 | South/Central | CA | Fresno.Metro.AP.723890 | 3 | 2081643 | 30.1035 | 10.9381 | 46.04 | 29.9294 | 16.1106 | 1184.24 | 2.5179 | 67.92 | 1.5687 | 0.94921 | 57.7198 | 1.1637 | 51.2 | 0.23198 | 0.93176 | 39.9225 | 1.2065 | -17.07 | 1.986 | -0.77958 | -5.5045 | 2.5179 | 67.92 | 1.5687 | 0.94921 | 57.7198 | 2.5913 | 65.31 | 1.7289 | 0.86239 | 56.3265 | 0.027541 | 0.82908 | 0.30124 | 1.268 | 32.6149 | 0.069346 | 0.03205 | 0.033227 | 0.069346 | 0.071367 | 1.8706 | 1.4101 | -0.47012 | 1.8706 | 1.7987 | 1.5897 | 1.0995 | -0.1516 | 1.5897 | 1.5513 | 0.027541 | 0.82908 | 0.30124 | 1.268 | 32.6149 | 0.069346 | 0.03205 | 0.033227 | 0.069346 | 0.071367 | 1.8706 | 1.4101 | -0.47012 | 1.8706 | 1.7987 | 1.5897 | 1.0995 | -0.1516 | 1.5897 | 1.5513
255 | 0.27 | 0.21 | South/Central | CA | Fresno.Metro.AP.723890 | 3 | 2081643 | 30.3928 | 10.9365 | 46.3376 | 30.217 | 16.1206 | 1188.17 | 2.2203 | 63.99 | 1.2811 | 0.93923 | 53.6429 | 0.8661 | 47.27 | -0.055673 | 0.92178 | 35.8455 | 0.90882 | -21 | 1.6984 | -0.78957 | -9.5815 | 2.2203 | 63.99 | 1.2811 | 0.93923 | 53.6429 | 2.2937 | 61.38 | 1.4413 | 0.8524 | 52.2496 | 0.027541 | 0.83704 | 0.3012 | 1.2762 | 32.7232 | 0.061149 | 0.023853 | 0.02503 | 0.061149 | 0.06317 | 1.7623 | 1.3019 | -0.57836 | 1.7623 | 1.6905 | 1.4774 | 0.98721 | -0.26388 | 1.4774 | 1.439 | 0.027541 | 0.83704 | 0.3012 | 1.2762 | 32.7232 | 0.061149 | 0.023853 | 0.02503 | 0.061149 | 0.06317 | 1.7623 | 1.3019 | -0.57836 | 1.7623 | 1.6905 | 1.4774 | 0.98721 | -0.26388 | 1.4774 | 1.439
256 | 0.28 | 0.21 | South/Central | CA | Fresno.Metro.AP.723890 | 3 | 2081643 | 30.6835 | 10.9281 | 46.63 | 30.5062 | 16.1237 | 1191.75 | 1.928 | 60.41 | 0.9919 | 0.93606 | 49.817 | 0.57377 | 43.69 | -0.34484 | 0.91861 | 32.0197 | 0.61648 | -24.58 | 1.4092 | -0.79273 | -13.4073 | 1.928 | 60.41 | 0.9919 | 0.93606 | 49.817 | 2.0014 | 57.8 | 1.1521 | 0.84923 | 48.4238 | 0.027541 | 0.84505 | 0.30097 | 1.2842 | 32.8218 | 0.053098 | 0.015802 | 0.016978 | 0.053098 | 0.055119 | 1.6637 | 1.2033 | -0.67695 | 1.6637 | 1.5919 | 1.372 | 0.88185 | -0.36925 | 1.372 | 1.3336 | 0.027541 | 0.84505 | 0.30097 | 1.2842 | 32.8218 | 0.053098 | 0.015802 | 0.016978 | 0.053098 | 0.055119 | 1.6637 | 1.2033 | -0.67695 | 1.6637 | 1.5919 | 1.372 | 0.88185 | -0.36925 | 1.372 | 1.3336
257 | 0.29 | 0.21 | South/Central | CA | Fresno.Metro.AP.723890 | 3 | 2081643 | 30.9727 | 10.9181 | 46.9192 | 30.7939 | 16.1253 | 1195.23 | 1.6388 | 56.93 | 0.70425 | 0.93451 | 46.0747 | 0.28457 | 40.21 | -0.63249 | 0.91706 | 28.2773 | 0.32728 | -28.06 | 1.1216 | -0.79428 | -17.1497 | 1.6388 | 56.93 | 0.70425 | 0.93451 | 46.0747 | 1.7122 | 54.32 | 0.86447 | 0.84768 | 44.6814 | 0.027541 | 0.85301 | 0.30069 | 1.2922 | 32.9176 | 0.045133 | 0.0078372 | 0.0090136 | 0.045133 | 0.047154 | 1.5679 | 1.1074 | -0.7728 | 1.5679 | 1.496 | 1.2689 | 0.77878 | -0.47232 | 1.2689 | 1.2306 | 0.027541 | 0.85301 | 0.30069 | 1.2922 | 32.9176 | 0.045133 | 0.0078372 | 0.0090136 | 0.045133 | 0.047154 | 1.5679 | 1.1074 | -0.7728 | 1.5679 | 1.496 | 1.2689 | 0.77878 | -0.47232 | 1.2689 | 1.2306
258 | 0.3 | 0.21 | South/Central | CA | Fresno.Metro.AP.723890 | 3 | 2081643 | 31.255 | 10.9165 | 47.2099 | 31.0746 | 16.1353 | 1199.07 | 1.348 | 53.09 | 0.42348 | 0.92454 | 42.0863 | -0.0061805 | 36.37 | -0.91327 | 0.90709 | 24.2889 | 0.036536 | -31.9 | 0.84079 | -0.80426 | -21.1381 | 1.348 | 53.09 | 0.42348 | 0.92454 | 42.0863 | 1.4214 | 50.48 | 0.5837 | 0.83771 | 40.693 | 0.027541 | 0.86079 | 0.30065 | 1.3002 | 33.0234 | 0.037125 | -0.00017022 | 0.0010062 | 0.037125 | 0.039147 | 1.4621 | 1.0017 | -0.87855 | 1.4621 | 1.3903 | 1.1591 | 0.66894 | -0.58216 | 1.1591 | 1.1207 | 0.027541 | 0.86079 | 0.30065 | 1.3002 | 33.0234 | 0.037125 | -0.00017022 | 0.0010062 | 0.037125 | 0.039147 | 1.4621 | 1.0017 | -0.87855 | 1.4621 | 1.3903 | 1.1591 | 0.66894 | -0.58216 | 1.1591 | 1.1207
259 | 0.31 | 0.21 | South/Central | CA | Fresno.Metro.AP.723890 | 3 | 2081643 | 31.5259 | 10.9066 | 47.4808 | 31.344 | 16.1369 | 1202.34 | 1.0771 | 49.82 | 0.15415 | 0.92294 | 38.5767 | -0.2771 | 33.1 | -1.1826 | 0.9055 | 20.7794 | -0.23439 | -35.17 | 0.57146 | -0.80585 | -24.6476 | 1.0771 | 49.82 | 0.15415 | 0.92294 | 38.5767 | 1.1505 | 47.21 | 0.31437 | 0.83612 | 37.1835 | 0.027541 | 0.86825 | 0.30038 | 1.3077 | 33.1134 | 0.029664 | -0.0076317 | -0.0064552 | 0.029664 | 0.031685 | 1.3721 | 0.9116 | -0.96861 | 1.3721 | 1.3002 | 1.0624 | 0.57228 | -0.67882 | 1.0624 | 1.0241 | 0.027541 | 0.86825 | 0.30038 | 1.3077 | 33.1134 | 0.029664 | -0.0076317 | -0.0064552 | 0.029664 | 0.031685 | 1.3721 | 0.9116 | -0.96861 | 1.3721 | 1.3002 | 1.0624 | 0.57228 | -0.67882 | 1.0624 | 1.0241
260 | 0.32 | 0.21 | South/Central | CA | Fresno.Metro.AP.723890 | 3 | 2081643 | 31.8051 | 10.9066 | 47.77 | 31.6217 | 16.1483 | 1206.21 | 0.78789 | 45.95 | -0.12359 | 0.91147 | 34.5679 | -0.56631 | 29.23 | -1.4603 | 0.89403 | 16.7705 | -0.52359 | -39.04 | 0.29373 | -0.81732 | -28.6565 | 0.78789 | 45.95 | -0.12359 | 0.91147 | 34.5679 | 0.86129 | 43.34 | 0.036637 | 0.82465 | 33.1746 | 0.027541 | 0.87594 | 0.30038 | 1.3156 | 33.22 | 0.021699 | -0.015597 | -0.01442 | 0.021699 | 0.02372 | 1.2655 | 0.80502 | -1.0752 | 1.2655 | 1.1936 | 0.95203 | 0.46187 | -0.78922 | 0.95203 | 0.91366 | 0.027541 | 0.87594 | 0.30038 | 1.3156 | 33.22 | 0.021699 | -0.015597 | -0.01442 | 0.021699 | 0.02372 | 1.2655 | 0.80502 | -1.0752 | 1.2655 | 1.1936 | 0.95203 | 0.46187 | -0.78922 | 0.95203 | 0.91366
261 | 0.33 | 0.21 | South/Central | CA | Fresno.Metro.AP.723890 | 3 | 2081643 | 32.0759 | 10.9051 | 48.0493 | 31.891 | 16.1583 | 1209.92 | 0.50859 | 42.24 | -0.39292 | 0.90151 | 30.7261 | -0.84561 | 25.52 | -1.7297 | 0.88406 | 12.9288 | -0.80289 | -42.75 | 0.024397 | -0.82729 | -32.4982 | 0.50859 | 42.24 | -0.39292 | 0.90151 | 30.7261 | 0.58198 | 39.63 | -0.2327 | 0.81468 | 29.3328 | 0.027541 | 0.8834 | 0.30033 | 1.3233 | 33.3222 | 0.014007 | -0.023289 | -0.022112 | 0.014007 | 0.016028 | 1.1633 | 0.70284 | -1.1774 | 1.1633 | 1.0914 | 0.84622 | 0.35607 | -0.89503 | 0.84622 | 0.80785 | 0.027541 | 0.8834 | 0.30033 | 1.3233 | 33.3222 | 0.014007 | -0.023289 | -0.022112 | 0.014007 | 0.016028 | 1.1633 | 0.70284 | -1.1774 | 1.1633 | 1.0914 | 0.84622 | 0.35607 | -0.89503 | 0.84622 | 0.80785
262 | 0.34 | 0.21 | South/Central | CA | Fresno.Metro.AP.723890 | 3 | 2081643 | 32.3467 | 10.9051 | 48.3301 | 32.1604 | 16.1698 | 1213.71 | 0.22778 | 38.45 | -0.66225 | 0.89003 | 26.8247 | -1.1264 | 21.73 | -1.999 | 0.87258 | 9.0273 | -1.0837 | -46.54 | -0.24494 | -0.83876 | -36.3997 | 0.22778 | 38.45 | -0.66225 | 0.89003 | 26.8247 | 0.30118 | 35.84 | -0.50203 | 0.80321 | 25.4314 | 0.027541 | 0.89085 | 0.30033 | 1.3311 | 33.4266 | 0.0062733 | -0.031022 | -0.029846 | 0.0062733 | 0.0082947 | 1.0589 | 0.59846 | -1.2817 | 1.0589 | 0.98706 | 0.73877 | 0.24862 | -1.0025 | 0.73877 | 0.7004 | 0.027541 | 0.89085 | 0.30033 | 1.3311 | 33.4266 | 0.0062733 | -0.031022 | -0.029846 | 0.0062733 | 0.0082947 | 1.0589 | 0.59846 | -1.2817 | 1.0589 | 0.98706 | 0.73877 | 0.24862 | -1.0025 | 0.73877 | 0.7004
263 | 0.35 | 0.21 | South/Central | CA | Fresno.Metro.AP.723890 | 3 | 2081643 | 32.6076 | 10.905 | 48.601 | 32.4198 | 16.1813 | 1217.38 | -0.043136 | 34.78 | -0.92167 | 0.87853 | 23.0489 | -1.3973 | 18.06 | -2.2584 | 0.86108 | 5.2515 | -1.3546 | -50.21 | -0.50435 | -0.85026 | -40.1755 | -0.043136 | 34.78 | -0.92167 | 0.87853 | 23.0489 | 0.030262 | 32.17 | -0.76144 | 0.7917 | 21.6556 | 0.027541 | 0.89804 | 0.30033 | 1.3385 | 33.5276 | -0.001188 | -0.038484 | -0.037307 | -0.001188 | 0.00083344 | 0.95787 | 0.49739 | -1.3828 | 0.95787 | 0.88599 | 0.63479 | 0.14463 | -1.1065 | 0.63479 | 0.59641 | 0.027541 | 0.89804 | 0.30033 | 1.3385 | 33.5276 | -0.001188 | -0.038484 | -0.037307 | -0.001188 | 0.00083344 | 0.95787 | 0.49739 | -1.3828 | 0.95787 | 0.88599 | 0.63479 | 0.14463 | -1.1065 | 0.63479 | 0.59641
264 | 0.36 | 0.21 | South/Central | CA | Fresno.Metro.AP.723890 | 3 | 2081643 | 32.8784 | 10.9035 | 48.8803 | 32.6891 | 16.1912 | 1221.08 | -0.3224 | 31.08 | -1.191 | 0.8686 | 19.2087 | -1.6766 | 14.36 | -2.5277 | 0.85115 | 1.4114 | -1.6339 | -53.91 | -0.77368 | -0.86019 | -44.0157 | -0.3224 | 31.08 | -1.191 | 0.8686 | 19.2087 | -0.249 | 28.47 | -1.0308 | 0.78178 | 17.8154 | 0.027541 | 0.9055 | 0.30029 | 1.3462 | 33.6295 | -0.008879 | -0.046175 | -0.044998 | -0.008879 | -0.0068576 | 0.85597 | 0.39549 | -1.4847 | 0.85597 | 0.78409 | 0.52902 | 0.03887 | -1.2122 | 0.52902 | 0.49065 | 0.027541 | 0.9055 | 0.30029 | 1.3462 | 33.6295 | -0.008879 | -0.046175 | -0.044998 | -0.008879 | -0.0068576 | 0.85597 | 0.39549 | -1.4847 | 0.85597 | 0.78409 | 0.52902 | 0.03887 | -1.2122 | 0.52902 | 0.49065
265 | 0.37 | 0.21 | South/Central | CA | Fresno.Metro.AP.723890 | 3 | 2081643 | 33.1392 | 10.9035 | 49.1512 | 32.9485 | 16.2027 | 1224.75 | -0.59325 | 27.41 | -1.4504 | 0.85716 | 15.4353 | -1.9474 | 10.69 | -2.7872 | 0.83971 | -2.3621 | -1.9047 | -57.58 | -1.0331 | -0.87164 | -47.7891 | -0.59325 | 27.41 | -1.4504 | 0.85716 | 15.4353 | -0.51986 | 24.8 | -1.2902 | 0.77033 | 14.042 | 0.027541 | 0.91268 | 0.30029 | 1.3537 | 33.7306 | -0.016339 | -0.053634 | -0.052458 | -0.016339 | -0.014317 | 0.75489 | 0.29441 | -1.5858 | 0.75489 | 0.68301 | 0.4251 | -0.065053 | -1.3161 | 0.4251 | 0.38673 | 0.027541 | 0.91268 | 0.30029 | 1.3537 | 33.7306 | -0.016339 | -0.053634 | -0.052458 | -0.016339 | -0.014317 | 0.75489 | 0.29441 | -1.5858 | 0.75489 | 0.68301 | 0.4251 | -0.065053 | -1.3161 | 0.4251 | 0.38673
266 | 0.38 | 0.21 | South/Central | CA | Fresno.Metro.AP.723890 | 3 | 2081643 | 33.4 | 10.9036 | 49.4205 | 33.2079 | 16.2126 | 1228.34 | -0.86259 | 23.82 | -1.7098 | 0.84724 | 11.7223 | -2.2168 | 7.1 | -3.0466 | 0.82979 | -6.0751 | -2.1741 | -61.17 | -1.2925 | -0.88156 | -51.5021 | -0.86259 | 23.82 | -1.7098 | 0.84724 | 11.7223 | -0.78919 | 21.21 | -1.5496 | 0.76041 | 10.329 | 0.027541 | 0.91986 | 0.30029 | 1.3611 | 33.8295 | -0.023756 | -0.061052 | -0.059876 | -0.023756 | -0.021735 | 0.65602 | 0.19554 | -1.6847 | 0.65602 | 0.58414 | 0.32284 | -0.16731 | -1.4184 | 0.32284 | 0.28447 | 0.027541 | 0.91986 | 0.30029 | 1.3611 | 33.8295 | -0.023756 | -0.061052 | -0.059876 | -0.023756 | -0.021735 | 0.65602 | 0.19554 | -1.6847 | 0.65602 | 0.58414 | 0.32284 | -0.16731 | -1.4184 | 0.32284 | 0.28447
267 | 0.39 | 0.21 | South/Central | CA | Fresno.Metro.AP.723890 | 3 | 2081643 | 33.6693 | 10.9036 | 49.6998 | 33.4757 | 16.224 | 1232.1 | -1.1419 | 20.06 | -1.9776 | 0.83578 | 7.8411 | -2.496 | 3.34 | -3.3144 | 0.81834 | -9.9562 | -2.4533 | -64.93 | -1.5603 | -0.89301 | -55.3833 | -1.1419 | 20.06 | -1.9776 | 0.83578 | 7.8411 | -1.0685 | 17.45 | -1.8174 | 0.74896 | 6.4478 | 0.027541 | 0.92728 | 0.30029 | 1.3688 | 33.933 | -0.031448 | -0.068743 | -0.067567 | -0.031448 | -0.029426 | 0.55247 | 0.091986 | -1.7882 | 0.55247 | 0.48059 | 0.21595 | -0.2742 | -1.5253 | 0.21595 | 0.17758 | 0.027541 | 0.92728 | 0.30029 | 1.3688 | 33.933 | -0.031448 | -0.068743 | -0.067567 | -0.031448 | -0.029426 | 0.55247 | 0.091986 | -1.7882 | 0.55247 | 0.48059 | 0.21595 | -0.2742 | -1.5253 | 0.21595 | 0.17758
268 | 0.4 | 0.21 | South/Central | CA | Fresno.Metro.AP.723890 | 3 | 2081643 | 33.9202 | 10.9021 | 49.9592 | 33.7252 | 16.2339 | 1235.58 | -1.4013 | 16.58 | -2.2271 | 0.82587 | 4.2552 | -2.7555 | -0.14 | -3.5639 | 0.80842 | -13.5422 | -2.7127 | -68.41 | -1.8098 | -0.90293 | -58.9692 | -1.4013 | 16.58 | -2.2271 | 0.82587 | 4.2552 | -1.3279 | 13.97 | -2.0669 | 0.73904 | 2.8619 | 0.027541 | 0.93419 | 0.30025 | 1.3759 | 34.0289 | -0.038592 | -0.075888 | -0.074711 | -0.038592 | -0.036571 | 0.45663 | -0.0038557 | -1.8841 | 0.45663 | 0.38475 | 0.11719 | -0.37296 | -1.6241 | 0.11719 | 0.078818 | 0.027541 | 0.93419 | 0.30025 | 1.3759 | 34.0289 | -0.038592 | -0.075888 | -0.074711 | -0.038592 | -0.036571 | 0.45663 | -0.0038557 | -1.8841 | 0.45663 | 0.38475 | 0.11719 | -0.37296 | -1.6241 | 0.11719 | 0.078818
Double | Double | Double | South/Central | CA | Fresno.Metro.AP.723890 | 3 | 2081643 | 32.2409 | 14.9931 | 53.911 | 32.0552 | 21.8558 | 1508.1 | -5.353 | -255.94 | -0.55707 | -4.796 | -197.3382 | -6.7072 | -272.66 | -1.8938 | -4.8134 | -215.1356 | -6.6645 | -340.93 | -0.13975 | -6.5248 | -260.5626 | -5.353 | -255.94 | -0.55707 | -4.796 | -197.3382 | -5.2796 | -258.55 | -0.39684 | -4.8828 | -198.7315 | 0.027541 | 0.88794 | 0.41292 | 1.4848 | 41.5343 | -0.14743 | -0.18472 | -0.18355 | -0.14743 | -0.14541 | -7.0488 | -7.5093 | -9.3895 | -7.0488 | -7.1207 | -5.4349 | -5.925 | -7.1761 | -5.4349 | -5.4732 | 0.027541 | 0.88794 | 0.41292 | 1.4848 | 41.5343 | -0.14743 | -0.18472 | -0.18355 | -0.14743 | -0.14541 | -7.0488 | -7.5093 | -9.3895 | -7.0488 | -7.1207 | -5.4349 | -5.925 | -7.1761 | -5.4349 | -5.4732
Single | Single | Single | South/Central | CA | Fresno.Metro.AP.723890 | 3 | 2081643 | 40.0866 | 17.781 | 65.9075 | 39.8583 | 26.0492 | 1818.59 | -17.3495 | -566.43 | -8.3602 | -8.9893 | -463.4994 | -18.7037 | -583.15 | -9.6969 | -9.0068 | -481.2967 | -18.661 | -651.42 | -7.9429 | -10.7181 | -526.7237 | -17.3495 | -566.43 | -8.3602 | -8.9893 | -463.4994 | -17.2761 | -569.04 | -8.2 | -9.0762 | -464.8926 | 0.027541 | 1.104 | 0.4897 | 1.8151 | 50.0854 | -0.47782 | -0.51512 | -0.51394 | -0.47782 | -0.4758 | -15.5999 | -16.0604 | -17.9406 | -15.5999 | -15.6718 | -12.7651 | -13.2553 | -14.5064 | -12.7651 | -12.8035 | 0.027541 | 1.104 | 0.4897 | 1.8151 | 50.0854 | -0.47782 | -0.51512 | -0.51394 | -0.47782 | -0.4758 | -15.5999 | -16.0604 | -17.9406 | -15.5999 | -15.6718 | -12.7651 | -13.2553 | -14.5064 | -12.7651 | -12.8035
1 | 0.35 | 0.47 | South/Central | SC | Greenville.Intl.AP.723120 | 3 | 1931227 | 46.144 | 10.8008 | 62.1759 | 46.0351 | 16.1407 | 961.52 | 1.301 | -31.39 | 3.7907 | -2.4897 | -50.2356 | -0.49096 | -50.88 | 1.972 | -2.4629 | -72.4471 | 0.63519 | -63.27 | 4.4594 | -3.8242 | -94.6053 | 1.301 | -31.39 | 3.7907 | -2.4897 | -50.2356 | 1.4416 | -31.88 | 4.0417 | -2.6001 | -51.4039 | 0.025551 | 1.179 | 0.27597 | 1.5886 | 24.5676 | 0.033241 | -0.012544 | 0.01623 | 0.033241 | 0.036833 | -0.80204 | -1.3 | -1.6166 | -0.80204 | -0.81456 | -1.2836 | -1.8511 | -2.4172 | -1.2836 | -1.3134 | 0.025551 | 1.179 | 0.27597 | 1.5886 | 24.5676 | 0.033241 | -0.012544 | 0.01623 | 0.033241 | 0.036833 | -0.80204 | -1.3 | -1.6166 | -0.80204 | -0.81456 | -1.2836 | -1.8511 | -2.4172 | -1.2836 | -1.3134
2 | 0.35 | 0.42 | South/Central | SC | Greenville.Intl.AP.723120 | 3 | 1931227 | 47.2093 | 10.2084 | 62.4293 | 47.098 | 15.3313 | 949.35 | 1.0476 | -19.22 | 2.7278 | -1.6803 | -31.7345 | -0.74439 | -38.71 | 0.90914 | -1.6535 | -53.946 | 0.38176 | -51.1 | 3.3965 | -3.0148 | -76.1042 | 1.0476 | -19.22 | 2.7278 | -1.6803 | -31.7345 | 1.1881 | -19.71 | 2.9789 | -1.7907 | -32.9028 | 0.025551 | 1.2062 | 0.26083 | 1.5951 | 24.2566 | 0.026766 | -0.01902 | 0.0097543 | 0.026766 | 0.030358 | -0.49109 | -0.98907 | -1.3056 | -0.49109 | -0.50361 | -0.81084 | -1.3784 | -1.9445 | -0.81084 | -0.84069 | 0.025551 | 1.2062 | 0.26083 | 1.5951 | 24.2566 | 0.026766 | -0.01902 | 0.0097543 | 0.026766 | 0.030358 | -0.49109 | -0.98907 | -1.3056 | -0.49109 | -0.50361 | -0.81084 | -1.3784 | -1.9445 | -0.81084 | -0.84069
3 | 0.35 | 0.37 | South/Central | SC | Greenville.Intl.AP.723120 | 3 | 1931227 | 48.2745 | 9.6773 | 62.7826 | 48.1607 | 14.6219 | 940.23 | 0.69422 | -10.1 | 1.6651 | -0.97088 | -17.1983 | -1.0977 | -29.59 | -0.1536 | -0.94413 | -39.4098 | 0.028428 | -41.98 | 2.3338 | -2.3054 | -61.5681 | 0.69422 | -10.1 | 1.6651 | -0.97088 | -17.1983 | 0.83479 | -10.59 | 1.9161 | -1.0813 | -18.3666 | 0.025551 | 1.2335 | 0.24726 | 1.6041 | 24.0236 | 0.017738 | -0.028048 | 0.00072635 | 0.017738 | 0.02133 | -0.25806 | -0.75605 | -1.0726 | -0.25806 | -0.27058 | -0.43943 | -1.007 | -1.5731 | -0.43943 | -0.46928 | 0.025551 | 1.2335 | 0.24726 | 1.6041 | 24.0236 | 0.017738 | -0.028048 | 0.00072635 | 0.017738 | 0.02133 | -0.25806 | -0.75605 | -1.0726 | -0.25806 | -0.27058 | -0.43943 | -1.007 | -1.5731 | -0.43943 | -0.46928
4 | 0.35 | 0.32 | South/Central | SC | Greenville.Intl.AP.723120 | 3 | 1931227 | 49.4506 | 9.1654 | 63.2562 | 49.334 | 13.9222 | 932.64 | 0.22065 | -2.51 | 0.49183 | -0.27117 | -4.4612 | -1.5713 | -22 | -1.3269 | -0.24442 | -26.6728 | -0.44514 | -34.39 | 1.1605 | -1.6057 | -48.831 | 0.22065 | -2.51 | 0.49183 | -0.27117 | -4.4612 | 0.36122 | -3 | 0.74284 | -0.38162 | -5.6296 | 0.025551 | 1.2635 | 0.23418 | 1.6162 | 23.8297 | 0.0056379 | -0.040148 | -0.011374 | 0.0056379 | 0.0092294 | -0.064132 | -0.56212 | -0.87869 | -0.064132 | -0.076652 | -0.11399 | -0.68151 | -1.2477 | -0.11399 | -0.14384 | 0.025551 | 1.2635 | 0.23418 | 1.6162 | 23.8297 | 0.0056379 | -0.040148 | -0.011374 | 0.0056379 | 0.0092294 | -0.064132 | -0.56212 | -0.87869 | -0.064132 | -0.076652 | -0.11399 | -0.68151 | -1.2477 | -0.11399 | -0.14384
5 | 0.35 | 0.27 | South/Central | SC | Greenville.Intl.AP.723120 | 3 | 1931227 | 50.2539 | 8.8626 | 63.6162 | 50.1355 | 13.4807 | 928.53 | -0.13931 | 1.6 | -0.30967 | 0.17035 | 2.7937 | -1.9313 | -17.89 | -2.1284 | 0.19711 | -19.4178 | -0.80511 | -30.28 | 0.35903 | -1.1641 | -41.5761 | -0.13931 | 1.6 | -0.30967 | 0.17035 | 2.7937 | 0.0012523 | 1.11 | -0.058654 | 0.059906 | 1.6253 | 0.025551 | 1.284 | 0.22645 | 1.6254 | 23.7246 | -0.0035596 | -0.049345 | -0.020571 | -0.0035596 | 3.1998e-05 | 0.040881 | -0.4571 | -0.77368 | 0.040881 | 0.028361 | 0.071381 | -0.49614 | -1.0623 | 0.071381 | 0.041529 | 0.025551 | 1.284 | 0.22645 | 1.6254 | 23.7246 | -0.0035596 | -0.049345 | -0.020571 | -0.0035596 | 3.1998e-05 | 0.040881 | -0.4571 | -0.77368 | 0.040881 | 0.028361 | 0.071381 | -0.49614 | -1.0623 | 0.071381 | 0.041529
6 | 0.35 | 0.23 | South/Central | SC | Greenville.Intl.AP.723120 | 3 | 1931227 | 50.728 | 8.712 | 63.8488 | 50.6085 | 13.2403 | 926.71 | -0.37193 | 3.42 | -0.78262 | 0.41069 | 6.2734 | -2.1639 | -16.07 | -2.6013 | 0.43744 | -15.9381 | -1.0377 | -28.46 | -0.11392 | -0.92381 | -38.0963 | -0.37193 | 3.42 | -0.78262 | 0.41069 | 6.2734 | -0.23136 | 2.93 | -0.53161 | 0.30024 | 5.1051 | 0.025551 | 1.2961 | 0.2226 | 1.6314 | 23.6781 | -0.0095031 | -0.055289 | -0.026515 | -0.0095031 | -0.0059115 | 0.087384 | -0.4106 | -0.72717 | 0.087384 | 0.074864 | 0.16029 | -0.40723 | -0.97339 | 0.16029 | 0.13044 | 0.025551 | 1.2961 | 0.2226 | 1.6314 | 23.6781 | -0.0095031 | -0.055289 | -0.026515 | -0.0095031 | -0.0059115 | 0.087384 | -0.4106 | -0.72717 | 0.087384 | 0.074864 | 0.16029 | -0.40723 | -0.97339 | 0.16029 | 0.13044
7 | 0.35 | 0.19 | South/Central | SC | Greenville.Intl.AP.723120 | 3 | 1931227 | 51.8537 | 8.2699 | 64.3619 | 51.7315 | 12.6304 | 921.29 | -0.885 | 8.84 | -1.9057 | 1.0206 | 16.094 | -2.677 | -10.65 | -3.7244 | 1.0474 | -6.1175 | -1.5508 | -23.04 | -1.2369 | -0.31385 | -28.2758 | -0.885 | 8.84 | -1.9057 | 1.0206 | 16.094 | -0.74444 | 8.35 | -1.6546 | 0.9102 | 14.9256 | 0.025551 | 1.3249 | 0.2113 | 1.6445 | 23.5397 | -0.022613 | -0.068398 | -0.039624 | -0.022613 | -0.019021 | 0.22587 | -0.27212 | -0.58869 | 0.22587 | 0.21335 | 0.41121 | -0.15631 | -0.72247 | 0.41121 | 0.38136 | 0.025551 | 1.3249 | 0.2113 | 1.6445 | 23.5397 | -0.022613 | -0.068398 | -0.039624 | -0.022613 | -0.019021 | 0.22587 | -0.27212 | -0.58869 | 0.22587 | 0.21335 | 0.41121 | -0.15631 | -0.72247 | 0.41121 | 0.38136
8 | 0.35 | 0.17 | South/Central | SC | Greenville.Intl.AP.723120 | 3 | 1931227 | 52.4565 | 8.0398 | 64.6448 | 52.3329 | 12.3119 | 918.64 | -1.1679 | 11.49 | -2.507 | 1.3391 | 21.0282 | -2.9599 | -8 | -4.3257 | 1.3659 | -1.1833 | -1.8337 | -20.39 | -1.8383 | 0.0045981 | -23.3415 | -1.1679 | 11.49 | -2.507 | 1.3391 | 21.0282 | -1.0274 | 11 | -2.256 | 1.2287 | 19.8599 | 0.025551 | 1.3403 | 0.20542 | 1.6517 | 23.4719 | -0.029842 | -0.075628 | -0.046854 | -0.029842 | -0.02625 | 0.29358 | -0.20441 | -0.52098 | 0.29358 | 0.28106 | 0.53729 | -0.030234 | -0.59639 | 0.53729 | 0.50744 | 0.025551 | 1.3403 | 0.20542 | 1.6517 | 23.4719 | -0.029842 | -0.075628 | -0.046854 | -0.029842 | -0.02625 | 0.29358 | -0.20441 | -0.52098 | 0.29358 | 0.28106 | 0.53729 | -0.030234 | -0.59639 | 0.53729 | 0.50744
9 | 0.33 | 0.47 | South/Central | SC | Greenville.Intl.AP.723120 | 3 | 1931227 | 45.4427 | 10.8315 | 61.4953 | 45.3355 | 16.1598 | 954.31 | 1.9816 | -24.18 | 4.4904 | -2.5088 | -42.0401 | 0.1896 | -43.67 | 2.6717 | -2.482 | -64.2517 | 1.3158 | -56.06 | 5.1591 | -3.8433 | -86.4099 | 1.9816 | -24.18 | 4.4904 | -2.5088 | -42.0401 | 2.1221 | -24.67 | 4.7414 | -2.6192 | -43.2085 | 0.025551 | 1.1611 | 0.27675 | 1.5713 | 24.3833 | 0.05063 | 0.0048445 | 0.033619 | 0.05063 | 0.054222 | -0.61782 | -1.1158 | -1.4324 | -0.61782 | -0.63034 | -1.0742 | -1.6417 | -2.2078 | -1.0742 | -1.104 | 0.025551 | 1.1611 | 0.27675 | 1.5713 | 24.3833 | 0.05063 | 0.0048445 | 0.033619 | 0.05063 | 0.054222 | -0.61782 | -1.1158 | -1.4324 | -0.61782 | -0.63034 | -1.0742 | -1.6417 | -2.2078 | -1.0742 | -1.104
10 | 0.33 | 0.42 | South/Central | SC | Greenville.Intl.AP.723120 | 3 | 1931227 | 46.4982 | 10.2291 | 61.738 | 46.3886 | 15.3495 | 942.03 | 1.7388 | -11.9 | 3.4373 | -1.6985 | -23.3771 | -0.053127 | -31.39 | 1.6186 | -1.6717 | -45.5886 | 1.073 | -43.78 | 4.106 | -3.033 | -67.7469 | 1.7388 | -11.9 | 3.4373 | -1.6985 | -23.3771 | 1.8794 | -12.39 | 3.6883 | -1.8089 | -24.5454 | 0.025551 | 1.1881 | 0.26136 | 1.5775 | 24.0696 | 0.044428 | -0.0013574 | 0.027417 | 0.044428 | 0.04802 | -0.30405 | -0.80204 | -1.1186 | -0.30405 | -0.31657 | -0.5973 | -1.1648 | -1.731 | -0.5973 | -0.62715 | 0.025551 | 1.1881 | 0.26136 | 1.5775 | 24.0696 | 0.044428 | -0.0013574 | 0.027417 | 0.044428 | 0.04802 | -0.30405 | -0.80204 | -1.1186 | -0.30405 | -0.31657 | -0.5973 | -1.1648 | -1.731 | -0.5973 | -0.62715
11 | 0.33 | 0.37 | South/Central | SC | Greenville.Intl.AP.723120 | 3 | 1931227 | 47.554 | 9.7072 | 62.082 | 47.4419 | 14.6402 | 932.76 | 1.3948 | -2.63 | 2.384 | -0.98915 | -8.724 | -0.39712 | -22.12 | 0.56527 | -0.9624 | -30.9355 | 0.72903 | -34.51 | 3.0527 | -2.3236 | -53.0937 | 1.3948 | -2.63 | 2.384 | -0.98915 | -8.724 | 1.5354 | -3.12 | 2.635 | -1.0996 | -9.8923 | 0.025551 | 1.215 | 0.24803 | 1.5862 | 23.8327 | 0.035639 | -0.010147 | 0.018627 | 0.035639 | 0.03923 | -0.067198 | -0.56518 | -0.88176 | -0.067198 | -0.079718 | -0.2229 | -0.79043 | -1.3566 | -0.2229 | -0.25276 | 0.025551 | 1.215 | 0.24803 | 1.5862 | 23.8327 | 0.035639 | -0.010147 | 0.018627 | 0.035639 | 0.03923 | -0.067198 | -0.56518 | -0.88176 | -0.067198 | -0.079718 | -0.2229 | -0.79043 | -1.3566 | -0.2229 | -0.25276
12 | 0.33 | 0.32 | South/Central | SC | Greenville.Intl.AP.723120 | 3 | 1931227 | 48.7295 | 9.1951 | 62.5549 | 48.6146 | 13.9403 | 925.15 | 0.92195 | 4.98 | 1.2112 | -0.28928 | 4.0261 | -0.87 | -14.51 | -0.60747 | -0.26253 | -18.1854 | 0.25615 | -26.9 | 1.8799 | -1.6238 | -40.3437 | 0.92195 | 4.98 | 1.2112 | -0.28928 | 4.0261 | 1.0625 | 4.49 | 1.4622 | -0.39973 | 2.8577 | 0.025551 | 1.2451 | 0.23494 | 1.5983 | 23.6383 | 0.023556 | -0.022229 | 0.0065448 | 0.023556 | 0.027148 | 0.12724 | -0.37074 | -0.68732 | 0.12724 | 0.11472 | 0.10287 | -0.46465 | -1.0308 | 0.10287 | 0.073017 | 0.025551 | 1.2451 | 0.23494 | 1.5983 | 23.6383 | 0.023556 | -0.022229 | 0.0065448 | 0.023556 | 0.027148 | 0.12724 | -0.37074 | -0.68732 | 0.12724 | 0.11472 | 0.10287 | -0.46465 | -1.0308 | 0.10287 | 0.073017
13 | 0.33 | 0.27 | South/Central | SC | Greenville.Intl.AP.723120 | 3 | 1931227 | 49.5234 | 8.8829 | 62.896 | 49.4067 | 13.4893 | 920.68 | 0.58085 | 9.45 | 0.41917 | 0.16168 | 11.776 | -1.2111 | -10.04 | -1.3995 | 0.18843 | -10.4355 | -0.084947 | -22.43 | 1.0879 | -1.1728 | -32.5938 | 0.58085 | 9.45 | 0.41917 | 0.16168 | 11.776 | 0.72142 | 8.96 | 0.67019 | 0.051229 | 10.6076 | 0.025551 | 1.2654 | 0.22697 | 1.607 | 23.5241 | 0.014841 | -0.030944 | -0.0021705 | 0.014841 | 0.018433 | 0.24145 | -0.25653 | -0.5731 | 0.24145 | 0.22893 | 0.30089 | -0.26664 | -0.8328 | 0.30089 | 0.27103 | 0.025551 | 1.2654 | 0.22697 | 1.607 | 23.5241 | 0.014841 | -0.030944 | -0.0021705 | 0.014841 | 0.018433 | 0.24145 | -0.25653 | -0.5731 | 0.24145 | 0.22893 | 0.30089 | -0.26664 | -0.8328 | 0.30089 | 0.27103
14 | 0.33 | 0.23 | South/Central | SC | Greenville.Intl.AP.723120 | 3 | 1931227 | 49.9971 | 8.732 | 63.1278 | 49.8792 | 13.2486 | 918.82 | 0.34903 | 11.31 | -0.053344 | 0.40237 | 15.2757 | -1.4429 | -8.18 | -1.872 | 0.42913 | -6.9359 | -0.31677 | -20.57 | 0.61536 | -0.93213 | -29.0941 | 0.34903 | 11.31 | -0.053344 | 0.40237 | 15.2757 | 0.4896 | 10.82 | 0.19767 | 0.29193 | 14.1073 | 0.025551 | 1.2775 | 0.22311 | 1.613 | 23.4765 | 0.008918 | -0.036868 | -0.0080936 | 0.008918 | 0.01251 | 0.28898 | -0.20901 | -0.52558 | 0.28898 | 0.27646 | 0.3903 | -0.17722 | -0.74338 | 0.3903 | 0.36045 | 0.025551 | 1.2775 | 0.22311 | 1.613 | 23.4765 | 0.008918 | -0.036868 | -0.0080936 | 0.008918 | 0.01251 | 0.28898 | -0.20901 | -0.52558 | 0.28898 | 0.27646 | 0.3903 | -0.17722 | -0.74338 | 0.3903 | 0.36045
15 | 0.33 | 0.19 | South/Central | SC | Greenville.Intl.AP.723120 | 3 | 1931227 | 51.1229 | 8.2805 | 63.6317 | 51.0023 | 12.6293 | 913.12 | -0.1548 | 17.01 | -1.1765 | 1.0217 | 25.4653 | -1.9468 | -2.48 | -2.9952 | 1.0484 | 3.2538 | -0.8206 | -14.87 | -0.50777 | -0.31283 | -18.9045 | -0.1548 | 17.01 | -1.1765 | 1.0217 | 25.4653 | -0.014237 | 16.52 | -0.92546 | 0.91122 | 24.297 | 0.025551 | 1.3062 | 0.21157 | 1.6258 | 23.3309 | -0.0039554 | -0.049741 | -0.020967 | -0.0039554 | -0.00036376 | 0.43462 | -0.063366 | -0.37994 | 0.43462 | 0.4221 | 0.65066 | 0.083137 | -0.48302 | 0.65066 | 0.62081 | 0.025551 | 1.3062 | 0.21157 | 1.6258 | 23.3309 | -0.0039554 | -0.049741 | -0.020967 | -0.0039554 | -0.00036376 | 0.43462 | -0.063366 | -0.37994 | 0.43462 | 0.4221 | 0.65066 | 0.083137 | -0.48302 | 0.65066 | 0.62081
16 | 0.33 | 0.17 | South/Central | SC | Greenville.Intl.AP.723120 | 3 | 1931227 | 51.7255 | 8.0594 | 63.9226 | 51.6035 | 12.3191 | 910.71 | -0.44573 | 19.42 | -1.7777 | 1.3319 | 30.0778 | -2.2377 | -0.07 | -3.5964 | 1.3587 | 7.8663 | -1.1115 | -12.46 | -1.109 | -0.002555 | -14.292 | -0.44573 | 19.42 | -1.7777 | 1.3319 | 30.0778 | -0.30516 | 18.93 | -1.5267 | 1.2215 | 28.9095 | 0.025551 | 1.3216 | 0.20592 | 1.6333 | 23.2693 | -0.011389 | -0.057174 | -0.0284 | -0.011389 | -0.007797 | 0.4962 | -0.0017886 | -0.31836 | 0.4962 | 0.48368 | 0.76851 | 0.20099 | -0.36517 | 0.76851 | 0.73866 | 0.025551 | 1.3216 | 0.20592 | 1.6333 | 23.2693 | -0.011389 | -0.057174 | -0.0284 | -0.011389 | -0.007797 | 0.4962 | -0.0017886 | -0.31836 | 0.4962 | 0.48368 | 0.76851 | 0.20099 | -0.36517 | 0.76851 | 0.73866
17 | 0.3 | 0.47 | South/Central | SC | Greenville.Intl.AP.723120 | 3 | 1931227 | 44.3714 | 10.8812 | 60.4637 | 44.2666 | 16.1971 | 943.56 | 3.0131 | -13.43 | 5.5592 | -2.5461 | -29.8422 | 1.2212 | -32.92 | 3.7405 | -2.5193 | -52.0537 | 2.3473 | -45.31 | 6.2279 | -3.8806 | -74.212 | 3.0131 | -13.43 | 5.5592 | -2.5461 | -29.8422 | 3.1537 | -13.92 | 5.8102 | -2.6566 | -31.0105 | 0.025551 | 1.1337 | 0.27802 | 1.5449 | 24.1087 | 0.076987 | 0.031201 | 0.059975 | 0.076987 | 0.080579 | -0.34315 | -0.84113 | -1.1577 | -0.34315 | -0.35567 | -0.76249 | -1.33 | -1.8962 | -0.76249 | -0.79234 | 0.025551 | 1.1337 | 0.27802 | 1.5449 | 24.1087 | 0.076987 | 0.031201 | 0.059975 | 0.076987 | 0.080579 | -0.34315 | -0.84113 | -1.1577 | -0.34315 | -0.35567 | -0.76249 | -1.33 | -1.8962 | -0.76249 | -0.79234
18 | 0.3 | 0.42 | South/Central | SC | Greenville.Intl.AP.723120 | 3 | 1931227 | 45.417 | 10.2788 | 60.6966 | 45.3098 | 15.3868 | 931.16 | 2.7803 | -1.03 | 4.516 | -1.7358 | -11.0526 | 0.9883 | -20.52 | 2.6973 | -1.709 | -33.2641 | 2.1145 | -32.91 | 5.1847 | -3.0703 | -55.4224 | 2.7803 | -1.03 | 4.516 | -1.7358 | -11.0526 | 2.9208 | -1.52 | 4.767 | -1.8462 | -12.2209 | 0.025551 | 1.1604 | 0.26263 | 1.5508 | 23.7918 | 0.071038 | 0.025252 | 0.054026 | 0.071038 | 0.074629 | -0.026317 | -0.5243 | -0.84088 | -0.026317 | -0.038837 | -0.2824 | -0.84992 | -1.4161 | -0.2824 | -0.31225 | 0.025551 | 1.1604 | 0.26263 | 1.5508 | 23.7918 | 0.071038 | 0.025252 | 0.054026 | 0.071038 | 0.074629 | -0.026317 | -0.5243 | -0.84088 | -0.026317 | -0.038837 | -0.2824 | -0.84992 | -1.4161 | -0.2824 | -0.31225
19 | 0.3 | 0.37 | South/Central | SC | Greenville.Intl.AP.723120 | 3 | 1931227 | 46.4625 | 9.7481 | 61.0117 | 46.3528 | 14.6589 | 921.22 | 2.4651 | 8.91 | 3.473 | -1.0079 | 4.4693 | 0.67319 | -10.58 | 1.6543 | -0.98111 | -17.7422 | 1.7993 | -22.97 | 4.1417 | -2.3424 | -39.9005 | 2.4651 | 8.91 | 3.473 | -1.0079 | 4.4693 | 2.6057 | 8.42 | 3.724 | -1.1183 | 3.301 | 0.025551 | 1.1872 | 0.24907 | 1.5589 | 23.5379 | 0.062986 | 0.017201 | 0.045975 | 0.062986 | 0.066578 | 0.22766 | -0.27033 | -0.5869 | 0.22766 | 0.21514 | 0.11419 | -0.45333 | -1.0195 | 0.11419 | 0.084342 | 0.025551 | 1.1872 | 0.24907 | 1.5589 | 23.5379 | 0.062986 | 0.017201 | 0.045975 | 0.062986 | 0.066578 | 0.22766 | -0.27033 | -0.5869 | 0.22766 | 0.21514 | 0.11419 | -0.45333 | -1.0195 | 0.11419 | 0.084342
20 | 0.3 | 0.32 | South/Central | SC | Greenville.Intl.AP.723120 | 3 | 1931227 | 47.6279 | 9.2257 | 61.4641 | 47.5155 | 13.9486 | 913.17 | 2.0127 | 16.96 | 2.3103 | -0.29759 | 17.761 | 0.22079 | -2.53 | 0.49163 | -0.27084 | -4.4506 | 1.3469 | -14.92 | 2.979 | -1.6321 | -26.6088 | 2.0127 | 16.96 | 2.3103 | -0.29759 | 17.761 | 2.1533 | 16.47 | 2.5613 | -0.40804 | 16.5926 | 0.025551 | 1.2169 | 0.23572 | 1.5705 | 23.3322 | 0.051427 | 0.0056413 | 0.034415 | 0.051427 | 0.055019 | 0.43334 | -0.064643 | -0.38122 | 0.43334 | 0.42082 | 0.45381 | -0.11372 | -0.67987 | 0.45381 | 0.42395 | 0.025551 | 1.2169 | 0.23572 | 1.5705 | 23.3322 | 0.051427 | 0.0056413 | 0.034415 | 0.051427 | 0.055019 | 0.43334 | -0.064643 | -0.38122 | 0.43334 | 0.42082 | 0.45381 | -0.11372 | -0.67987 | 0.45381 | 0.42395
21 | 0.3 | 0.27 | South/Central | SC | Greenville.Intl.AP.723120 | 3 | 1931227 | 48.4119 | 8.9142 | 61.805 | 48.2977 | 13.5073 | 908.86 | 1.6719 | 21.27 | 1.5281 | 0.14373 | 25.2548 | -0.12008 | 1.78 | -0.29056 | 0.17048 | 3.0433 | 1.0061 | -10.61 | 2.1968 | -1.1908 | -19.1149 | 1.6719 | 21.27 | 1.5281 | 0.14373 | 25.2548 | 1.8124 | 20.78 | 1.7792 | 0.033281 | 24.0865 | 0.025551 | 1.237 | 0.22776 | 1.5792 | 23.2221 | 0.042718 | -0.0030681 | 0.025706 | 0.042718 | 0.046309 | 0.54346 | 0.04548 | -0.27109 | 0.54346 | 0.53094 | 0.64528 | 0.077759 | -0.4884 | 0.64528 | 0.61543 | 0.025551 | 1.237 | 0.22776 | 1.5792 | 23.2221 | 0.042718 | -0.0030681 | 0.025706 | 0.042718 | 0.046309 | 0.54346 | 0.04548 | -0.27109 | 0.54346 | 0.53094 | 0.64528 | 0.077759 | -0.4884 | 0.64528 | 0.61543
22 | 0.3 | 0.23 | South/Central | SC | Greenville.Intl.AP.723120 | 3 | 1931227 | 48.8855 | 8.7623 | 62.0266 | 48.7701 | 13.2565 | 906.71 | 1.4502 | 23.42 | 1.0557 | 0.3945 | 29.1552 | -0.34173 | 3.93 | -0.76298 | 0.42125 | 6.9436 | 0.78442 | -8.46 | 1.7244 | -0.94 | -15.2146 | 1.4502 | 23.42 | 1.0557 | 0.3945 | 29.1552 | 1.5908 | 22.93 | 1.3067 | 0.28405 | 27.9868 | 0.025551 | 1.2491 | 0.22388 | 1.5848 | 23.1671 | 0.037054 | -0.0087314 | 0.020043 | 0.037054 | 0.040646 | 0.5984 | 0.10041 | -0.21616 | 0.5984 | 0.58588 | 0.74494 | 0.17742 | -0.38874 | 0.74494 | 0.71508 | 0.025551 | 1.2491 | 0.22388 | 1.5848 | 23.1671 | 0.037054 | -0.0087314 | 0.020043 | 0.037054 | 0.040646 | 0.5984 | 0.10041 | -0.21616 | 0.5984 | 0.58588 | 0.74494 | 0.17742 | -0.38874 | 0.74494 | 0.71508
23 | 0.3 | 0.19 | South/Central | SC | Greenville.Intl.AP.723120 | 3 | 1931227 | 50.0112 | 8.3012 | 62.5207 | 49.8932 | 12.6274 | 900.7 | 0.95619 | 29.43 | -0.067407 | 1.0236 | 39.7334 | -0.83576 | 9.94 | -1.8861 | 1.0503 | 17.5219 | 0.29039 | -2.45 | 0.6013 | -0.31091 | -4.6363 | 0.95619 | 29.43 | -0.067407 | 1.0236 | 39.7334 | 1.0968 | 28.94 | 0.18361 | 0.91314 | 38.5651 | 0.025551 | 1.2778 | 0.2121 | 1.5975 | 23.0136 | 0.024431 | -0.021354 | 0.0074196 | 0.024431 | 0.028023 | 0.75196 | 0.25397 | -0.062599 | 0.75196 | 0.73944 | 1.0152 | 0.4477 | -0.11846 | 1.0152 | 0.98537 | 0.025551 | 1.2778 | 0.2121 | 1.5975 | 23.0136 | 0.024431 | -0.021354 | 0.0074196 | 0.024431 | 0.028023 | 0.75196 | 0.25397 | -0.062599 | 0.75196 | 0.73944 | 1.0152 | 0.4477 | -0.11846 | 1.0152 | 0.98537
24 | 0.3 | 0.17 | South/Central | SC | Greenville.Intl.AP.723120 | 3 | 1931227 | 50.6139 | 8.0794 | 62.8111 | 50.4945 | 12.3165 | 898.25 | 0.6658 | 31.88 | -0.6687 | 1.3345 | 44.3698 | -1.1262 | 12.39 | -2.4874 | 1.3613 | 22.1582 | 0 | 0 | 0 | 0 | 0 | 0.6658 | 31.88 | -0.6687 | 1.3345 | 44.3698 | 0.80636 | 31.39 | -0.41769 | 1.2241 | 43.2014 | 0.025551 | 1.2932 | 0.20643 | 1.6049 | 22.951 | 0.017012 | -0.028774 | 0 | 0.017012 | 0.020603 | 0.81456 | 0.31657 | 0 | 0.81456 | 0.80204 | 1.1337 | 0.56616 | 0 | 1.1337 | 1.1038 | 0.025551 | 1.2932 | 0.20643 | 1.6049 | 22.951 | 0.017012 | -0.028774 | 0 | 0.017012 | 0.020603 | 0.81456 | 0.31657 | 0 | 0.81456 | 0.80204 | 1.1337 | 0.56616 | 0 | 1.1337 | 1.1038
25 | 0.28 | 0.47 | South/Central | SC | Greenville.Intl.AP.723120 | 3 | 1931227 | 43.8606 | 10.7905 | 59.8125 | 43.757 | 16.0555 | 933.72 | 3.6644 | -3.59 | 6.0688 | -2.4044 | -17.7027 | 1.8724 | -23.08 | 4.2501 | -2.3777 | -39.9142 | 2.9986 | -35.47 | 6.7375 | -3.7389 | -62.0725 | 3.6644 | -3.59 | 6.0688 | -2.4044 | -17.7027 | 3.805 | -4.08 | 6.3199 | -2.5149 | -18.871 | 0.025551 | 1.1207 | 0.27571 | 1.5283 | 23.8573 | 0.093628 | 0.047842 | 0.076616 | 0.093628 | 0.09722 | -0.091727 | -0.58971 | -0.90629 | -0.091727 | -0.10425 | -0.45232 | -1.0198 | -1.586 | -0.45232 | -0.48217 | 0.025551 | 1.1207 | 0.27571 | 1.5283 | 23.8573 | 0.093628 | 0.047842 | 0.076616 | 0.093628 | 0.09722 | -0.091727 | -0.58971 | -0.90629 | -0.091727 | -0.10425 | -0.45232 | -1.0198 | -1.586 | -0.45232 | -0.48217
26 | 0.28 | 0.42 | South/Central | SC | Greenville.Intl.AP.723120 | 3 | 1931227 | 44.7359 | 10.28 | 59.9874 | 44.6303 | 15.3571 | 922.73 | 3.4895 | 7.4 | 5.1955 | -1.706 | -1.179 | 1.6975 | -12.09 | 3.3768 | -1.6793 | -23.3905 | 2.8237 | -24.48 | 5.8642 | -3.0405 | -45.5488 | 3.4895 | 7.4 | 5.1955 | -1.706 | -1.179 | 3.6301 | 6.91 | 5.4465 | -1.8165 | -2.3473 | 0.025551 | 1.143 | 0.26266 | 1.5327 | 23.5764 | 0.089159 | 0.043373 | 0.072147 | 0.089159 | 0.092751 | 0.18908 | -0.30891 | -0.62548 | 0.18908 | 0.17656 | -0.030124 | -0.59765 | -1.1638 | -0.030124 | -0.059976 | 0.025551 | 1.143 | 0.26266 | 1.5327 | 23.5764 | 0.089159 | 0.043373 | 0.072147 | 0.089159 | 0.092751 | 0.18908 | -0.30891 | -0.62548 | 0.18908 | 0.17656 | -0.030124 | -0.59765 | -1.1638 | -0.030124 | -0.059976
27 | 0.28 | 0.37 | South/Central | SC | Greenville.Intl.AP.723120 | 3 | 1931227 | 45.6102 | 9.8381 | 60.2591 | 45.5025 | 14.7566 | 914.66 | 3.2178 | 15.47 | 4.3234 | -1.1056 | 11.4752 | 1.4258 | -4.02 | 2.5046 | -1.0788 | -10.7363 | 2.552 | -16.41 | 4.9921 | -2.4401 | -32.8946 | 3.2178 | 15.47 | 4.3234 | -1.1056 | 11.4752 | 3.3583 | 14.98 | 4.5744 | -1.216 | 10.3069 | 0.025551 | 1.1654 | 0.25137 | 1.5397 | 23.3703 | 0.082217 | 0.036431 | 0.065205 | 0.082217 | 0.085808 | 0.39527 | -0.10271 | -0.41929 | 0.39527 | 0.38275 | 0.2932 | -0.27432 | -0.84048 | 0.2932 | 0.26335 | 0.025551 | 1.1654 | 0.25137 | 1.5397 | 23.3703 | 0.082217 | 0.036431 | 0.065205 | 0.082217 | 0.085808 | 0.39527 | -0.10271 | -0.41929 | 0.39527 | 0.38275 | 0.2932 | -0.27432 | -0.84048 | 0.2932 | 0.26335
28 | 0.28 | 0.32 | South/Central | SC | Greenville.Intl.AP.723120 | 3 | 1931227 | 46.6456 | 9.3661 | 60.6512 | 46.5355 | 14.1158 | 907.18 | 2.8256 | 22.95 | 3.2904 | -0.46478 | 23.6713 | 1.0337 | 3.46 | 1.4717 | -0.43803 | 1.4598 | 2.1598 | -8.93 | 3.9591 | -1.7993 | -20.6985 | 2.8256 | 22.95 | 3.2904 | -0.46478 | 23.6713 | 2.9662 | 22.46 | 3.5414 | -0.57523 | 22.5029 | 0.025551 | 1.1918 | 0.23931 | 1.5497 | 23.1791 | 0.072196 | 0.026411 | 0.055185 | 0.072196 | 0.075788 | 0.58639 | 0.088406 | -0.22817 | 0.58639 | 0.57387 | 0.60482 | 0.037298 | -0.52886 | 0.60482 | 0.57497 | 0.025551 | 1.1918 | 0.23931 | 1.5497 | 23.1791 | 0.072196 | 0.026411 | 0.055185 | 0.072196 | 0.075788 | 0.58639 | 0.088406 | -0.22817 | 0.58639 | 0.57387 | 0.60482 | 0.037298 | -0.52886 | 0.60482 | 0.57497
29 | 0.28 | 0.27 | South/Central | SC | Greenville.Intl.AP.723120 | 3 | 1931227 | 47.4598 | 9.0437 | 60.993 | 47.3477 | 13.6452 | 902.32 | 2.4839 | 27.81 | 2.4781 | 0.0057886 | 31.9398 | 0.69193 | 8.32 | 0.65939 | 0.032542 | 9.7283 | 1.8181 | -4.07 | 3.1468 | -1.3287 | -12.43 | 2.4839 | 27.81 | 2.4781 | 0.0057886 | 31.9398 | 2.6244 | 27.32 | 2.7291 | -0.10466 | 30.7715 | 0.025551 | 1.2126 | 0.23107 | 1.5584 | 23.055 | 0.063465 | 0.017679 | 0.046453 | 0.063465 | 0.067057 | 0.71057 | 0.21258 | -0.10399 | 0.71057 | 0.69805 | 0.81609 | 0.24857 | -0.31759 | 0.81609 | 0.78623 | 0.025551 | 1.2126 | 0.23107 | 1.5584 | 23.055 | 0.063465 | 0.017679 | 0.046453 | 0.063465 | 0.067057 | 0.71057 | 0.21258 | -0.10399 | 0.71057 | 0.69805 | 0.81609 | 0.24857 | -0.31759 | 0.81609 | 0.78623
30 | 0.28 | 0.23 | South/Central | SC | Greenville.Intl.AP.723120 | 3 | 1931227 | 48.1244 | 8.7829 | 61.2762 | 48.0108 | 13.2654 | 898.52 | 2.2006 | 31.61 | 1.815 | 0.38561 | 38.5185 | 0.40866 | 12.12 | -0.0036939 | 0.41236 | 16.307 | 1.5348 | -0.27 | 2.4837 | -0.94889 | -5.8512 | 2.2006 | 31.61 | 1.815 | 0.38561 | 38.5185 | 2.3412 | 31.12 | 2.066 | 0.27516 | 37.3502 | 0.025551 | 1.2296 | 0.22441 | 1.5657 | 22.9579 | 0.056227 | 0.010442 | 0.039216 | 0.056227 | 0.059819 | 0.80766 | 0.30968 | -0.0068987 | 0.80766 | 0.79514 | 0.98418 | 0.41666 | -0.1495 | 0.98418 | 0.95433 | 0.025551 | 1.2296 | 0.22441 | 1.5657 | 22.9579 | 0.056227 | 0.010442 | 0.039216 | 0.056227 | 0.059819 | 0.80766 | 0.30968 | -0.0068987 | 0.80766 | 0.79514 | 0.98418 | 0.41666 | -0.1495 | 0.98418 | 0.95433
31 | 0.28 | 0.19 | South/Central | SC | Greenville.Intl.AP.723120 | 3 | 1931227 | 49.24 | 8.3308 | 61.7691 | 49.1238 | 12.6453 | 892.63 | 1.7077 | 37.5 | 0.70205 | 1.0057 | 48.8697 | -0.084207 | 18.01 | -1.1167 | 1.0324 | 26.6582 | 1.0419 | 5.62 | 1.3708 | -0.32881 | 4.4999 | 1.7077 | 37.5 | 0.70205 | 1.0057 | 48.8697 | 1.8483 | 37.01 | 0.95306 | 0.89525 | 47.7014 | 0.025551 | 1.2581 | 0.21286 | 1.5782 | 22.8074 | 0.043634 | -0.0021516 | 0.026622 | 0.043634 | 0.047226 | 0.95815 | 0.46017 | 0.1436 | 0.95815 | 0.94563 | 1.2487 | 0.68114 | 0.11498 | 1.2487 | 1.2188 | 0.025551 | 1.2581 | 0.21286 | 1.5782 | 22.8074 | 0.043634 | -0.0021516 | 0.026622 | 0.043634 | 0.047226 | 0.95815 | 0.46017 | 0.1436 | 0.95815 | 0.94563 | 1.2487 | 0.68114 | 0.11498 | 1.2487 | 1.2188
32 | 0.28 | 0.17 | South/Central | SC | Greenville.Intl.AP.723120 | 3 | 1931227 | 49.8329 | 8.1 | 62.0407 | 49.7153 | 12.3253 | 889.83 | 1.4362 | 40.3 | 0.11052 | 1.3257 | 53.9906 | -0.35576 | 20.81 | -1.7082 | 1.3524 | 31.7791 | 0.77039 | 8.42 | 0.77923 | -0.0088323 | 9.6209 | 1.4362 | 40.3 | 0.11052 | 1.3257 | 53.9906 | 1.5768 | 39.81 | 0.36154 | 1.2152 | 52.8223 | 0.025551 | 1.2733 | 0.20696 | 1.5852 | 22.7358 | 0.036696 | -0.0090899 | 0.019684 | 0.036696 | 0.040287 | 1.0297 | 0.53171 | 0.21514 | 1.0297 | 1.0172 | 1.3795 | 0.81198 | 0.24582 | 1.3795 | 1.3496 | 0.025551 | 1.2733 | 0.20696 | 1.5852 | 22.7358 | 0.036696 | -0.0090899 | 0.019684 | 0.036696 | 0.040287 | 1.0297 | 0.53171 | 0.21514 | 1.0297 | 1.0172 | 1.3795 | 0.81198 | 0.24582 | 1.3795 | 1.3496
33 | 0.27 | 0.47 | South/Central | SC | Greenville.Intl.AP.723120 | 3 | 1931227 | 43.5401 | 10.7811 | 59.4823 | 43.4372 | 16.045 | 929.87 | 3.9946 | 0.26 | 6.3886 | -2.394 | -13.1976 | 2.2026 | -19.23 | 4.5699 | -2.3673 | -35.4091 | 3.3288 | -31.62 | 7.0573 | -3.7285 | -57.5673 | 3.9946 | 0.26 | 6.3886 | -2.394 | -13.1976 | 4.1352 | -0.23 | 6.6396 | -2.5045 | -14.3659 | 0.025551 | 1.1125 | 0.27546 | 1.5198 | 23.7589 | 0.10206 | 0.056279 | 0.085053 | 0.10206 | 0.10566 | 0.0066432 | -0.49134 | -0.80791 | 0.0066432 | -0.0058767 | -0.33721 | -0.90473 | -1.4709 | -0.33721 | -0.36706 | 0.025551 | 1.1125 | 0.27546 | 1.5198 | 23.7589 | 0.10206 | 0.056279 | 0.085053 | 0.10206 | 0.10566 | 0.0066432 | -0.49134 | -0.80791 | 0.0066432 | -0.0058767 | -0.33721 | -0.90473 | -1.4709 | -0.33721 | -0.36706
34 | 0.27 | 0.42 | South/Central | SC | Greenville.Intl.AP.723120 | 3 | 1931227 | 44.3945 | 10.2892 | 59.6451 | 44.2897 | 15.3554 | 918.9 | 3.8318 | 11.23 | 5.5362 | -1.7044 | 3.2453 | 2.0398 | -8.26 | 3.7175 | -1.6776 | -18.9662 | 3.166 | -20.65 | 6.2049 | -3.0389 | -41.1244 | 3.8318 | 11.23 | 5.5362 | -1.7044 | 3.2453 | 3.9723 | 10.74 | 5.7872 | -1.8148 | 2.077 | 0.025551 | 1.1343 | 0.2629 | 1.524 | 23.4786 | 0.097905 | 0.052119 | 0.080893 | 0.097905 | 0.1015 | 0.28693 | -0.21105 | -0.52762 | 0.28693 | 0.27442 | 0.08292 | -0.4846 | -1.0508 | 0.08292 | 0.053068 | 0.025551 | 1.1343 | 0.2629 | 1.524 | 23.4786 | 0.097905 | 0.052119 | 0.080893 | 0.097905 | 0.1015 | 0.28693 | -0.21105 | -0.52762 | 0.28693 | 0.27442 | 0.08292 | -0.4846 | -1.0508 | 0.08292 | 0.053068
35 | 0.27 | 0.37 | South/Central | SC | Greenville.Intl.AP.723120 | 3 | 1931227 | 45.1193 | 9.9286 | 59.8694 | 45.0127 | 14.8567 | 912.18 | 3.6074 | 17.95 | 4.8131 | -1.2057 | 13.7713 | 1.8155 | -1.54 | 2.9944 | -1.1789 | -8.4402 | 2.9416 | -13.93 | 5.4818 | -2.5402 | -30.5984 | 3.6074 | 17.95 | 4.8131 | -1.2057 | 13.7713 | 3.748 | 17.46 | 5.0641 | -1.3161 | 12.603 | 0.025551 | 1.1528 | 0.25368 | 1.5297 | 23.3069 | 0.092172 | 0.046386 | 0.07516 | 0.092172 | 0.095764 | 0.45864 | -0.039348 | -0.35592 | 0.45864 | 0.44612 | 0.35187 | -0.21565 | -0.78181 | 0.35187 | 0.32202 | 0.025551 | 1.1528 | 0.25368 | 1.5297 | 23.3069 | 0.092172 | 0.046386 | 0.07516 | 0.092172 | 0.095764 | 0.45864 | -0.039348 | -0.35592 | 0.45864 | 0.44612 | 0.35187 | -0.21565 | -0.78181 | 0.35187 | 0.32202
36 | 0.27 | 0.32 | South/Central | SC | Greenville.Intl.AP.723120 | 3 | 1931227 | 46.0547 | 9.4967 | 60.2117 | 45.946 | 14.2657 | 905.08 | 3.2652 | 25.05 | 3.8798 | -0.61469 | 25.2685 | 1.4732 | 5.56 | 2.0611 | -0.58794 | 3.057 | 2.5994 | -6.83 | 4.5485 | -1.9492 | -19.1012 | 3.2652 | 25.05 | 3.8798 | -0.61469 | 25.2685 | 3.4057 | 24.56 | 4.1309 | -0.72514 | 24.1002 | 0.025551 | 1.1767 | 0.24265 | 1.5385 | 23.1255 | 0.083427 | 0.037641 | 0.066415 | 0.083427 | 0.087019 | 0.64005 | 0.14206 | -0.17451 | 0.64005 | 0.62753 | 0.64563 | 0.078109 | -0.48805 | 0.64563 | 0.61578 | 0.025551 | 1.1767 | 0.24265 | 1.5385 | 23.1255 | 0.083427 | 0.037641 | 0.066415 | 0.083427 | 0.087019 | 0.64005 | 0.14206 | -0.17451 | 0.64005 | 0.62753 | 0.64563 | 0.078109 | -0.48805 | 0.64563 | 0.61578
37 | 0.27 | 0.27 | South/Central | SC | Greenville.Intl.AP.723120 | 3 | 1931227 | 46.9596 | 9.1144 | 60.5734 | 46.8488 | 13.7247 | 899.13 | 2.9034 | 31 | 2.9771 | -0.073676 | 35.1736 | 1.1115 | 11.51 | 1.1584 | -0.046922 | 12.962 | 2.2376 | -0.88 | 3.6458 | -1.4082 | -9.1962 | 2.9034 | 31 | 2.9771 | -0.073676 | 35.1736 | 3.044 | 30.51 | 3.2281 | -0.18412 | 34.0052 | 0.025551 | 1.1999 | 0.23288 | 1.5477 | 22.9734 | 0.074184 | 0.028399 | 0.057173 | 0.074184 | 0.077776 | 0.79207 | 0.29409 | -0.022485 | 0.79207 | 0.77955 | 0.89871 | 0.33119 | -0.23497 | 0.89871 | 0.86886 | 0.025551 | 1.1999 | 0.23288 | 1.5477 | 22.9734 | 0.074184 | 0.028399 | 0.057173 | 0.074184 | 0.077776 | 0.79207 | 0.29409 | -0.022485 | 0.79207 | 0.77955 | 0.89871 | 0.33119 | -0.23497 | 0.89871 | 0.86886
38 | 0.27 | 0.23 | South/Central | SC | Greenville.Intl.AP.723120 | 3 | 1931227 | 47.7437 | 8.793 | 60.9049 | 47.6309 | 13.274 | 894.51 | 2.5719 | 35.62 | 2.1949 | 0.37701 | 43.039 | 0.77997 | 16.13 | 0.3762 | 0.40377 | 20.8275 | 1.9061 | 3.74 | 2.8636 | -0.95749 | -1.3308 | 2.5719 | 35.62 | 2.1949 | 0.37701 | 43.039 | 2.7125 | 35.13 | 2.4459 | 0.26657 | 41.8706 | 0.025551 | 1.2199 | 0.22467 | 1.5562 | 22.8554 | 0.065714 | 0.019929 | 0.048703 | 0.065714 | 0.069306 | 0.91012 | 0.41213 | 0.09556 | 0.91012 | 0.8976 | 1.0997 | 0.53216 | -0.034002 | 1.0997 | 1.0698 | 0.025551 | 1.2199 | 0.22467 | 1.5562 | 22.8554 | 0.065714 | 0.019929 | 0.048703 | 0.065714 | 0.069306 | 0.91012 | 0.41213 | 0.09556 | 0.91012 | 0.8976 | 1.0997 | 0.53216 | -0.034002 | 1.0997 | 1.0698
39 | 0.27 | 0.19 | South/Central | SC | Greenville.Intl.AP.723120 | 3 | 1931227 | 48.8494 | 8.3409 | 61.3787 | 48.7341 | 12.6445 | 888.27 | 2.0982 | 41.86 | 1.0917 | 1.0065 | 53.8866 | 0.30623 | 22.37 | -0.72699 | 1.0332 | 31.6751 | 1.4324 | 9.98 | 1.7604 | -0.32803 | 9.5168 | 2.0982 | 41.86 | 1.0917 | 1.0065 | 53.8866 | 2.2387 | 41.37 | 1.3427 | 0.89602 | 52.7183 | 0.025551 | 1.2481 | 0.21312 | 1.5683 | 22.696 | 0.05361 | 0.0078244 | 0.036598 | 0.05361 | 0.057202 | 1.0696 | 0.57157 | 0.255 | 1.0696 | 1.057 | 1.3768 | 0.80932 | 0.24316 | 1.3768 | 1.347 | 0.025551 | 1.2481 | 0.21312 | 1.5683 | 22.696 | 0.05361 | 0.0078244 | 0.036598 | 0.05361 | 0.057202 | 1.0696 | 0.57157 | 0.255 | 1.0696 | 1.057 | 1.3768 | 0.80932 | 0.24316 | 1.3768 | 1.347
40 | 0.27 | 0.17 | South/Central | SC | Greenville.Intl.AP.723120 | 3 | 1931227 | 49.4423 | 8.1107 | 61.6607 | 49.3257 | 12.3351 | 885.76 | 1.8161 | 44.37 | 0.50018 | 1.3159 | 58.5909 | 0.024172 | 24.88 | -1.3185 | 1.3427 | 36.3794 | 1.1503 | 12.49 | 1.1689 | -0.018563 | 14.2212 | 1.8161 | 44.37 | 0.50018 | 1.3159 | 58.5909 | 1.9567 | 43.88 | 0.7512 | 1.2055 | 57.4226 | 0.025551 | 1.2633 | 0.20724 | 1.5755 | 22.6318 | 0.046403 | 0.00061762 | 0.029392 | 0.046403 | 0.049995 | 1.1337 | 0.6357 | 0.31913 | 1.1337 | 1.1212 | 1.497 | 0.92952 | 0.36336 | 1.497 | 1.4672 | 0.025551 | 1.2633 | 0.20724 | 1.5755 | 22.6318 | 0.046403 | 0.00061762 | 0.029392 | 0.046403 | 0.049995 | 1.1337 | 0.6357 | 0.31913 | 1.1337 | 1.1212 | 1.497 | 0.92952 | 0.36336 | 1.497 | 1.4672
41 | 0.26 | 0.47 | South/Central | SC | Greenville.Intl.AP.723120 | 3 | 1931227 | 43.2197 | 10.7711 | 59.1419 | 43.1175 | 16.0243 | 925.71 | 4.335 | 4.42 | 6.7083 | -2.3733 | -8.285 | 2.543 | -15.07 | 4.8896 | -2.3466 | -30.4965 | 3.6692 | -27.46 | 7.377 | -3.7078 | -52.6548 | 4.335 | 4.42 | 6.7083 | -2.3733 | -8.285 | 4.4756 | 3.93 | 6.9593 | -2.4838 | -9.4534 | 0.025551 | 1.1043 | 0.27521 | 1.5111 | 23.6526 | 0.11076 | 0.064976 | 0.093751 | 0.11076 | 0.11435 | 0.11293 | -0.38505 | -0.70162 | 0.11293 | 0.10041 | -0.21169 | -0.77921 | -1.3454 | -0.21169 | -0.24154 | 0.025551 | 1.1043 | 0.27521 | 1.5111 | 23.6526 | 0.11076 | 0.064976 | 0.093751 | 0.11076 | 0.11435 | 0.11293 | -0.38505 | -0.70162 | 0.11293 | 0.10041 | -0.21169 | -0.77921 | -1.3454 | -0.21169 | -0.24154
42 | 0.26 | 0.42 | South/Central | SC | Greenville.Intl.AP.723120 | 3 | 1931227 | 44.0445 | 10.2898 | 59.2858 | 43.9405 | 15.3453 | 914.74 | 4.1911 | 15.39 | 5.8853 | -1.6942 | 8.1157 | 2.3991 | -4.1 | 4.0666 | -1.6675 | -14.0959 | 3.5253 | -16.49 | 6.554 | -3.0287 | -36.2541 | 4.1911 | 15.39 | 5.8853 | -1.6942 | 8.1157 | 4.3316 | 14.9 | 6.1363 | -1.8047 | 6.9473 | 0.025551 | 1.1254 | 0.26291 | 1.5148 | 23.3723 | 0.10709 | 0.0613 | 0.090074 | 0.10709 | 0.11068 | 0.39323 | -0.10476 | -0.42133 | 0.39323 | 0.38071 | 0.20736 | -0.36016 | -0.92632 | 0.20736 | 0.17751 | 0.025551 | 1.1254 | 0.26291 | 1.5148 | 23.3723 | 0.10709 | 0.0613 | 0.090074 | 0.10709 | 0.11068 | 0.39323 | -0.10476 | -0.42133 | 0.39323 | 0.38071 | 0.20736 | -0.36016 | -0.92632 | 0.20736 | 0.17751
43 | 0.26 | 0.37 | South/Central | SC | Greenville.Intl.AP.723120 | 3 | 1931227 | 44.6282 | 10.0191 | 59.488 | 44.5228 | 14.9653 | 909.95 | 3.9888 | 20.18 | 5.3031 | -1.3143 | 15.7357 | 2.1969 | 0.69 | 3.4844 | -1.2875 | -6.4758 | 3.323 | -11.7 | 5.9718 | -2.6488 | -28.6341 | 3.9888 | 20.18 | 5.3031 | -1.3143 | 15.7357 | 4.1294 | 19.69 | 5.5541 | -1.4247 | 14.5674 | 0.025551 | 1.1403 | 0.256 | 1.52 | 23.2499 | 0.10192 | 0.056132 | 0.084906 | 0.10192 | 0.10551 | 0.51561 | 0.01763 | -0.29894 | 0.51561 | 0.50309 | 0.40206 | -0.16546 | -0.73162 | 0.40206 | 0.37221 | 0.025551 | 1.1403 | 0.256 | 1.52 | 23.2499 | 0.10192 | 0.056132 | 0.084906 | 0.10192 | 0.10551 | 0.51561 | 0.01763 | -0.29894 | 0.51561 | 0.50309 | 0.40206 | -0.16546 | -0.73162 | 0.40206 | 0.37221
44 | 0.26 | 0.32 | South/Central | SC | Greenville.Intl.AP.723120 | 3 | 1931227 | 45.4329 | 9.6662 | 59.7986 | 45.3256 | 14.473 | 904.3 | 3.6783 | 25.83 | 4.5002 | -0.82196 | 24.9872 | 1.8863 | 6.34 | 2.6815 | -0.7952 | 2.7757 | 3.0125 | -6.05 | 5.169 | -2.1565 | -19.3825 | 3.6783 | 25.83 | 4.5002 | -0.82196 | 24.9872 | 3.8189 | 25.34 | 4.7513 | -0.93241 | 23.8189 | 0.025551 | 1.1608 | 0.24698 | 1.5279 | 23.1055 | 0.093983 | 0.048197 | 0.076971 | 0.093983 | 0.097575 | 0.65998 | 0.16199 | -0.15458 | 0.65998 | 0.64746 | 0.63844 | 0.070921 | -0.49524 | 0.63844 | 0.60859 | 0.025551 | 1.1608 | 0.24698 | 1.5279 | 23.1055 | 0.093983 | 0.048197 | 0.076971 | 0.093983 | 0.097575 | 0.65998 | 0.16199 | -0.15458 | 0.65998 | 0.64746 | 0.63844 | 0.070921 | -0.49524 | 0.63844 | 0.60859
45 | 0.26 | 0.27 | South/Central | SC | Greenville.Intl.AP.723120 | 3 | 1931227 | 46.4582 | 9.195 | 60.1627 | 46.3485 | 13.8142 | 896.19 | 3.3142 | 33.94 | 3.4774 | -0.16316 | 38.026 | 1.5222 | 14.45 | 1.6586 | -0.13641 | 15.8144 | 2.6484 | 2.06 | 4.1461 | -1.4977 | -6.3438 | 3.3142 | 33.94 | 3.4774 | -0.16316 | 38.026 | 3.4548 | 33.45 | 3.7284 | -0.27361 | 36.8576 | 0.025551 | 1.187 | 0.23494 | 1.5372 | 22.8983 | 0.08468 | 0.038894 | 0.067668 | 0.08468 | 0.088272 | 0.86719 | 0.36921 | 0.052635 | 0.86719 | 0.85467 | 0.97159 | 0.40407 | -0.16209 | 0.97159 | 0.94174 | 0.025551 | 1.187 | 0.23494 | 1.5372 | 22.8983 | 0.08468 | 0.038894 | 0.067668 | 0.08468 | 0.088272 | 0.86719 | 0.36921 | 0.052635 | 0.86719 | 0.85467 | 0.97159 | 0.40407 | -0.16209 | 0.97159 | 0.94174
46 | 0.26 | 0.23 | South/Central | SC | Greenville.Intl.AP.723120 | 3 | 1931227 | 47.3532 | 8.8129 | 60.525 | 47.2414 | 13.2836 | 890.46 | 2.9518 | 39.67 | 2.5845 | 0.36738 | 47.642 | 1.1599 | 20.18 | 0.76576 | 0.39414 | 25.4304 | 2.286 | 7.79 | 3.2532 | -0.96712 | 3.2722 | 2.9518 | 39.67 | 2.5845 | 0.36738 | 47.642 | 3.0924 | 39.18 | 2.8355 | 0.25694 | 46.4736 | 0.025551 | 1.2099 | 0.22518 | 1.5465 | 22.7519 | 0.075422 | 0.029636 | 0.05841 | 0.075422 | 0.079013 | 1.0136 | 0.51561 | 0.19904 | 1.0136 | 1.0011 | 1.2173 | 0.64977 | 0.083607 | 1.2173 | 1.1874 | 0.025551 | 1.2099 | 0.22518 | 1.5465 | 22.7519 | 0.075422 | 0.029636 | 0.05841 | 0.075422 | 0.079013 | 1.0136 | 0.51561 | 0.19904 | 1.0136 | 1.0011 | 1.2173 | 0.64977 | 0.083607 | 1.2173 | 1.1874
47 | 0.26 | 0.19 | South/Central | SC | Greenville.Intl.AP.723120 | 3 | 1931227 | 48.459 | 8.3517 | 60.9989 | 48.3446 | 12.6544 | 884.21 | 2.4779 | 45.92 | 1.4813 | 0.99664 | 58.4816 | 0.68596 | 26.43 | -0.33743 | 1.0234 | 36.2701 | 1.8121 | 14.04 | 2.15 | -0.33786 | 14.1118 | 2.4779 | 45.92 | 1.4813 | 0.99664 | 58.4816 | 2.6185 | 45.43 | 1.7323 | 0.88619 | 57.3132 | 0.025551 | 1.2382 | 0.21339 | 1.5586 | 22.5922 | 0.063312 | 0.017527 | 0.046301 | 0.063312 | 0.066904 | 1.1733 | 0.67531 | 0.35873 | 1.1733 | 1.1608 | 1.4942 | 0.92673 | 0.36057 | 1.4942 | 1.4644 | 0.025551 | 1.2382 | 0.21339 | 1.5586 | 22.5922 | 0.063312 | 0.017527 | 0.046301 | 0.063312 | 0.066904 | 1.1733 | 0.67531 | 0.35873 | 1.1733 | 1.1608 | 1.4942 | 0.92673 | 0.36057 | 1.4942 | 1.4644
48 | 0.26 | 0.17 | South/Central | SC | Greenville.Intl.AP.723120 | 3 | 1931227 | 49.0419 | 8.13 | 61.2702 | 48.9261 | 12.3441 | 881.59 | 2.2067 | 48.54 | 0.89972 | 1.3069 | 63.3466 | 0.41471 | 29.05 | -0.91898 | 1.3337 | 41.1351 | 1.5409 | 16.66 | 1.5684 | -0.027561 | 18.9768 | 2.2067 | 48.54 | 0.89972 | 1.3069 | 63.3466 | 2.3472 | 48.05 | 1.1507 | 1.1965 | 62.1782 | 0.025551 | 1.2531 | 0.20773 | 1.5655 | 22.5253 | 0.056382 | 0.010596 | 0.03937 | 0.056382 | 0.059973 | 1.2402 | 0.74225 | 0.42568 | 1.2402 | 1.2277 | 1.6186 | 1.051 | 0.48487 | 1.6186 | 1.5887 | 0.025551 | 1.2531 | 0.20773 | 1.5655 | 22.5253 | 0.056382 | 0.010596 | 0.03937 | 0.056382 | 0.059973 | 1.2402 | 0.74225 | 0.42568 | 1.2402 | 1.2277 | 1.6186 | 1.051 | 0.48487 | 1.6186 | 1.5887
49 | 0.25 | 0.47 | South/Central | SC | Greenville.Intl.AP.723120 | 3 | 1931227 | 42.9088 | 10.7611 | 58.8019 | 42.8074 | 15.9945 | 921.39 | 4.6749 | 8.74 | 7.0184 | -2.3434 | -3.1326 | 2.883 | -10.75 | 5.1997 | -2.3167 | -25.3441 | 4.0092 | -23.14 | 7.6871 | -3.6779 | -47.5023 | 4.6749 | 8.74 | 7.0184 | -2.3434 | -3.1326 | 4.8155 | 8.25 | 7.2694 | -2.4539 | -4.3009 | 0.025551 | 1.0964 | 0.27495 | 1.5024 | 23.5422 | 0.11945 | 0.073663 | 0.10244 | 0.11945 | 0.12304 | 0.22331 | -0.27467 | -0.59124 | 0.22331 | 0.21079 | -0.080039 | -0.64756 | -1.2137 | -0.080039 | -0.10989 | 0.025551 | 1.0964 | 0.27495 | 1.5024 | 23.5422 | 0.11945 | 0.073663 | 0.10244 | 0.11945 | 0.12304 | 0.22331 | -0.27467 | -0.59124 | 0.22331 | 0.21079 | -0.080039 | -0.64756 | -1.2137 | -0.080039 | -0.10989
50 | 0.25 | 0.42 | South/Central | SC | Greenville.Intl.AP.723120 | 3 | 1931227 | 43.6941 | 10.2998 | 58.9353 | 43.5908 | 15.3444 | 910.84 | 4.5416 | 19.29 | 6.235 | -1.6934 | 12.6226 | 2.7496 | -0.2 | 4.4163 | -1.6667 | -9.5889 | 3.8758 | -12.59 | 6.9037 | -3.0279 | -31.7472 | 4.5416 | 19.29 | 6.235 | -1.6934 | 12.6226 | 4.6821 | 18.8 | 6.486 | -1.8039 | 11.4543 | 0.025551 | 1.1164 | 0.26317 | 1.5058 | 23.2726 | 0.11604 | 0.070255 | 0.099029 | 0.11604 | 0.11963 | 0.49287 | -0.0051102 | -0.32168 | 0.49287 | 0.48035 | 0.32252 | -0.245 | -0.81116 | 0.32252 | 0.29267 | 0.025551 | 1.1164 | 0.26317 | 1.5058 | 23.2726 | 0.11604 | 0.070255 | 0.099029 | 0.11604 | 0.11963 | 0.49287 | -0.0051102 | -0.32168 | 0.49287 | 0.48035 | 0.32252 | -0.245 | -0.81116 | 0.32252 | 0.29267
51 | 0.25 | 0.37 | South/Central | SC | Greenville.Intl.AP.723120 | 3 | 1931227 | 44.1368 | 10.1195 | 59.117 | 44.0325 | 15.0846 | 908.06 | 4.3598 | 22.07 | 5.7934 | -1.4335 | 17.2787 | 2.5679 | 2.58 | 3.9747 | -1.4068 | -4.9329 | 3.694 | -9.81 | 6.4621 | -2.768 | -27.0911 | 4.3598 | 22.07 | 5.7934 | -1.4335 | 17.2787 | 4.5004 | 21.58 | 6.0444 | -1.544 | 16.1103 | 0.025551 | 1.1277 | 0.25856 | 1.5105 | 23.2016 | 0.1114 | 0.065611 | 0.094385 | 0.1114 | 0.11499 | 0.56391 | 0.065921 | -0.25065 | 0.56391 | 0.55139 | 0.44148 | -0.12604 | -0.6922 | 0.44148 | 0.41163 | 0.025551 | 1.1277 | 0.25856 | 1.5105 | 23.2016 | 0.1114 | 0.065611 | 0.094385 | 0.1114 | 0.11499 | 0.56391 | 0.065921 | -0.25065 | 0.56391 | 0.55139 | 0.44148 | -0.12604 | -0.6922 | 0.44148 | 0.41163
52 | 0.25 | 0.32 | South/Central | SC | Greenville.Intl.AP.723120 | 3 | 1931227 | 44.8107 | 9.8374 | 59.3784 | 44.7049 | 14.6735 | 903.33 | 4.0985 | 26.8 | 5.121 | -1.0225 | 24.978 | 2.3065 | 7.31 | 3.3022 | -0.99571 | 2.7664 | 3.4327 | -5.08 | 5.7897 | -2.357 | -19.3918 | 4.0985 | 26.8 | 5.121 | -1.0225 | 24.978 | 4.2391 | 26.31 | 5.372 | -1.1329 | 23.8096 | 0.025551 | 1.1449 | 0.25135 | 1.5172 | 23.0808 | 0.10472 | 0.058934 | 0.087708 | 0.10472 | 0.10831 | 0.68476 | 0.18678 | -0.1298 | 0.68476 | 0.67224 | 0.63821 | 0.070684 | -0.49548 | 0.63821 | 0.60835 | 0.025551 | 1.1449 | 0.25135 | 1.5172 | 23.0808 | 0.10472 | 0.058934 | 0.087708 | 0.10472 | 0.10831 | 0.68476 | 0.18678 | -0.1298 | 0.68476 | 0.67224 | 0.63821 | 0.070684 | -0.49548 | 0.63821 | 0.60835
53 | 0.25 | 0.27 | South/Central | SC | Greenville.Intl.AP.723120 | 3 | 1931227 | 45.9573 | 9.2748 | 59.751 | 45.8488 | 13.9023 | 893.23 | 3.7258 | 36.9 | 3.9771 | -0.25126 | 40.9267 | 1.9339 | 17.41 | 2.1584 | -0.22451 | 18.7152 | 3.06 | 5.02 | 4.6458 | -1.5858 | -3.4431 | 3.7258 | 36.9 | 3.9771 | -0.25126 | 40.9267 | 3.8664 | 36.41 | 4.2281 | -0.36171 | 39.7583 | 0.025551 | 1.1742 | 0.23698 | 1.5267 | 22.8227 | 0.095198 | 0.049412 | 0.078186 | 0.095198 | 0.098789 | 0.94282 | 0.44484 | 0.12826 | 0.94282 | 0.9303 | 1.0457 | 0.47819 | -0.087974 | 1.0457 | 1.0159 | 0.025551 | 1.1742 | 0.23698 | 1.5267 | 22.8227 | 0.095198 | 0.049412 | 0.078186 | 0.095198 | 0.098789 | 0.94282 | 0.44484 | 0.12826 | 0.94282 | 0.9303 | 1.0457 | 0.47819 | -0.087974 | 1.0457 | 1.0159
54 | 0.25 | 0.23 | South/Central | SC | Greenville.Intl.AP.723120 | 3 | 1931227 | 46.9726 | 8.8229 | 60.1447 | 46.8617 | 13.283 | 886.22 | 3.3322 | 43.91 | 2.9642 | 0.36803 | 52.5261 | 1.5402 | 24.42 | 1.1455 | 0.39478 | 30.3146 | 2.6664 | 12.03 | 3.6329 | -0.96647 | 8.1564 | 3.3322 | 43.91 | 2.9642 | 0.36803 | 52.5261 | 3.4727 | 43.42 | 3.2152 | 0.25758 | 51.3578 | 0.025551 | 1.2002 | 0.22543 | 1.5367 | 22.6436 | 0.08514 | 0.039354 | 0.068128 | 0.08514 | 0.088731 | 1.1219 | 0.62395 | 0.30738 | 1.1219 | 1.1094 | 1.3421 | 0.77456 | 0.2084 | 1.3421 | 1.3122 | 0.025551 | 1.2002 | 0.22543 | 1.5367 | 22.6436 | 0.08514 | 0.039354 | 0.068128 | 0.08514 | 0.088731 | 1.1219 | 0.62395 | 0.30738 | 1.1219 | 1.1094 | 1.3421 | 0.77456 | 0.2084 | 1.3421 | 1.3122
55 | 0.25 | 0.19 | South/Central | SC | Greenville.Intl.AP.723120 | 3 | 1931227 | 48.0677 | 8.3715 | 60.6175 | 47.9542 | 12.6634 | 880.14 | 2.8593 | 49.99 | 1.8717 | 0.98764 | 63.1204 | 1.0674 | 30.5 | 0.052966 | 1.0144 | 40.9089 | 2.1935 | 18.11 | 2.5404 | -0.34686 | 18.7506 | 2.8593 | 49.99 | 1.8717 | 0.98764 | 63.1204 | 2.9999 | 49.5 | 2.1227 | 0.87719 | 61.952 | 0.025551 | 1.2282 | 0.2139 | 1.5488 | 22.4882 | 0.073057 | 0.027272 | 0.056046 | 0.073057 | 0.076649 | 1.2773 | 0.7793 | 0.46272 | 1.2773 | 1.2648 | 1.6128 | 1.0453 | 0.47909 | 1.6128 | 1.5829 | 0.025551 | 1.2282 | 0.2139 | 1.5488 | 22.4882 | 0.073057 | 0.027272 | 0.056046 | 0.073057 | 0.076649 | 1.2773 | 0.7793 | 0.46272 | 1.2773 | 1.2648 | 1.6128 | 1.0453 | 0.47909 | 1.6128 | 1.5829
56 | 0.25 | 0.17 | South/Central | SC | Greenville.Intl.AP.723120 | 3 | 1931227 | 48.6511 | 8.1405 | 60.8893 | 48.5363 | 12.3531 | 877.5 | 2.5875 | 52.63 | 1.2896 | 1.2979 | 67.9785 | 0.79557 | 33.14 | -0.52912 | 1.3247 | 45.767 | 1.9217 | 20.75 | 1.9583 | -0.036559 | 23.6087 | 2.5875 | 52.63 | 1.2896 | 1.2979 | 67.9785 | 2.7281 | 52.14 | 1.5406 | 1.1875 | 66.8102 | 0.025551 | 1.2431 | 0.208 | 1.5558 | 22.4208 | 0.066113 | 0.020327 | 0.049101 | 0.066113 | 0.069705 | 1.3447 | 0.84675 | 0.53018 | 1.3447 | 1.3322 | 1.7369 | 1.1694 | 0.60322 | 1.7369 | 1.707 | 0.025551 | 1.2431 | 0.208 | 1.5558 | 22.4208 | 0.066113 | 0.020327 | 0.049101 | 0.066113 | 0.069705 | 1.3447 | 0.84675 | 0.53018 | 1.3447 | 1.3322 | 1.7369 | 1.1694 | 0.60322 | 1.7369 | 1.707
57 | 0.24 | 0.47 | South/Central | SC | Greenville.Intl.AP.723120 | 3 | 1931227 | 42.5291 | 10.7725 | 58.4329 | 42.4286 | 16.0043 | 917.49 | 5.0439 | 12.64 | 7.3973 | -2.3533 | 1.3233 | 3.252 | -6.85 | 5.5785 | -2.3266 | -20.8882 | 4.3781 | -19.24 | 8.066 | -3.6878 | -43.0465 | 5.0439 | 12.64 | 7.3973 | -2.3533 | 1.3233 | 5.1845 | 12.15 | 7.6483 | -2.4638 | 0.15496 | 0.025551 | 1.0867 | 0.27524 | 1.493 | 23.4426 | 0.12888 | 0.08309 | 0.11186 | 0.12888 | 0.13247 | 0.32296 | -0.17502 | -0.4916 | 0.32296 | 0.31044 | 0.033811 | -0.53371 | -1.0999 | 0.033811 | 0.0039594 | 0.025551 | 1.0867 | 0.27524 | 1.493 | 23.4426 | 0.12888 | 0.08309 | 0.11186 | 0.12888 | 0.13247 | 0.32296 | -0.17502 | -0.4916 | 0.32296 | 0.31044 | 0.033811 | -0.53371 | -1.0999 | 0.033811 | 0.0039594
58 | 0.24 | 0.42 | South/Central | SC | Greenville.Intl.AP.723120 | 3 | 1931227 | 43.3135 | 10.3105 | 58.5654 | 43.2111 | 15.3542 | 906.92 | 4.9115 | 23.21 | 6.6147 | -1.7032 | 17.093 | 3.1195 | 3.72 | 4.796 | -1.6765 | -5.1186 | 4.2457 | -8.67 | 7.2834 | -3.0377 | -27.2768 | 4.9115 | 23.21 | 6.6147 | -1.7032 | 17.093 | 5.052 | 22.72 | 6.8657 | -1.8137 | 15.9246 | 0.025551 | 1.1067 | 0.26344 | 1.4964 | 23.1725 | 0.12549 | 0.079706 | 0.10848 | 0.12549 | 0.12908 | 0.59303 | 0.095049 | -0.22153 | 0.59303 | 0.58051 | 0.43674 | -0.13078 | -0.69694 | 0.43674 | 0.40689 | 0.025551 | 1.1067 | 0.26344 | 1.4964 | 23.1725 | 0.12549 | 0.079706 | 0.10848 | 0.12549 | 0.12908 | 0.59303 | 0.095049 | -0.22153 | 0.59303 | 0.58051 | 0.43674 | -0.13078 | -0.69694 | 0.43674 | 0.40689
59 | 0.24 | 0.37 | South/Central | SC | Greenville.Intl.AP.723120 | 3 | 1931227 | 43.7567 | 10.1395 | 58.7563 | 43.6533 | 15.1029 | 904.4 | 4.7206 | 25.73 | 6.1725 | -1.4519 | 21.4011 | 2.9286 | 6.24 | 4.3538 | -1.4252 | -0.81043 | 4.0548 | -6.15 | 6.8412 | -2.7864 | -22.9687 | 4.7206 | 25.73 | 6.1725 | -1.4519 | 21.4011 | 4.8612 | 25.24 | 6.4235 | -1.5624 | 20.2328 | 0.025551 | 1.118 | 0.25907 | 1.5013 | 23.1081 | 0.12061 | 0.074829 | 0.1036 | 0.12061 | 0.12421 | 0.65742 | 0.15944 | -0.15714 | 0.65742 | 0.6449 | 0.54681 | -0.020707 | -0.58687 | 0.54681 | 0.51696 | 0.025551 | 1.118 | 0.25907 | 1.5013 | 23.1081 | 0.12061 | 0.074829 | 0.1036 | 0.12061 | 0.12421 | 0.65742 | 0.15944 | -0.15714 | 0.65742 | 0.6449 | 0.54681 | -0.020707 | -0.58687 | 0.54681 | 0.51696
60 | 0.24 | 0.32 | South/Central | SC | Greenville.Intl.AP.723120 | 3 | 1931227 | 44.4203 | 9.8571 | 59.0068 | 44.3153 | 14.6915 | 899.54 | 4.4701 | 30.59 | 5.5105 | -1.0404 | 29.2494 | 2.6781 | 11.1 | 3.6918 | -1.0137 | 7.0379 | 3.8043 | -1.29 | 6.1792 | -2.3749 | -15.1204 | 4.4701 | 30.59 | 5.5105 | -1.0404 | 29.2494 | 4.6106 | 30.1 | 5.7615 | -1.1509 | 28.081 | 0.025551 | 1.135 | 0.25186 | 1.5077 | 22.9839 | 0.11421 | 0.068428 | 0.097202 | 0.11421 | 0.11781 | 0.7816 | 0.28361 | -0.03296 | 0.7816 | 0.76908 | 0.74734 | 0.17982 | -0.38634 | 0.74734 | 0.71749 | 0.025551 | 1.135 | 0.25186 | 1.5077 | 22.9839 | 0.11421 | 0.068428 | 0.097202 | 0.11421 | 0.11781 | 0.7816 | 0.28361 | -0.03296 | 0.7816 | 0.76908 | 0.74734 | 0.17982 | -0.38634 | 0.74734 | 0.71749
61 | 0.24 | 0.27 | South/Central | SC | Greenville.Intl.AP.723120 | 3 | 1931227 | 45.5671 | 9.2855 | 59.3715 | 45.4594 | 13.9121 | 889.21 | 4.1054 | 40.92 | 4.3664 | -0.26107 | 45.5202 | 2.3134 | 21.43 | 2.5477 | -0.23431 | 23.3087 | 3.4396 | 9.04 | 5.0351 | -1.5956 | 1.1504 | 4.1054 | 40.92 | 4.3664 | -0.26107 | 45.5202 | 4.2459 | 40.43 | 4.6175 | -0.37151 | 44.3519 | 0.025551 | 1.1643 | 0.23725 | 1.517 | 22.72 | 0.1049 | 0.05911 | 0.087884 | 0.1049 | 0.10849 | 1.0455 | 0.54755 | 0.23098 | 1.0455 | 1.033 | 1.1631 | 0.59555 | 0.029394 | 1.1631 | 1.1332 | 0.025551 | 1.1643 | 0.23725 | 1.517 | 22.72 | 0.1049 | 0.05911 | 0.087884 | 0.1049 | 0.10849 | 1.0455 | 0.54755 | 0.23098 | 1.0455 | 1.033 | 1.1631 | 0.59555 | 0.029394 | 1.1631 | 1.1332
62 | 0.24 | 0.23 | South/Central | SC | Greenville.Intl.AP.723120 | 3 | 1931227 | 46.5821 | 8.8335 | 59.7645 | 46.472 | 13.2925 | 882.18 | 3.7123 | 47.95 | 3.3538 | 0.35852 | 57.1354 | 1.9204 | 28.46 | 1.5351 | 0.38528 | 34.9239 | 3.0465 | 16.07 | 4.0225 | -0.97598 | 12.7656 | 3.7123 | 47.95 | 3.3538 | 0.35852 | 57.1354 | 3.8529 | 47.46 | 3.6048 | 0.24808 | 55.9671 | 0.025551 | 1.1902 | 0.2257 | 1.527 | 22.5404 | 0.094853 | 0.049067 | 0.077842 | 0.094853 | 0.098445 | 1.2252 | 0.72717 | 0.4106 | 1.2252 | 1.2126 | 1.4599 | 0.89233 | 0.32617 | 1.4599 | 1.43 | 0.025551 | 1.1902 | 0.2257 | 1.527 | 22.5404 | 0.094853 | 0.049067 | 0.077842 | 0.094853 | 0.098445 | 1.2252 | 0.72717 | 0.4106 | 1.2252 | 1.2126 | 1.4599 | 0.89233 | 0.32617 | 1.4599 | 1.43
63 | 0.24 | 0.19 | South/Central | SC | Greenville.Intl.AP.723120 | 3 | 1931227 | 47.6779 | 8.3815 | 60.2376 | 47.5652 | 12.6723 | 876.07 | 3.2393 | 54.06 | 2.2606 | 0.97867 | 67.7414 | 1.4473 | 34.57 | 0.4419 | 1.0054 | 45.5299 | 2.5735 | 22.18 | 2.9293 | -0.35583 | 23.3716 | 3.2393 | 54.06 | 2.2606 | 0.97867 | 67.7414 | 3.3798 | 53.57 | 2.5116 | 0.86822 | 66.5731 | 0.025551 | 1.2182 | 0.21415 | 1.5391 | 22.3842 | 0.082766 | 0.03698 | 0.065754 | 0.082766 | 0.086357 | 1.3813 | 0.88329 | 0.56672 | 1.3813 | 1.3688 | 1.7308 | 1.1633 | 0.59716 | 1.7308 | 1.701 | 0.025551 | 1.2182 | 0.21415 | 1.5391 | 22.3842 | 0.082766 | 0.03698 | 0.065754 | 0.082766 | 0.086357 | 1.3813 | 0.88329 | 0.56672 | 1.3813 | 1.3688 | 1.7308 | 1.1633 | 0.59716 | 1.7308 | 1.701
64 | 0.24 | 0.17 | South/Central | SC | Greenville.Intl.AP.723120 | 3 | 1931227 | 48.2608 | 8.1505 | 60.4991 | 48.1468 | 12.3523 | 873.12 | 2.9778 | 57.01 | 1.679 | 1.2987 | 72.994 | 1.1858 | 37.52 | -0.13966 | 1.3255 | 50.7824 | 2.312 | 25.13 | 2.3477 | -0.035758 | 28.6242 | 2.9778 | 57.01 | 1.679 | 1.2987 | 72.994 | 3.1184 | 56.52 | 1.9301 | 1.1883 | 71.8256 | 0.025551 | 1.2331 | 0.20825 | 1.5458 | 22.3089 | 0.076085 | 0.030299 | 0.059073 | 0.076085 | 0.079676 | 1.4566 | 0.95866 | 0.64209 | 1.4566 | 1.4441 | 1.8651 | 1.2975 | 0.73137 | 1.8651 | 1.8352 | 0.025551 | 1.2331 | 0.20825 | 1.5458 | 22.3089 | 0.076085 | 0.030299 | 0.059073 | 0.076085 | 0.079676 | 1.4566 | 0.95866 | 0.64209 | 1.4566 | 1.4441 | 1.8651 | 1.2975 | 0.73137 | 1.8651 | 1.8352
65 | 0.22 | 0.47 | South/Central | SC | Greenville.Intl.AP.723120 | 3 | 1931227 | 41.7777 | 10.8122 | 57.7119 | 41.6789 | 16.033 | 910.06 | 5.7649 | 20.07 | 8.147 | -2.382 | 9.779 | 3.973 | 0.58 | 6.3283 | -2.3553 | -12.4325 | 5.0991 | -11.81 | 8.8157 | -3.7165 | -34.5907 | 5.7649 | 20.07 | 8.147 | -2.382 | 9.779 | 5.9055 | 19.58 | 8.398 | -2.4925 | 8.6107 | 0.025551 | 1.0675 | 0.27626 | 1.4746 | 23.2527 | 0.1473 | 0.10151 | 0.13029 | 0.1473 | 0.15089 | 0.5128 | 0.014819 | -0.30175 | 0.5128 | 0.50028 | 0.24986 | -0.31766 | -0.88382 | 0.24986 | 0.22001 | 0.025551 | 1.0675 | 0.27626 | 1.4746 | 23.2527 | 0.1473 | 0.10151 | 0.13029 | 0.1473 | 0.15089 | 0.5128 | 0.014819 | -0.30175 | 0.5128 | 0.50028 | 0.24986 | -0.31766 | -0.88382 | 0.24986 | 0.22001
66 | 0.22 | 0.42 | South/Central | SC | Greenville.Intl.AP.723120 | 3 | 1931227 | 42.5614 | 10.351 | 57.8438 | 42.4608 | 15.383 | 899.47 | 5.6331 | 30.66 | 7.365 | -1.732 | 25.554 | 3.8411 | 11.17 | 5.5463 | -1.7052 | 3.3425 | 4.9673 | -1.22 | 8.0338 | -3.0665 | -18.8158 | 5.6331 | 30.66 | 7.365 | -1.732 | 25.554 | 5.7736 | 30.17 | 7.6161 | -1.8424 | 24.3857 | 0.025551 | 1.0875 | 0.26447 | 1.478 | 22.9821 | 0.14393 | 0.098143 | 0.12692 | 0.14393 | 0.14752 | 0.78339 | 0.2854 | -0.031172 | 0.78339 | 0.77087 | 0.65292 | 0.085403 | -0.48076 | 0.65292 | 0.62307 | 0.025551 | 1.0875 | 0.26447 | 1.478 | 22.9821 | 0.14393 | 0.098143 | 0.12692 | 0.14393 | 0.14752 | 0.78339 | 0.2854 | -0.031172 | 0.78339 | 0.77087 | 0.65292 | 0.085403 | -0.48076 | 0.65292 | 0.62307
67 | 0.22 | 0.37 | South/Central | SC | Greenville.Intl.AP.723120 | 3 | 1931227 | 43.0046 | 10.1793 | 58.0347 | 42.903 | 15.1317 | 896.91 | 5.4422 | 33.22 | 6.9229 | -1.4807 | 29.862 | 3.6502 | 13.73 | 5.1042 | -1.4539 | 7.6505 | 4.7764 | 1.34 | 7.5916 | -2.8152 | -14.5078 | 5.4422 | 33.22 | 6.9229 | -1.4807 | 29.862 | 5.5827 | 32.73 | 7.1739 | -1.5911 | 28.6937 | 0.025551 | 1.0988 | 0.26009 | 1.4828 | 22.9167 | 0.13905 | 0.093266 | 0.12204 | 0.13905 | 0.14264 | 0.8488 | 0.35081 | 0.034238 | 0.8488 | 0.83628 | 0.763 | 0.19548 | -0.37068 | 0.763 | 0.73314 | 0.025551 | 1.0988 | 0.26009 | 1.4828 | 22.9167 | 0.13905 | 0.093266 | 0.12204 | 0.13905 | 0.14264 | 0.8488 | 0.35081 | 0.034238 | 0.8488 | 0.83628 | 0.763 | 0.19548 | -0.37068 | 0.763 | 0.73314
68 | 0.22 | 0.32 | South/Central | SC | Greenville.Intl.AP.723120 | 3 | 1931227 | 43.649 | 9.8877 | 58.2561 | 43.5458 | 14.7103 | 891.57 | 5.2208 | 38.56 | 6.2801 | -1.0593 | 38.3489 | 3.4288 | 19.07 | 4.4614 | -1.0326 | 16.1373 | 4.555 | 6.68 | 6.9488 | -2.3938 | -6.0209 | 5.2208 | 38.56 | 6.2801 | -1.0593 | 38.3489 | 5.3613 | 38.07 | 6.5311 | -1.1698 | 37.1805 | 0.025551 | 1.1153 | 0.25264 | 1.4885 | 22.7803 | 0.13339 | 0.087609 | 0.11638 | 0.13339 | 0.13699 | 0.98524 | 0.48725 | 0.17068 | 0.98524 | 0.97272 | 0.97984 | 0.41232 | -0.15384 | 0.97984 | 0.94999 | 0.025551 | 1.1153 | 0.25264 | 1.4885 | 22.7803 | 0.13339 | 0.087609 | 0.11638 | 0.13339 | 0.13699 | 0.98524 | 0.48725 | 0.17068 | 0.98524 | 0.97272 | 0.97984 | 0.41232 | -0.15384 | 0.97984 | 0.94999
69 | 0.22 | 0.27 | South/Central | SC | Greenville.Intl.AP.723120 | 3 | 1931227 | 44.795 | 9.3159 | 58.6203 | 44.6891 | 13.9312 | 881.21 | 4.8565 | 48.92 | 5.1367 | -0.28023 | 54.6169 | 3.0646 | 29.43 | 3.318 | -0.25348 | 32.4053 | 4.1907 | 17.04 | 5.8054 | -1.6147 | 10.2471 | 4.8565 | 48.92 | 5.1367 | -0.28023 | 54.6169 | 4.9971 | 48.43 | 5.3877 | -0.39068 | 53.4485 | 0.025551 | 1.1445 | 0.23803 | 1.4978 | 22.5156 | 0.12409 | 0.078302 | 0.10708 | 0.12409 | 0.12768 | 1.2499 | 0.75196 | 0.43538 | 1.2499 | 1.2374 | 1.3955 | 0.82798 | 0.26182 | 1.3955 | 1.3656 | 0.025551 | 1.1445 | 0.23803 | 1.4978 | 22.5156 | 0.12409 | 0.078302 | 0.10708 | 0.12409 | 0.12768 | 1.2499 | 0.75196 | 0.43538 | 1.2499 | 1.2374 | 1.3955 | 0.82798 | 0.26182 | 1.3955 | 1.3656
70 | 0.22 | 0.23 | South/Central | SC | Greenville.Intl.AP.723120 | 3 | 1931227 | 45.8008 | 8.8632 | 59.0029 | 45.6926 | 13.3103 | 874.03 | 4.474 | 56.1 | 4.1332 | 0.34075 | 66.4043 | 2.682 | 36.61 | 2.3145 | 0.3675 | 44.1927 | 3.8082 | 24.22 | 4.8019 | -0.99375 | 22.0345 | 4.474 | 56.1 | 4.1332 | 0.34075 | 66.4043 | 4.6146 | 55.61 | 4.3843 | 0.2303 | 65.2359 | 0.025551 | 1.1702 | 0.22646 | 1.5076 | 22.3321 | 0.11431 | 0.068528 | 0.097302 | 0.11431 | 0.11791 | 1.4334 | 0.93541 | 0.61884 | 1.4334 | 1.4209 | 1.6967 | 1.1292 | 0.563 | 1.6967 | 1.6668 | 0.025551 | 1.1702 | 0.22646 | 1.5076 | 22.3321 | 0.11431 | 0.068528 | 0.097302 | 0.11431 | 0.11791 | 1.4334 | 0.93541 | 0.61884 | 1.4334 | 1.4209 | 1.6967 | 1.1292 | 0.563 | 1.6967 | 1.6668
71 | 0.22 | 0.19 | South/Central | SC | Greenville.Intl.AP.723120 | 3 | 1931227 | 46.8961 | 8.402 | 59.4572 | 46.7853 | 12.6719 | 867.38 | 4.0196 | 62.75 | 3.0406 | 0.97907 | 77.7381 | 2.2277 | 43.26 | 1.2219 | 1.0058 | 55.5265 | 3.3538 | 30.87 | 3.7093 | -0.35543 | 33.3683 | 4.0196 | 62.75 | 3.0406 | 0.97907 | 77.7381 | 4.1602 | 62.26 | 3.2916 | 0.86863 | 76.5697 | 0.025551 | 1.1982 | 0.21468 | 1.5192 | 22.1622 | 0.1027 | 0.056919 | 0.085693 | 0.1027 | 0.1063 | 1.6033 | 1.1053 | 0.78875 | 1.6033 | 1.5908 | 1.9863 | 1.4187 | 0.85258 | 1.9863 | 1.9564 | 0.025551 | 1.1982 | 0.21468 | 1.5192 | 22.1622 | 0.1027 | 0.056919 | 0.085693 | 0.1027 | 0.1063 | 1.6033 | 1.1053 | 0.78875 | 1.6033 | 1.5908 | 1.9863 | 1.4187 | 0.85258 | 1.9863 | 1.9564
72 | 0.22 | 0.17 | South/Central | SC | Greenville.Intl.AP.723120 | 3 | 1931227 | 47.479 | 8.171 | 59.7278 | 47.3668 | 12.361 | 864.68 | 3.749 | 65.45 | 2.459 | 1.29 | 82.6293 | 1.9571 | 45.96 | 0.6403 | 1.3168 | 60.4177 | 3.0832 | 33.57 | 3.1277 | -0.044462 | 38.2595 | 3.749 | 65.45 | 2.459 | 1.29 | 82.6293 | 3.8896 | 64.96 | 2.71 | 1.1796 | 81.4609 | 0.025551 | 1.2131 | 0.20878 | 1.5261 | 22.0932 | 0.095791 | 0.050005 | 0.078779 | 0.095791 | 0.099382 | 1.6723 | 1.1743 | 0.85774 | 1.6723 | 1.6598 | 2.1112 | 1.5437 | 0.97756 | 2.1112 | 2.0814 | 0.025551 | 1.2131 | 0.20878 | 1.5261 | 22.0932 | 0.095791 | 0.050005 | 0.078779 | 0.095791 | 0.099382 | 1.6723 | 1.1743 | 0.85774 | 1.6723 | 1.6598 | 2.1112 | 1.5437 | 0.97756 | 2.1112 | 2.0814
73 | 0.2 | 0.47 | South/Central | SC | Greenville.Intl.AP.723120 | 3 | 1931227 | 41.0164 | 10.8528 | 56.9903 | 40.9194 | 16.071 | 902.76 | 6.4865 | 27.37 | 8.9065 | -2.4199 | 17.9934 | 4.6946 | 7.88 | 7.0877 | -2.3932 | -4.2181 | 5.8207 | -4.51 | 9.5752 | -3.7544 | -26.3764 | 6.4865 | 27.37 | 8.9065 | -2.4199 | 17.9934 | 6.6271 | 26.88 | 9.1575 | -2.5304 | 16.8251 | 0.025551 | 1.048 | 0.2773 | 1.4561 | 23.0662 | 0.16574 | 0.11995 | 0.14872 | 0.16574 | 0.16933 | 0.69932 | 0.20134 | -0.11523 | 0.69932 | 0.6868 | 0.45975 | -0.10778 | -0.67394 | 0.45975 | 0.42989 | 0.025551 | 1.048 | 0.2773 | 1.4561 | 23.0662 | 0.16574 | 0.11995 | 0.14872 | 0.16574 | 0.16933 | 0.69932 | 0.20134 | -0.11523 | 0.69932 | 0.6868 | 0.45975 | -0.10778 | -0.67394 | 0.45975 | 0.42989
74 | 0.2 | 0.42 | South/Central | SC | Greenville.Intl.AP.723120 | 3 | 1931227 | 41.7907 | 10.3913 | 57.104 | 41.6919 | 15.4121 | 891.8 | 6.3729 | 38.33 | 8.134 | -1.7611 | 34.2394 | 4.5809 | 18.84 | 6.3153 | -1.7343 | 12.0279 | 5.7071 | 6.45 | 8.8027 | -3.0956 | -10.1304 | 6.3729 | 38.33 | 8.134 | -1.7611 | 34.2394 | 6.5135 | 37.84 | 8.385 | -1.8715 | 33.071 | 0.025551 | 1.0678 | 0.26551 | 1.459 | 22.7862 | 0.16283 | 0.11705 | 0.14582 | 0.16283 | 0.16642 | 0.97936 | 0.48138 | 0.1648 | 0.97936 | 0.96684 | 0.87484 | 0.30732 | -0.25884 | 0.87484 | 0.84499 | 0.025551 | 1.0678 | 0.26551 | 1.459 | 22.7862 | 0.16283 | 0.11705 | 0.14582 | 0.16283 | 0.16642 | 0.97936 | 0.48138 | 0.1648 | 0.97936 | 0.96684 | 0.87484 | 0.30732 | -0.25884 | 0.87484 | 0.84499
75 | 0.2 | 0.37 | South/Central | SC | Greenville.Intl.AP.723120 | 3 | 1931227 | 42.2334 | 10.2105 | 57.2847 | 42.1335 | 15.1512 | 888.98 | 6.1921 | 41.15 | 7.6923 | -1.5002 | 38.9351 | 4.4002 | 21.66 | 5.8736 | -1.4734 | 16.7236 | 5.5263 | 9.27 | 8.361 | -2.8347 | -5.4347 | 6.1921 | 41.15 | 7.6923 | -1.5002 | 38.9351 | 6.3327 | 40.66 | 7.9433 | -1.6106 | 37.7667 | 0.025551 | 1.0791 | 0.26089 | 1.4637 | 22.7141 | 0.15821 | 0.11243 | 0.1412 | 0.15821 | 0.16181 | 1.0514 | 0.55343 | 0.23686 | 1.0514 | 1.0389 | 0.99482 | 0.4273 | -0.13886 | 0.99482 | 0.96497 | 0.025551 | 1.0791 | 0.26089 | 1.4637 | 22.7141 | 0.15821 | 0.11243 | 0.1412 | 0.15821 | 0.16181 | 1.0514 | 0.55343 | 0.23686 | 1.0514 | 1.0389 | 0.99482 | 0.4273 | -0.13886 | 0.99482 | 0.96497
76 | 0.2 | 0.32 | South/Central | SC | Greenville.Intl.AP.723120 | 3 | 1931227 | 42.8677 | 9.9275 | 57.5047 | 42.7663 | 14.7384 | 883.74 | 5.9721 | 46.39 | 7.0595 | -1.0874 | 47.2093 | 4.1802 | 26.9 | 5.2408 | -1.0606 | 24.9978 | 5.3063 | 14.51 | 7.7282 | -2.4219 | 2.8396 | 5.9721 | 46.39 | 7.0595 | -1.0874 | 47.2093 | 6.1127 | 45.9 | 7.3105 | -1.1978 | 46.041 | 0.025551 | 1.0953 | 0.25366 | 1.4693 | 22.5802 | 0.15259 | 0.10681 | 0.13558 | 0.15259 | 0.15618 | 1.1853 | 0.68732 | 0.37074 | 1.1853 | 1.1728 | 1.2062 | 0.63871 | 0.072553 | 1.2062 | 1.1764 | 0.025551 | 1.0953 | 0.25366 | 1.4693 | 22.5802 | 0.15259 | 0.10681 | 0.13558 | 0.15259 | 0.15618 | 1.1853 | 0.68732 | 0.37074 | 1.1853 | 1.1728 | 1.2062 | 0.63871 | 0.072553 | 1.2062 | 1.1764
77 | 0.2 | 0.27 | South/Central | SC | Greenville.Intl.AP.723120 | 3 | 1931227 | 44.0039 | 9.3459 | 57.8492 | 43.8998 | 13.9494 | 872.99 | 5.6276 | 57.14 | 5.926 | -0.29843 | 63.9952 | 3.8357 | 37.65 | 4.1073 | -0.27167 | 41.7837 | 4.9618 | 25.26 | 6.5947 | -1.6329 | 19.6254 | 5.6276 | 57.14 | 5.926 | -0.29843 | 63.9952 | 5.7682 | 56.65 | 6.177 | -0.40888 | 62.8269 | 0.025551 | 1.1243 | 0.2388 | 1.4781 | 22.3056 | 0.14379 | 0.098004 | 0.12678 | 0.14379 | 0.14738 | 1.46 | 0.96199 | 0.64541 | 1.46 | 1.4475 | 1.6351 | 1.0676 | 0.50144 | 1.6351 | 1.6053 | 0.025551 | 1.1243 | 0.2388 | 1.4781 | 22.3056 | 0.14379 | 0.098004 | 0.12678 | 0.14379 | 0.14738 | 1.46 | 0.96199 | 0.64541 | 1.46 | 1.4475 | 1.6351 | 1.0676 | 0.50144 | 1.6351 | 1.6053
78 | 0.2 | 0.23 | South/Central | SC | Greenville.Intl.AP.723120 | 3 | 1931227 | 45.0093 | 8.8844 | 58.2225 | 44.9029 | 13.3197 | 865.53 | 5.2543 | 64.6 | 4.923 | 0.33136 | 76.1374 | 3.4624 | 45.11 | 3.1043 | 0.35811 | 53.9259 | 4.5885 | 32.72 | 5.5917 | -1.0031 | 31.7677 | 5.2543 | 64.6 | 4.923 | 0.33136 | 76.1374 | 5.3949 | 64.11 | 5.174 | 0.22091 | 74.9691 | 0.025551 | 1.15 | 0.227 | 1.4876 | 22.1149 | 0.13425 | 0.088466 | 0.11724 | 0.13425 | 0.13784 | 1.6506 | 1.1526 | 0.83602 | 1.6506 | 1.6381 | 1.9454 | 1.3778 | 0.81169 | 1.9454 | 1.9155 | 0.025551 | 1.15 | 0.227 | 1.4876 | 22.1149 | 0.13425 | 0.088466 | 0.11724 | 0.13425 | 0.13784 | 1.6506 | 1.1526 | 0.83602 | 1.6506 | 1.6381 | 1.9454 | 1.3778 | 0.81169 | 1.9454 | 1.9155
79 | 0.2 | 0.19 | South/Central | SC | Greenville.Intl.AP.723120 | 3 | 1931227 | 46.105 | 8.4225 | 58.6759 | 45.996 | 12.6799 | 858.83 | 4.8009 | 71.3 | 3.8299 | 0.97108 | 87.5209 | 3.009 | 51.81 | 2.0111 | 0.99783 | 65.3094 | 4.1351 | 39.42 | 4.4986 | -0.36342 | 43.1511 | 4.8009 | 71.3 | 3.8299 | 0.97108 | 87.5209 | 4.9415 | 70.81 | 4.0809 | 0.86063 | 86.3526 | 0.025551 | 1.178 | 0.2152 | 1.4992 | 21.9438 | 0.12267 | 0.076882 | 0.10566 | 0.12267 | 0.12626 | 1.8218 | 1.3238 | 1.0072 | 1.8218 | 1.8092 | 2.2362 | 1.6687 | 1.1025 | 2.2362 | 2.2064 | 0.025551 | 1.178 | 0.2152 | 1.4992 | 21.9438 | 0.12267 | 0.076882 | 0.10566 | 0.12267 | 0.12626 | 1.8218 | 1.3238 | 1.0072 | 1.8218 | 1.8092 | 2.2362 | 1.6687 | 1.1025 | 2.2362 | 2.2064
80 | 0.2 | 0.17 | South/Central | SC | Greenville.Intl.AP.723120 | 3 | 1931227 | 46.6788 | 8.1909 | 58.9373 | 46.5684 | 12.3689 | 856.05 | 4.5395 | 74.08 | 3.2574 | 1.2821 | 92.5301 | 2.7476 | 54.59 | 1.4387 | 1.3088 | 70.3186 | 3.8737 | 42.2 | 3.9261 | -0.052432 | 48.1604 | 4.5395 | 74.08 | 3.2574 | 1.2821 | 92.5301 | 4.6801 | 73.59 | 3.5084 | 1.1716 | 91.3618 | 0.025551 | 1.1927 | 0.20928 | 1.5059 | 21.8727 | 0.11599 | 0.070202 | 0.098976 | 0.11599 | 0.11958 | 1.8928 | 1.3948 | 1.0782 | 1.8928 | 1.8803 | 2.3642 | 1.7967 | 1.2305 | 2.3642 | 2.3344 | 0.025551 | 1.1927 | 0.20928 | 1.5059 | 21.8727 | 0.11599 | 0.070202 | 0.098976 | 0.11599 | 0.11958 | 1.8928 | 1.3948 | 1.0782 | 1.8928 | 1.8803 | 2.3642 | 1.7967 | 1.2305 | 2.3642 | 2.3344
81 | 0.35 | 0.2 | South/Central | SC | Greenville.Intl.AP.723120 | 3 | 1931227 | 51.5621 | 8.3805 | 64.2209 | 51.4406 | 12.7803 | 922.47 | -0.74408 | 7.66 | -1.6148 | 0.87067 | 13.8683 | -2.536 | -11.83 | -3.4335 | 0.89743 | -8.3432 | -1.4099 | -24.22 | -0.94605 | -0.46383 | -30.5014 | -0.74408 | 7.66 | -1.6148 | 0.87067 | 13.8683 | -0.60352 | 7.17 | -1.3637 | 0.76023 | 12.7 | 0.025551 | 1.3175 | 0.21413 | 1.6409 | 23.5698 | -0.019012 | -0.064798 | -0.036023 | -0.019012 | -0.01542 | 0.19572 | -0.30227 | -0.61884 | 0.19572 | 0.1832 | 0.35435 | -0.21317 | -0.77933 | 0.35435 | 0.32449 | 0.025551 | 1.3175 | 0.21413 | 1.6409 | 23.5698 | -0.019012 | -0.064798 | -0.036023 | -0.019012 | -0.01542 | 0.19572 | -0.30227 | -0.61884 | 0.19572 | 0.1832 | 0.35435 | -0.21317 | -0.77933 | 0.35435 | 0.32449
82 | 0.35 | 0.25 | South/Central | SC | Greenville.Intl.AP.723120 | 3 | 1931227 | 50.1952 | 8.9331 | 63.6174 | 50.0769 | 13.5406 | 929.64 | -0.14057 | 0.49 | -0.25101 | 0.11045 | 1.1683 | -1.9325 | -19 | -2.0697 | 0.1372 | -21.0432 | -0.80636 | -31.39 | 0.41769 | -1.2241 | -43.2014 | -0.14057 | 0.49 | -0.25101 | 0.11045 | 1.1683 | 0 | 0 | 0 | 0 | 0 | 0.025551 | 1.2825 | 0.22825 | 1.6255 | 23.753 | -0.0035916 | -0.049377 | -0.020603 | -0.0035916 | 0 | 0.01252 | -0.48546 | -0.80204 | 0.01252 | 0 | 0.029852 | -0.53767 | -1.1038 | 0.029852 | 0 | 0.025551 | 1.2825 | 0.22825 | 1.6255 | 23.753 | -0.0035916 | -0.049377 | -0.020603 | -0.0035916 | 0 | 0.01252 | -0.48546 | -0.80204 | 0.01252 | 0 | 0.029852 | -0.53767 | -1.1038 | 0.029852 | 0
83 | 0.35 | 0.3 | South/Central | SC | Greenville.Intl.AP.723120 | 3 | 1931227 | 49.9436 | 8.9638 | 63.4769 | 49.8258 | 13.651 | 930.13 | 0 | 0 | 0 | 0 | 0 | -1.7919 | -19.49 | -1.8187 | 0.026753 | -22.2115 | -0.6658 | -31.88 | 0.6687 | -1.3345 | -44.3698 | 0 | 0 | 0 | 0 | 0 | 0.14057 | -0.49 | 0.25101 | -0.11045 | -1.1683 | 0.025551 | 1.2761 | 0.22903 | 1.6219 | 23.7655 | 0 | -0.045786 | -0.017012 | 0 | 0.0035916 | 0 | -0.49798 | -0.81456 | 0 | -0.01252 | 0 | -0.56752 | -1.1337 | 0 | -0.029852 | 0.025551 | 1.2761 | 0.22903 | 1.6219 | 23.7655 | 0 | -0.045786 | -0.017012 | 0 | 0.0035916 | 0 | -0.49798 | -0.81456 | 0 | -0.01252 | 0 | -0.56752 | -1.1337 | 0 | -0.029852
84 | 0.35 | 0.35 | South/Central | SC | Greenville.Intl.AP.723120 | 3 | 1931227 | 48.7276 | 9.4761 | 62.9637 | 48.6127 | 14.3511 | 937.26 | 0.51311 | -7.13 | 1.2132 | -0.70005 | -12.2404 | -1.2788 | -26.62 | -0.60554 | -0.6733 | -34.452 | -0.15269 | -39.01 | 1.8819 | -2.0346 | -56.6102 | 0.51311 | -7.13 | 1.2132 | -0.70005 | -12.2404 | 0.65367 | -7.62 | 1.4642 | -0.8105 | -13.4088 | 0.025551 | 1.245 | 0.24212 | 1.6088 | 23.9477 | 0.01311 | -0.032675 | -0.0039014 | 0.01311 | 0.016702 | -0.18218 | -0.68016 | -0.99673 | -0.18218 | -0.1947 | -0.31275 | -0.88027 | -1.4464 | -0.31275 | -0.3426 | 0.025551 | 1.245 | 0.24212 | 1.6088 | 23.9477 | 0.01311 | -0.032675 | -0.0039014 | 0.01311 | 0.016702 | -0.18218 | -0.68016 | -0.99673 | -0.18218 | -0.1947 | -0.31275 | -0.88027 | -1.4464 | -0.31275 | -0.3426
85 | 0.35 | 0.4 | South/Central | SC | Greenville.Intl.AP.723120 | 3 | 1931227 | 47.6218 | 9.9881 | 62.5507 | 47.5095 | 15.0412 | 945.36 | 0.92612 | -15.23 | 2.3163 | -1.3902 | -25.4953 | -0.86583 | -34.72 | 0.49761 | -1.3634 | -47.7068 | 0.26033 | -47.11 | 2.985 | -2.7247 | -69.865 | 0.92612 | -15.23 | 2.3163 | -1.3902 | -25.4953 | 1.0667 | -15.72 | 2.5673 | -1.5006 | -26.6636 | 0.025551 | 1.2168 | 0.2552 | 1.5982 | 24.1547 | 0.023663 | -0.022122 | 0.0066515 | 0.023663 | 0.027255 | -0.38914 | -0.88712 | -1.2037 | -0.38914 | -0.40166 | -0.65142 | -1.2189 | -1.7851 | -0.65142 | -0.68128 | 0.025551 | 1.2168 | 0.2552 | 1.5982 | 24.1547 | 0.023663 | -0.022122 | 0.0066515 | 0.023663 | 0.027255 | -0.38914 | -0.88712 | -1.2037 | -0.38914 | -0.40166 | -0.65142 | -1.2189 | -1.7851 | -0.65142 | -0.68128
86 | 0.33 | 0.2 | South/Central | SC | Greenville.Intl.AP.723120 | 3 | 1931227 | 50.8311 | 8.3911 | 63.4905 | 50.7112 | 12.7793 | 914.3 | -0.013631 | 15.83 | -0.88538 | 0.87175 | 23.2443 | -1.8056 | -3.66 | -2.7041 | 0.8985 | 1.0328 | -0.67943 | -16.05 | -0.21668 | -0.46275 | -21.1255 | -0.013631 | 15.83 | -0.88538 | 0.87175 | 23.2443 | 0.12694 | 15.34 | -0.63437 | 0.7613 | 22.076 | 0.025551 | 1.2988 | 0.2144 | 1.6222 | 23.3611 | -0.00034828 | -0.046134 | -0.01736 | -0.00034828 | 0.0032433 | 0.40447 | -0.093516 | -0.41009 | 0.40447 | 0.39195 | 0.59391 | 0.026389 | -0.53977 | 0.59391 | 0.56406 | 0.025551 | 1.2988 | 0.2144 | 1.6222 | 23.3611 | -0.00034828 | -0.046134 | -0.01736 | -0.00034828 | 0.0032433 | 0.40447 | -0.093516 | -0.41009 | 0.40447 | 0.39195 | 0.59391 | 0.026389 | -0.53977 | 0.59391 | 0.56406
87 | 0.33 | 0.25 | South/Central | SC | Greenville.Intl.AP.723120 | 3 | 1931227 | 49.4641 | 8.9531 | 62.8961 | 49.3475 | 13.5487 | 921.76 | 0.58072 | 8.37 | 0.47836 | 0.10236 | 10.1809 | -1.2112 | -11.12 | -1.3403 | 0.12911 | -12.0306 | -0.085076 | -23.51 | 1.1471 | -1.2321 | -34.1889 | 0.58072 | 8.37 | 0.47836 | 0.10236 | 10.1809 | 0.72129 | 7.88 | 0.72938 | -0.0080871 | 9.0125 | 0.025551 | 1.2638 | 0.22876 | 1.607 | 23.5517 | 0.014838 | -0.030948 | -0.0021737 | 0.014838 | 0.018429 | 0.21386 | -0.28412 | -0.6007 | 0.21386 | 0.20134 | 0.26013 | -0.30739 | -0.87355 | 0.26013 | 0.23028 | 0.025551 | 1.2638 | 0.22876 | 1.607 | 23.5517 | 0.014838 | -0.030948 | -0.0021737 | 0.014838 | 0.018429 | 0.21386 | -0.28412 | -0.6007 | 0.21386 | 0.20134 | 0.26013 | -0.30739 | -0.87355 | 0.26013 | 0.23028
88 | 0.33 | 0.3 | South/Central | SC | Greenville.Intl.AP.723120 | 3 | 1931227 | 49.2219 | 8.9843 | 62.7565 | 49.1058 | 13.6507 | 922.1 | 0.7204 | 8.03 | 0.72004 | 0.00036052 | 9.2281 | -1.0716 | -11.46 | -1.0987 | 0.027114 | -12.9834 | 0.054602 | -23.85 | 1.3887 | -1.3341 | -35.1417 | 0.7204 | 8.03 | 0.72004 | 0.00036052 | 9.2281 | 0.86097 | 7.54 | 0.97105 | -0.11009 | 8.0597 | 0.025551 | 1.2577 | 0.22956 | 1.6035 | 23.5604 | 0.018407 | -0.027379 | 0.0013951 | 0.018407 | 0.021998 | 0.20517 | -0.29281 | -0.60939 | 0.20517 | 0.19265 | 0.23578 | -0.33174 | -0.8979 | 0.23578 | 0.20593 | 0.025551 | 1.2577 | 0.22956 | 1.6035 | 23.5604 | 0.018407 | -0.027379 | 0.0013951 | 0.018407 | 0.021998 | 0.20517 | -0.29281 | -0.60939 | 0.20517 | 0.19265 | 0.23578 | -0.33174 | -0.8979 | 0.23578 | 0.20593
89 | 0.33 | 0.35 | South/Central | SC | Greenville.Intl.AP.723120 | 3 | 1931227 | 48.0065 | 9.506 | 62.2627 | 47.8933 | 14.3694 | 929.8 | 1.2142 | 0.33 | 1.9326 | -0.71837 | -3.7611 | -0.57775 | -19.16 | 0.11386 | -0.69162 | -25.9727 | 0.5484 | -31.55 | 2.6013 | -2.0529 | -48.1309 | 1.2142 | 0.33 | 1.9326 | -0.71837 | -3.7611 | 1.3548 | -0.16 | 2.1836 | -0.82882 | -4.9295 | 0.025551 | 1.2266 | 0.24289 | 1.5909 | 23.7571 | 0.031024 | -0.014762 | 0.014012 | 0.031024 | 0.034615 | 0.0084317 | -0.48955 | -0.80613 | 0.0084317 | -0.0040881 | -0.0961 | -0.66362 | -1.2298 | -0.0961 | -0.12595 | 0.025551 | 1.2266 | 0.24289 | 1.5909 | 23.7571 | 0.031024 | -0.014762 | 0.014012 | 0.031024 | 0.034615 | 0.0084317 | -0.48955 | -0.80613 | 0.0084317 | -0.0040881 | -0.0961 | -0.66362 | -1.2298 | -0.0961 | -0.12595
90 | 0.33 | 0.4 | South/Central | SC | Greenville.Intl.AP.723120 | 3 | 1931227 | 46.9108 | 10.0186 | 61.8608 | 46.8001 | 15.0607 | 938.05 | 1.616 | -7.92 | 3.0258 | -1.4097 | -17.191 | -0.1759 | -27.41 | 1.207 | -1.3829 | -39.4025 | 0.95025 | -39.8 | 3.6945 | -2.7442 | -61.5607 | 1.616 | -7.92 | 3.0258 | -1.4097 | -17.191 | 1.7566 | -8.41 | 3.2768 | -1.5202 | -18.3593 | 0.025551 | 1.1986 | 0.25598 | 1.5806 | 23.9679 | 0.041291 | -0.0044944 | 0.02428 | 0.041291 | 0.044883 | -0.20236 | -0.70035 | -1.0169 | -0.20236 | -0.21488 | -0.43924 | -1.0068 | -1.5729 | -0.43924 | -0.46909 | 0.025551 | 1.1986 | 0.25598 | 1.5806 | 23.9679 | 0.041291 | -0.0044944 | 0.02428 | 0.041291 | 0.044883 | -0.20236 | -0.70035 | -1.0169 | -0.20236 | -0.21488 | -0.43924 | -1.0068 | -1.5729 | -0.43924 | -0.46909
91 | 0.3 | 0.2 | South/Central | SC | Greenville.Intl.AP.723120 | 3 | 1931227 | 49.72 | 8.4208 | 62.3891 | 49.6027 | 12.7864 | 902.12 | 1.0878 | 28.01 | 0.22315 | 0.86461 | 37.1461 | -0.70419 | 8.52 | -1.5955 | 0.89136 | 14.9346 | 0.42196 | -3.87 | 0.89186 | -0.46989 | -7.2236 | 1.0878 | 28.01 | 0.22315 | 0.86461 | 37.1461 | 1.2283 | 27.52 | 0.47417 | 0.75416 | 35.9778 | 0.025551 | 1.2704 | 0.21516 | 1.5941 | 23.0498 | 0.027793 | -0.017993 | 0.010782 | 0.027793 | 0.031385 | 0.71568 | 0.21769 | -0.098881 | 0.71568 | 0.70316 | 0.94911 | 0.38159 | -0.18457 | 0.94911 | 0.91926 | 0.025551 | 1.2704 | 0.21516 | 1.5941 | 23.0498 | 0.027793 | -0.017993 | 0.010782 | 0.027793 | 0.031385 | 0.71568 | 0.21769 | -0.098881 | 0.71568 | 0.70316 | 0.94911 | 0.38159 | -0.18457 | 0.94911 | 0.91926
92 | 0.3 | 0.25 | South/Central | SC | Greenville.Intl.AP.723120 | 3 | 1931227 | 48.3623 | 8.9927 | 61.8146 | 48.2482 | 13.5664 | 910.01 | 1.6622 | 20.12 | 1.5777 | 0.084585 | 23.5428 | -0.12971 | 0.63 | -0.24104 | 0.11134 | 1.3312 | 0.99645 | -11.76 | 2.2464 | -1.2499 | -20.827 | 1.6622 | 20.12 | 1.5777 | 0.084585 | 23.5428 | 1.8028 | 19.63 | 1.8287 | -0.025863 | 22.3744 | 0.025551 | 1.2357 | 0.22977 | 1.5794 | 23.2514 | 0.042472 | -0.0033141 | 0.02546 | 0.042472 | 0.046063 | 0.51408 | 0.016097 | -0.30048 | 0.51408 | 0.50156 | 0.60154 | 0.034014 | -0.53215 | 0.60154 | 0.57168 | 0.025551 | 1.2357 | 0.22977 | 1.5794 | 23.2514 | 0.042472 | -0.0033141 | 0.02546 | 0.042472 | 0.046063 | 0.51408 | 0.016097 | -0.30048 | 0.51408 | 0.50156 | 0.60154 | 0.034014 | -0.53215 | 0.60154 | 0.57168
93 | 0.3 | 0.3 | South/Central | SC | Greenville.Intl.AP.723120 | 3 | 1931227 | 48.1207 | 9.0246 | 61.6849 | 48.0071 | 13.6778 | 910.64 | 1.7919 | 19.49 | 1.8187 | -0.026753 | 22.2115 | 0 | 0 | 0 | 0 | 0 | 1.1262 | -12.39 | 2.4874 | -1.3613 | -22.1582 | 1.7919 | 19.49 | 1.8187 | -0.026753 | 22.2115 | 1.9325 | 19 | 2.0697 | -0.1372 | 21.0432 | 0.025551 | 1.2295 | 0.23058 | 1.5761 | 23.2675 | 0.045786 | 0 | 0.028774 | 0.045786 | 0.049377 | 0.49798 | 0 | -0.31657 | 0.49798 | 0.48546 | 0.56752 | 0 | -0.56616 | 0.56752 | 0.53767 | 0.025551 | 1.2295 | 0.23058 | 1.5761 | 23.2675 | 0.045786 | 0 | 0.028774 | 0.045786 | 0.049377 | 0.49798 | 0 | -0.31657 | 0.49798 | 0.48546 | 0.56752 | 0 | -0.56616 | 0.56752 | 0.53767
94 | 0.3 | 0.35 | South/Central | SC | Greenville.Intl.AP.723120 | 3 | 1931227 | 46.9147 | 9.5464 | 61.1913 | 46.8039 | 14.3873 | 918.19 | 2.2856 | 11.94 | 3.0219 | -0.73633 | 9.4659 | 0.49362 | -7.55 | 1.2032 | -0.70957 | -12.7456 | 1.6198 | -19.94 | 3.6906 | -2.0708 | -34.9039 | 2.2856 | 11.94 | 3.0219 | -0.73633 | 9.4659 | 2.4261 | 11.45 | 3.2729 | -0.84678 | 8.2976 | 0.025551 | 1.1987 | 0.24392 | 1.5635 | 23.4604 | 0.058398 | 0.012612 | 0.041386 | 0.058398 | 0.061989 | 0.30508 | -0.19291 | -0.50948 | 0.30508 | 0.29256 | 0.24186 | -0.32566 | -0.89182 | 0.24186 | 0.21201 | 0.025551 | 1.1987 | 0.24392 | 1.5635 | 23.4604 | 0.058398 | 0.012612 | 0.041386 | 0.058398 | 0.061989 | 0.30508 | -0.19291 | -0.50948 | 0.30508 | 0.29256 | 0.24186 | -0.32566 | -0.89182 | 0.24186 | 0.21201
95 | 0.3 | 0.4 | South/Central | SC | Greenville.Intl.AP.723120 | 3 | 1931227 | 45.8286 | 10.0684 | 60.8179 | 45.7204 | 15.0974 | 927.15 | 2.659 | 2.98 | 4.1054 | -1.4464 | -4.8322 | 0.86702 | -16.51 | 2.2867 | -1.4197 | -27.0438 | 1.9932 | -28.9 | 4.7741 | -2.7809 | -49.202 | 2.659 | 2.98 | 4.1054 | -1.4464 | -4.8322 | 2.7995 | 2.49 | 4.3564 | -1.5569 | -6.0006 | 0.025551 | 1.171 | 0.25726 | 1.5539 | 23.6894 | 0.067939 | 0.022153 | 0.050927 | 0.067939 | 0.07153 | 0.076141 | -0.42184 | -0.73842 | 0.076141 | 0.063621 | -0.12347 | -0.69099 | -1.2571 | -0.12347 | -0.15332 | 0.025551 | 1.171 | 0.25726 | 1.5539 | 23.6894 | 0.067939 | 0.022153 | 0.050927 | 0.067939 | 0.07153 | 0.076141 | -0.42184 | -0.73842 | 0.076141 | 0.063621 | -0.12347 | -0.69099 | -1.2571 | -0.12347 | -0.15332
96 | 0.28 | 0.2 | South/Central | SC | Greenville.Intl.AP.723120 | 3 | 1931227 | 48.9581 | 8.4417 | 61.6381 | 48.8426 | 12.7955 | 893.92 | 1.8388 | 36.21 | 0.98327 | 0.85549 | 46.5112 | 0.046814 | 16.72 | -0.83543 | 0.88225 | 24.2997 | 1.173 | 4.33 | 1.652 | -0.47901 | 2.1415 | 1.8388 | 36.21 | 0.98327 | 0.85549 | 46.5112 | 1.9793 | 35.72 | 1.2343 | 0.74504 | 45.3429 | 0.025551 | 1.2509 | 0.21569 | 1.5749 | 22.8403 | 0.046982 | 0.0011961 | 0.02997 | 0.046982 | 0.050573 | 0.92519 | 0.42721 | 0.11063 | 0.92519 | 0.91267 | 1.1884 | 0.62088 | 0.054716 | 1.1884 | 1.1585 | 0.025551 | 1.2509 | 0.21569 | 1.5749 | 22.8403 | 0.046982 | 0.0011961 | 0.02997 | 0.046982 | 0.050573 | 0.92519 | 0.42721 | 0.11063 | 0.92519 | 0.91267 | 1.1884 | 0.62088 | 0.054716 | 1.1884 | 1.1585
97 | 0.28 | 0.25 | South/Central | SC | Greenville.Intl.AP.723120 | 3 | 1931227 | 47.6015 | 9.0132 | 61.0643 | 47.4891 | 13.5752 | 901.82 | 2.4125 | 28.31 | 2.3367 | 0.075766 | 32.9065 | 0.62056 | 8.82 | 0.51804 | 0.10252 | 10.695 | 1.7467 | -3.57 | 3.0054 | -1.2587 | -11.4633 | 2.4125 | 28.31 | 2.3367 | 0.075766 | 32.9065 | 2.5531 | 27.82 | 2.5878 | -0.034681 | 31.7381 | 0.025551 | 1.2163 | 0.23029 | 1.5602 | 23.0422 | 0.061641 | 0.015856 | 0.04463 | 0.061641 | 0.065233 | 0.72334 | 0.22536 | -0.091216 | 0.72334 | 0.71082 | 0.84079 | 0.27326 | -0.2929 | 0.84079 | 0.81093 | 0.025551 | 1.2163 | 0.23029 | 1.5602 | 23.0422 | 0.061641 | 0.015856 | 0.04463 | 0.061641 | 0.065233 | 0.72334 | 0.22536 | -0.091216 | 0.72334 | 0.71082 | 0.84079 | 0.27326 | -0.2929 | 0.84079 | 0.81093
98 | 0.28 | 0.3 | South/Central | SC | Greenville.Intl.AP.723120 | 3 | 1931227 | 47.1085 | 9.1649 | 60.833 | 46.9973 | 13.8358 | 904.07 | 2.6438 | 26.06 | 2.8286 | -0.18474 | 28.8681 | 0.85188 | 6.57 | 1.0099 | -0.15799 | 6.6565 | 1.978 | -5.82 | 3.4973 | -1.5192 | -15.5017 | 2.6438 | 26.06 | 2.8286 | -0.18474 | 28.8681 | 2.7844 | 25.57 | 3.0796 | -0.29519 | 27.6997 | 0.025551 | 1.2037 | 0.23417 | 1.5543 | 23.0997 | 0.067552 | 0.021766 | 0.05054 | 0.067552 | 0.071143 | 0.66585 | 0.16787 | -0.14871 | 0.66585 | 0.65333 | 0.7376 | 0.17008 | -0.39608 | 0.7376 | 0.70775 | 0.025551 | 1.2037 | 0.23417 | 1.5543 | 23.0997 | 0.067552 | 0.021766 | 0.05054 | 0.067552 | 0.071143 | 0.66585 | 0.16787 | -0.14871 | 0.66585 | 0.65333 | 0.7376 | 0.17008 | -0.39608 | 0.7376 | 0.70775
99 | 0.28 | 0.35 | South/Central | SC | Greenville.Intl.AP.723120 | 3 | 1931227 | 45.9324 | 9.6975 | 60.3809 | 45.8239 | 14.5571 | 912.33 | 3.0959 | 17.8 | 4.0019 | -0.90605 | 15.2759 | 1.304 | -1.69 | 2.1832 | -0.87929 | -6.9356 | 2.4301 | -14.08 | 4.6707 | -2.2405 | -29.0939 | 3.0959 | 17.8 | 4.0019 | -0.90605 | 15.2759 | 3.2365 | 17.31 | 4.253 | -1.0165 | 14.1076 | 0.025551 | 1.1736 | 0.24778 | 1.5428 | 23.3107 | 0.079103 | 0.033317 | 0.062091 | 0.079103 | 0.082694 | 0.4548 | -0.043181 | -0.35975 | 0.4548 | 0.44228 | 0.39031 | -0.17721 | -0.74337 | 0.39031 | 0.36046 | 0.025551 | 1.1736 | 0.24778 | 1.5428 | 23.3107 | 0.079103 | 0.033317 | 0.062091 | 0.079103 | 0.082694 | 0.4548 | -0.043181 | -0.35975 | 0.4548 | 0.44228 | 0.39031 | -0.17721 | -0.74337 | 0.39031 | 0.36046
100 | 0.28 | 0.4 | South/Central | SC | Greenville.Intl.AP.723120 | 3 | 1931227 | 45.0774 | 10.0996 | 60.0877 | 44.9709 | 15.1168 | 919.41 | 3.3891 | 10.72 | 4.8549 | -1.4658 | 3.9912 | 1.5972 | -8.77 | 3.0362 | -1.439 | -18.2204 | 2.7233 | -21.16 | 5.5236 | -2.8003 | -40.3786 | 3.3891 | 10.72 | 4.8549 | -1.4658 | 3.9912 | 3.5297 | 10.23 | 5.1059 | -1.5762 | 2.8228 | 0.025551 | 1.1518 | 0.25805 | 1.5353 | 23.4916 | 0.086595 | 0.040809 | 0.069583 | 0.086595 | 0.090186 | 0.2739 | -0.22408 | -0.54065 | 0.2739 | 0.26138 | 0.10198 | -0.46554 | -1.0317 | 0.10198 | 0.072125 | 0.025551 | 1.1518 | 0.25805 | 1.5353 | 23.4916 | 0.086595 | 0.040809 | 0.069583 | 0.086595 | 0.090186 | 0.2739 | -0.22408 | -0.54065 | 0.2739 | 0.26138 | 0.10198 | -0.46554 | -1.0317 | 0.10198 | 0.072125
101 | 0.27 | 0.2 | South/Central | SC | Greenville.Intl.AP.723120 | 3 | 1931227 | 48.5677 | 8.4613 | 61.2673 | 48.453 | 12.8143 | 890.14 | 2.2096 | 39.99 | 1.3728 | 0.83675 | 50.7528 | 0.41763 | 20.5 | -0.44587 | 0.8635 | 28.5413 | 1.5438 | 8.11 | 2.0415 | -0.49775 | 6.383 | 2.2096 | 39.99 | 1.3728 | 0.83675 | 50.7528 | 2.3501 | 39.5 | 1.6238 | 0.7263 | 49.5845 | 0.025551 | 1.2409 | 0.21619 | 1.5654 | 22.7437 | 0.056456 | 0.010671 | 0.039445 | 0.056456 | 0.060048 | 1.0218 | 0.52379 | 0.20722 | 1.0218 | 1.0093 | 1.2968 | 0.72925 | 0.16309 | 1.2968 | 1.2669 | 0.025551 | 1.2409 | 0.21619 | 1.5654 | 22.7437 | 0.056456 | 0.010671 | 0.039445 | 0.056456 | 0.060048 | 1.0218 | 0.52379 | 0.20722 | 1.0218 | 1.0093 | 1.2968 | 0.72925 | 0.16309 | 1.2968 | 1.2669
102 | 0.27 | 0.25 | South/Central | SC | Greenville.Intl.AP.723120 | 3 | 1931227 | 47.221 | 9.0239 | 60.6936 | 47.1095 | 13.5841 | 897.86 | 2.7832 | 32.27 | 2.7163 | 0.066866 | 37.4109 | 0.99125 | 12.78 | 0.89763 | 0.09362 | 15.1993 | 2.1174 | 0.39 | 3.385 | -1.2676 | -6.9589 | 2.7832 | 32.27 | 2.7163 | 0.066866 | 37.4109 | 2.9238 | 31.78 | 2.9674 | -0.043582 | 36.2425 | 0.025551 | 1.2065 | 0.23057 | 1.5508 | 22.941 | 0.071113 | 0.025327 | 0.054101 | 0.071113 | 0.074705 | 0.82452 | 0.32654 | 0.0099648 | 0.82452 | 0.812 | 0.95588 | 0.38835 | -0.17781 | 0.95588 | 0.92602 | 0.025551 | 1.2065 | 0.23057 | 1.5508 | 22.941 | 0.071113 | 0.025327 | 0.054101 | 0.071113 | 0.074705 | 0.82452 | 0.32654 | 0.0099648 | 0.82452 | 0.812 | 0.95588 | 0.38835 | -0.17781 | 0.95588 | 0.92602
103 | 0.27 | 0.3 | South/Central | SC | Greenville.Intl.AP.723120 | 3 | 1931227 | 46.556 | 9.2655 | 60.4012 | 46.4461 | 13.9551 | 901.45 | 3.0757 | 28.68 | 3.3797 | -0.30406 | 31.1886 | 1.2837 | 9.19 | 1.561 | -0.27731 | 8.9771 | 2.4099 | -3.2 | 4.0484 | -1.6386 | -13.1812 | 3.0757 | 28.68 | 3.3797 | -0.30406 | 31.1886 | 3.2162 | 28.19 | 3.6307 | -0.41451 | 30.0202 | 0.025551 | 1.1895 | 0.23674 | 1.5433 | 23.0327 | 0.078585 | 0.0328 | 0.061574 | 0.078585 | 0.082177 | 0.7328 | 0.23481 | -0.081762 | 0.7328 | 0.72028 | 0.79689 | 0.22937 | -0.33679 | 0.79689 | 0.76704 | 0.025551 | 1.1895 | 0.23674 | 1.5433 | 23.0327 | 0.078585 | 0.0328 | 0.061574 | 0.078585 | 0.082177 | 0.7328 | 0.23481 | -0.081762 | 0.7328 | 0.72028 | 0.79689 | 0.22937 | -0.33679 | 0.79689 | 0.76704
104 | 0.27 | 0.35 | South/Central | SC | Greenville.Intl.AP.723120 | 3 | 1931227 | 45.3512 | 9.8479 | 59.9893 | 45.2441 | 14.7452 | 911.45 | 3.4876 | 18.68 | 4.5817 | -1.0942 | 15.2344 | 1.6956 | -0.81 | 2.763 | -1.0674 | -6.9772 | 2.8218 | -13.2 | 5.2504 | -2.4287 | -29.1354 | 3.4876 | 18.68 | 4.5817 | -1.0942 | 15.2344 | 3.6281 | 18.19 | 4.8328 | -1.2046 | 14.066 | 0.025551 | 1.1588 | 0.25162 | 1.5328 | 23.2882 | 0.08911 | 0.043325 | 0.072099 | 0.08911 | 0.092702 | 0.47729 | -0.020696 | -0.33727 | 0.47729 | 0.46477 | 0.38925 | -0.17827 | -0.74443 | 0.38925 | 0.3594 | 0.025551 | 1.1588 | 0.25162 | 1.5328 | 23.2882 | 0.08911 | 0.043325 | 0.072099 | 0.08911 | 0.092702 | 0.47729 | -0.020696 | -0.33727 | 0.47729 | 0.46477 | 0.38925 | -0.17827 | -0.74443 | 0.38925 | 0.3594
105 | 0.27 | 0.4 | South/Central | SC | Greenville.Intl.AP.723120 | 3 | 1931227 | 44.6974 | 10.1194 | 59.7182 | 44.5919 | 15.1263 | 915.49 | 3.7587 | 14.64 | 5.234 | -1.4753 | 8.4635 | 1.9667 | -4.85 | 3.4153 | -1.4486 | -13.748 | 3.0929 | -17.24 | 5.9027 | -2.8098 | -35.9063 | 3.7587 | 14.64 | 5.234 | -1.4753 | 8.4635 | 3.8992 | 14.15 | 5.485 | -1.5858 | 7.2952 | 0.025551 | 1.1421 | 0.25856 | 1.5258 | 23.3915 | 0.096036 | 0.050251 | 0.079025 | 0.096036 | 0.099628 | 0.37406 | -0.12392 | -0.4405 | 0.37406 | 0.36154 | 0.21625 | -0.35127 | -0.91743 | 0.21625 | 0.1864 | 0.025551 | 1.1421 | 0.25856 | 1.5258 | 23.3915 | 0.096036 | 0.050251 | 0.079025 | 0.096036 | 0.099628 | 0.37406 | -0.12392 | -0.4405 | 0.37406 | 0.36154 | 0.21625 | -0.35127 | -0.91743 | 0.21625 | 0.1864
106 | 0.26 | 0.2 | South/Central | SC | Greenville.Intl.AP.723120 | 3 | 1931227 | 48.1771 | 8.4714 | 60.8768 | 48.0633 | 12.8135 | 885.77 | 2.6 | 44.36 | 1.7625 | 0.83752 | 55.7697 | 0.80807 | 24.87 | -0.056206 | 0.86427 | 33.5582 | 1.9342 | 12.48 | 2.4312 | -0.49698 | 11.3999 | 2.6 | 44.36 | 1.7625 | 0.83752 | 55.7697 | 2.7406 | 43.87 | 2.0135 | 0.72707 | 54.6014 | 0.025551 | 1.231 | 0.21645 | 1.5554 | 22.6321 | 0.066432 | 0.020647 | 0.049421 | 0.066432 | 0.070024 | 1.1334 | 0.63545 | 0.31887 | 1.1334 | 1.1209 | 1.425 | 0.85744 | 0.29128 | 1.425 | 1.3951 | 0.025551 | 1.231 | 0.21645 | 1.5554 | 22.6321 | 0.066432 | 0.020647 | 0.049421 | 0.066432 | 0.070024 | 1.1334 | 0.63545 | 0.31887 | 1.1334 | 1.1209 | 1.425 | 0.85744 | 0.29128 | 1.425 | 1.3951
107 | 0.26 | 0.25 | South/Central | SC | Greenville.Intl.AP.723120 | 3 | 1931227 | 46.8402 | 9.043 | 60.3227 | 46.7296 | 13.593 | 893.91 | 3.1542 | 36.22 | 3.0962 | 0.057966 | 41.9191 | 1.3622 | 16.73 | 1.2775 | 0.084719 | 19.7075 | 2.4884 | 4.34 | 3.7649 | -1.2765 | -2.4507 | 3.1542 | 36.22 | 3.0962 | 0.057966 | 41.9191 | 3.2948 | 35.73 | 3.3472 | -0.052482 | 40.7507 | 0.025551 | 1.1968 | 0.23106 | 1.5413 | 22.8401 | 0.080592 | 0.034806 | 0.06358 | 0.080592 | 0.084184 | 0.92545 | 0.42746 | 0.11089 | 0.92545 | 0.91293 | 1.0711 | 0.50354 | -0.062618 | 1.0711 | 1.0412 | 0.025551 | 1.1968 | 0.23106 | 1.5413 | 22.8401 | 0.080592 | 0.034806 | 0.06358 | 0.080592 | 0.084184 | 0.92545 | 0.42746 | 0.11089 | 0.92545 | 0.91293 | 1.0711 | 0.50354 | -0.062618 | 1.0711 | 1.0412
108 | 0.26 | 0.3 | South/Central | SC | Greenville.Intl.AP.723120 | 3 | 1931227 | 45.9051 | 9.4359 | 59.9506 | 45.7966 | 14.154 | 900.1 | 3.5262 | 30.03 | 4.0292 | -0.50296 | 31.611 | 1.7343 | 10.54 | 2.2105 | -0.47621 | 9.3995 | 2.8604 | -1.85 | 4.6979 | -1.8375 | -12.7587 | 3.5262 | 30.03 | 4.0292 | -0.50296 | 31.611 | 3.6668 | 29.54 | 4.2802 | -0.61341 | 30.4427 | 0.025551 | 1.1729 | 0.2411 | 1.5318 | 22.9982 | 0.090098 | 0.044312 | 0.073086 | 0.090098 | 0.09369 | 0.76729 | 0.2693 | -0.047269 | 0.76729 | 0.75477 | 0.80769 | 0.24016 | -0.326 | 0.80769 | 0.77783 | 0.025551 | 1.1729 | 0.2411 | 1.5318 | 22.9982 | 0.090098 | 0.044312 | 0.073086 | 0.090098 | 0.09369 | 0.76729 | 0.2693 | -0.047269 | 0.76729 | 0.75477 | 0.80769 | 0.24016 | -0.326 | 0.80769 | 0.77783
109 | 0.26 | 0.35 | South/Central | SC | Greenville.Intl.AP.723120 | 3 | 1931227 | 44.7693 | 10.0082 | 59.5978 | 44.6636 | 14.9342 | 910.59 | 3.8791 | 19.54 | 5.1623 | -1.2832 | 15.1651 | 2.0871 | 0.05 | 3.3436 | -1.2565 | -7.0464 | 3.2133 | -12.34 | 5.831 | -2.6177 | -29.2046 | 3.8791 | 19.54 | 5.1623 | -1.2832 | 15.1651 | 4.0196 | 19.05 | 5.4133 | -1.3937 | 13.9968 | 0.025551 | 1.1439 | 0.25572 | 1.5228 | 23.2663 | 0.099113 | 0.053327 | 0.082101 | 0.099113 | 0.1027 | 0.49926 | 0.0012775 | -0.3153 | 0.49926 | 0.48674 | 0.38748 | -0.18004 | -0.7462 | 0.38748 | 0.35763 | 0.025551 | 1.1439 | 0.25572 | 1.5228 | 23.2663 | 0.099113 | 0.053327 | 0.082101 | 0.099113 | 0.1027 | 0.49926 | 0.0012775 | -0.3153 | 0.49926 | 0.48674 | 0.38748 | -0.18004 | -0.7462 | 0.38748 | 0.35763
110 | 0.26 | 0.4 | South/Central | SC | Greenville.Intl.AP.723120 | 3 | 1931227 | 44.3169 | 10.1394 | 59.357 | 44.2122 | 15.1448 | 911.82 | 4.1199 | 18.31 | 5.6137 | -1.4938 | 12.5888 | 2.3279 | -1.18 | 3.795 | -1.4671 | -9.6227 | 3.4541 | -13.57 | 6.2824 | -2.8283 | -31.7809 | 4.1199 | 18.31 | 5.6137 | -1.4938 | 12.5888 | 4.2604 | 17.82 | 5.8647 | -1.6043 | 11.4205 | 0.025551 | 1.1323 | 0.25907 | 1.5166 | 23.2977 | 0.10527 | 0.05948 | 0.088254 | 0.10527 | 0.10886 | 0.46783 | -0.03015 | -0.34672 | 0.46783 | 0.45531 | 0.32165 | -0.24587 | -0.81203 | 0.32165 | 0.2918 | 0.025551 | 1.1323 | 0.25907 | 1.5166 | 23.2977 | 0.10527 | 0.05948 | 0.088254 | 0.10527 | 0.10886 | 0.46783 | -0.03015 | -0.34672 | 0.46783 | 0.45531 | 0.32165 | -0.24587 | -0.81203 | 0.32165 | 0.2918
111 | 0.25 | 0.2 | South/Central | SC | Greenville.Intl.AP.723120 | 3 | 1931227 | 47.7865 | 8.482 | 60.4968 | 47.6737 | 12.8231 | 881.72 | 2.9801 | 48.41 | 2.1522 | 0.82792 | 60.3749 | 1.1881 | 28.92 | 0.33346 | 0.85467 | 38.1634 | 2.3143 | 16.53 | 2.8209 | -0.50658 | 16.0052 | 2.9801 | 48.41 | 2.1522 | 0.82792 | 60.3749 | 3.1206 | 47.92 | 2.4032 | 0.71747 | 59.2066 | 0.025551 | 1.221 | 0.21672 | 1.5457 | 22.5286 | 0.076143 | 0.030357 | 0.059132 | 0.076143 | 0.079735 | 1.2369 | 0.73893 | 0.42235 | 1.2369 | 1.2244 | 1.5426 | 0.9751 | 0.40894 | 1.5426 | 1.5128 | 0.025551 | 1.221 | 0.21672 | 1.5457 | 22.5286 | 0.076143 | 0.030357 | 0.059132 | 0.076143 | 0.079735 | 1.2369 | 0.73893 | 0.42235 | 1.2369 | 1.2244 | 1.5426 | 0.9751 | 0.40894 | 1.5426 | 1.5128
112 | 0.25 | 0.25 | South/Central | SC | Greenville.Intl.AP.723120 | 3 | 1931227 | 46.4503 | 9.0536 | 59.9427 | 46.3406 | 13.6021 | 889.85 | 3.5341 | 40.28 | 3.4853 | 0.048868 | 46.5363 | 1.7422 | 20.79 | 1.6666 | 0.075621 | 24.3248 | 2.8683 | 8.4 | 4.154 | -1.2856 | 2.1666 | 3.5341 | 40.28 | 3.4853 | 0.048868 | 46.5363 | 3.6747 | 39.79 | 3.7363 | -0.06158 | 45.368 | 0.025551 | 1.1868 | 0.23133 | 1.5316 | 22.7363 | 0.0903 | 0.044514 | 0.073288 | 0.0903 | 0.093891 | 1.0292 | 0.5312 | 0.21463 | 1.0292 | 1.0167 | 1.189 | 0.62152 | 0.055358 | 1.189 | 1.1592 | 0.025551 | 1.1868 | 0.23133 | 1.5316 | 22.7363 | 0.0903 | 0.044514 | 0.073288 | 0.0903 | 0.093891 | 1.0292 | 0.5312 | 0.21463 | 1.0292 | 1.0167 | 1.189 | 0.62152 | 0.055358 | 1.189 | 1.1592
113 | 0.25 | 0.3 | South/Central | SC | Greenville.Intl.AP.723120 | 3 | 1931227 | 45.2532 | 9.6161 | 59.5188 | 45.1463 | 14.3724 | 899.33 | 3.9581 | 30.8 | 4.6795 | -0.72143 | 31.2679 | 2.1661 | 11.31 | 2.8608 | -0.69468 | 9.0563 | 3.2923 | -1.08 | 5.3482 | -2.0559 | -13.1019 | 3.9581 | 30.8 | 4.6795 | -0.72143 | 31.2679 | 4.0986 | 30.31 | 4.9305 | -0.83188 | 30.0995 | 0.025551 | 1.1563 | 0.2457 | 1.5207 | 22.9786 | 0.10113 | 0.055346 | 0.08412 | 0.10113 | 0.10472 | 0.78696 | 0.28898 | -0.027595 | 0.78696 | 0.77444 | 0.79892 | 0.2314 | -0.33476 | 0.79892 | 0.76907 | 0.025551 | 1.1563 | 0.2457 | 1.5207 | 22.9786 | 0.10113 | 0.055346 | 0.08412 | 0.10113 | 0.10472 | 0.78696 | 0.28898 | -0.027595 | 0.78696 | 0.77444 | 0.79892 | 0.2314 | -0.33476 | 0.79892 | 0.76907
114 | 0.25 | 0.35 | South/Central | SC | Greenville.Intl.AP.723120 | 3 | 1931227 | 44.1373 | 10.2087 | 59.2163 | 44.033 | 15.1832 | 910.95 | 4.2606 | 19.18 | 5.7928 | -1.5322 | 13.3576 | 2.4686 | -0.31 | 3.9741 | -1.5055 | -8.8539 | 3.5948 | -12.7 | 6.4615 | -2.8667 | -31.0121 | 4.2606 | 19.18 | 5.7928 | -1.5322 | 13.3576 | 4.4012 | 18.69 | 6.0438 | -1.6427 | 12.1893 | 0.025551 | 1.1277 | 0.26084 | 1.513 | 23.2755 | 0.10886 | 0.063076 | 0.09185 | 0.10886 | 0.11245 | 0.49006 | -0.0079207 | -0.32449 | 0.49006 | 0.47754 | 0.3413 | -0.22622 | -0.79238 | 0.3413 | 0.31145 | 0.025551 | 1.1277 | 0.26084 | 1.513 | 23.2755 | 0.10886 | 0.063076 | 0.09185 | 0.10886 | 0.11245 | 0.49006 | -0.0079207 | -0.32449 | 0.49006 | 0.47754 | 0.3413 | -0.22622 | -0.79238 | 0.3413 | 0.31145
115 | 0.25 | 0.4 | South/Central | SC | Greenville.Intl.AP.723120 | 3 | 1931227 | 43.9453 | 10.1594 | 58.9955 | 43.8415 | 15.154 | 907.99 | 4.4814 | 22.14 | 5.9843 | -1.5029 | 16.9697 | 2.6894 | 2.65 | 4.1656 | -1.4762 | -5.2418 | 3.8156 | -9.74 | 6.653 | -2.8374 | -27.4 | 4.4814 | 22.14 | 5.9843 | -1.5029 | 16.9697 | 4.622 | 21.65 | 6.2353 | -1.6134 | 15.8014 | 0.025551 | 1.1228 | 0.25958 | 1.5074 | 23.1998 | 0.1145 | 0.068717 | 0.097491 | 0.1145 | 0.11809 | 0.56569 | 0.067709 | -0.24886 | 0.56569 | 0.55317 | 0.43359 | -0.13393 | -0.70009 | 0.43359 | 0.40374 | 0.025551 | 1.1228 | 0.25958 | 1.5074 | 23.1998 | 0.1145 | 0.068717 | 0.097491 | 0.1145 | 0.11809 | 0.56569 | 0.067709 | -0.24886 | 0.56569 | 0.55317 | 0.43359 | -0.13393 | -0.70009 | 0.43359 | 0.40374
116 | 0.24 | 0.2 | South/Central | SC | Greenville.Intl.AP.723120 | 3 | 1931227 | 47.3961 | 8.492 | 60.1063 | 47.2841 | 12.8222 | 877.36 | 3.3705 | 52.77 | 2.5417 | 0.82879 | 65.3945 | 1.5786 | 33.28 | 0.72302 | 0.85554 | 43.183 | 2.7047 | 20.89 | 3.2104 | -0.50571 | 21.0248 | 3.3705 | 52.77 | 2.5417 | 0.82879 | 65.3945 | 3.5111 | 52.28 | 2.7927 | 0.71834 | 64.2262 | 0.025551 | 1.211 | 0.21698 | 1.5358 | 22.4172 | 0.086119 | 0.040333 | 0.069107 | 0.086119 | 0.089711 | 1.3483 | 0.85033 | 0.53376 | 1.3483 | 1.3358 | 1.6709 | 1.1034 | 0.5372 | 1.6709 | 1.641 | 0.025551 | 1.211 | 0.21698 | 1.5358 | 22.4172 | 0.086119 | 0.040333 | 0.069107 | 0.086119 | 0.089711 | 1.3483 | 0.85033 | 0.53376 | 1.3483 | 1.3358 | 1.6709 | 1.1034 | 0.5372 | 1.6709 | 1.641
117 | 0.24 | 0.25 | South/Central | SC | Greenville.Intl.AP.723120 | 3 | 1931227 | 46.0692 | 9.0639 | 59.5625 | 45.9604 | 13.6021 | 885.61 | 3.9144 | 44.52 | 3.8655 | 0.04888 | 51.4023 | 2.1224 | 25.03 | 2.0468 | 0.075633 | 29.1908 | 3.2486 | 12.64 | 4.5342 | -1.2856 | 7.0325 | 3.9144 | 44.52 | 3.8655 | 0.04888 | 51.4023 | 4.0549 | 44.03 | 4.1165 | -0.061568 | 50.2339 | 0.025551 | 1.1771 | 0.23159 | 1.5219 | 22.628 | 0.10001 | 0.054229 | 0.083003 | 0.10001 | 0.10361 | 1.1375 | 0.63954 | 0.32296 | 1.1375 | 1.125 | 1.3134 | 0.74585 | 0.17969 | 1.3134 | 1.2835 | 0.025551 | 1.1771 | 0.23159 | 1.5219 | 22.628 | 0.10001 | 0.054229 | 0.083003 | 0.10001 | 0.10361 | 1.1375 | 0.63954 | 0.32296 | 1.1375 | 1.125 | 1.3134 | 0.74585 | 0.17969 | 1.3134 | 1.2835
118 | 0.24 | 0.3 | South/Central | SC | Greenville.Intl.AP.723120 | 3 | 1931227 | 44.8633 | 9.6268 | 59.1298 | 44.7573 | 14.3725 | 895.01 | 4.347 | 35.12 | 5.0685 | -0.72152 | 36.2424 | 2.5551 | 15.63 | 3.2498 | -0.69477 | 14.0309 | 3.6812 | 3.24 | 5.7372 | -2.056 | -8.1273 | 4.347 | 35.12 | 5.0685 | -0.72152 | 36.2424 | 4.4876 | 34.63 | 5.3196 | -0.83197 | 35.0741 | 0.025551 | 1.1463 | 0.24597 | 1.5108 | 22.8682 | 0.11107 | 0.065284 | 0.094058 | 0.11107 | 0.11466 | 0.89734 | 0.39936 | 0.082784 | 0.89734 | 0.88482 | 0.92602 | 0.3585 | -0.20766 | 0.92602 | 0.89617 | 0.025551 | 1.1463 | 0.24597 | 1.5108 | 22.8682 | 0.11107 | 0.065284 | 0.094058 | 0.11107 | 0.11466 | 0.89734 | 0.39936 | 0.082784 | 0.89734 | 0.88482 | 0.92602 | 0.3585 | -0.20766 | 0.92602 | 0.89617
119 | 0.24 | 0.35 | South/Central | SC | Greenville.Intl.AP.723120 | 3 | 1931227 | 43.7567 | 10.2285 | 58.8552 | 43.6533 | 15.2018 | 907.28 | 4.6217 | 22.85 | 6.1725 | -1.5508 | 17.4786 | 2.8297 | 3.36 | 4.3538 | -1.5241 | -4.7329 | 3.9559 | -9.03 | 6.8412 | -2.8853 | -26.8912 | 4.6217 | 22.85 | 6.1725 | -1.5508 | 17.4786 | 4.7623 | 22.36 | 6.4235 | -1.6613 | 16.3102 | 0.025551 | 1.118 | 0.26135 | 1.5038 | 23.1817 | 0.11809 | 0.072302 | 0.10108 | 0.11809 | 0.12168 | 0.58383 | 0.085851 | -0.23072 | 0.58383 | 0.57131 | 0.44659 | -0.12093 | -0.68709 | 0.44659 | 0.41674 | 0.025551 | 1.118 | 0.26135 | 1.5038 | 23.1817 | 0.11809 | 0.072302 | 0.10108 | 0.11809 | 0.12168 | 0.58383 | 0.085851 | -0.23072 | 0.58383 | 0.57131 | 0.44659 | -0.12093 | -0.68709 | 0.44659 | 0.41674
120 | 0.24 | 0.4 | South/Central | SC | Greenville.Intl.AP.723120 | 3 | 1931227 | 43.5649 | 10.17 | 58.6257 | 43.4619 | 15.1637 | 904.06 | 4.8512 | 26.07 | 6.3639 | -1.5127 | 21.4389 | 3.0592 | 6.58 | 4.5452 | -1.486 | -0.77261 | 4.1854 | -5.81 | 7.0326 | -2.8472 | -22.9309 | 4.8512 | 26.07 | 6.3639 | -1.5127 | 21.4389 | 4.9918 | 25.58 | 6.6149 | -1.6232 | 20.2706 | 0.025551 | 1.1131 | 0.25985 | 1.4979 | 23.0994 | 0.12395 | 0.078166 | 0.10694 | 0.12395 | 0.12754 | 0.66611 | 0.16812 | -0.14845 | 0.66611 | 0.65359 | 0.54778 | -0.019741 | -0.5859 | 0.54778 | 0.51793 | 0.025551 | 1.1131 | 0.25985 | 1.4979 | 23.0994 | 0.12395 | 0.078166 | 0.10694 | 0.12395 | 0.12754 | 0.66611 | 0.16812 | -0.14845 | 0.66611 | 0.65359 | 0.54778 | -0.019741 | -0.5859 | 0.54778 | 0.51793
121 | 0.22 | 0.2 | South/Central | SC | Greenville.Intl.AP.723120 | 3 | 1931227 | 46.6148 | 8.5124 | 59.3354 | 46.5046 | 12.8309 | 868.93 | 4.1414 | 61.2 | 3.3212 | 0.82016 | 75.0271 | 2.3495 | 41.71 | 1.5025 | 0.84691 | 52.8156 | 3.4756 | 29.32 | 3.9899 | -0.51434 | 30.6574 | 4.1414 | 61.2 | 3.3212 | 0.82016 | 75.0271 | 4.282 | 60.71 | 3.5723 | 0.70971 | 73.8588 | 0.025551 | 1.191 | 0.2175 | 1.5161 | 22.2018 | 0.10582 | 0.06003 | 0.088804 | 0.10582 | 0.10941 | 1.5637 | 1.0657 | 0.74915 | 1.5637 | 1.5512 | 1.917 | 1.3495 | 0.78332 | 1.917 | 1.8871 | 0.025551 | 1.191 | 0.2175 | 1.5161 | 22.2018 | 0.10582 | 0.06003 | 0.088804 | 0.10582 | 0.10941 | 1.5637 | 1.0657 | 0.74915 | 1.5637 | 1.5512 | 1.917 | 1.3495 | 0.78332 | 1.917 | 1.8871
122 | 0.22 | 0.25 | South/Central | SC | Greenville.Intl.AP.723120 | 3 | 1931227 | 45.2879 | 9.085 | 58.7923 | 45.1808 | 13.6115 | 877.23 | 4.6845 | 52.9 | 4.645 | 0.039513 | 61.0058 | 2.8926 | 33.41 | 2.8263 | 0.066267 | 38.7943 | 4.0187 | 21.02 | 5.3137 | -1.295 | 16.636 | 4.6845 | 52.9 | 4.645 | 0.039513 | 61.0058 | 4.8251 | 52.41 | 4.896 | -0.070935 | 59.8374 | 0.025551 | 1.1571 | 0.23213 | 1.5022 | 22.4139 | 0.11969 | 0.073907 | 0.10268 | 0.11969 | 0.12328 | 1.3516 | 0.85365 | 0.53708 | 1.3516 | 1.3391 | 1.5587 | 0.99122 | 0.42506 | 1.5587 | 1.5289 | 0.025551 | 1.1571 | 0.23213 | 1.5022 | 22.4139 | 0.11969 | 0.073907 | 0.10268 | 0.11969 | 0.12328 | 1.3516 | 0.85365 | 0.53708 | 1.3516 | 1.3391 | 1.5587 | 0.99122 | 0.42506 | 1.5587 | 1.5289
123 | 0.22 | 0.3 | South/Central | SC | Greenville.Intl.AP.723120 | 3 | 1931227 | 44.0914 | 9.6666 | 58.3883 | 43.9872 | 14.401 | 887.31 | 5.0886 | 42.82 | 5.8386 | -0.75003 | 44.9663 | 3.2967 | 23.33 | 4.0199 | -0.72327 | 22.7547 | 4.4228 | 10.94 | 6.5073 | -2.0845 | 0.59649 | 5.0886 | 42.82 | 5.8386 | -0.75003 | 44.9663 | 5.2292 | 42.33 | 6.0896 | -0.86047 | 43.7979 | 0.025551 | 1.1266 | 0.24699 | 1.4919 | 22.6714 | 0.13002 | 0.084232 | 0.11301 | 0.13002 | 0.13361 | 1.0941 | 0.5961 | 0.27953 | 1.0941 | 1.0816 | 1.1489 | 0.5814 | 0.015241 | 1.1489 | 1.1191 | 0.025551 | 1.1266 | 0.24699 | 1.4919 | 22.6714 | 0.13002 | 0.084232 | 0.11301 | 0.13002 | 0.13361 | 1.0941 | 0.5961 | 0.27953 | 1.0941 | 1.0816 | 1.1489 | 0.5814 | 0.015241 | 1.1489 | 1.1191
124 | 0.22 | 0.35 | South/Central | SC | Greenville.Intl.AP.723120 | 3 | 1931227 | 42.9946 | 10.2592 | 58.1138 | 42.893 | 15.2208 | 899.41 | 5.363 | 30.72 | 6.9328 | -1.5698 | 26.4548 | 3.5711 | 11.23 | 5.1141 | -1.5431 | 4.2433 | 4.6972 | -1.16 | 7.6015 | -2.9043 | -17.9149 | 5.363 | 30.72 | 6.9328 | -1.5698 | 26.4548 | 5.5036 | 30.23 | 7.1839 | -1.6803 | 25.2865 | 0.025551 | 1.0985 | 0.26213 | 1.4849 | 22.9806 | 0.13703 | 0.091244 | 0.12002 | 0.13703 | 0.14062 | 0.78492 | 0.28693 | -0.029639 | 0.78492 | 0.7724 | 0.67594 | 0.10842 | -0.45774 | 0.67594 | 0.64609 | 0.025551 | 1.0985 | 0.26213 | 1.4849 | 22.9806 | 0.13703 | 0.091244 | 0.12002 | 0.13703 | 0.14062 | 0.78492 | 0.28693 | -0.029639 | 0.78492 | 0.7724 | 0.67594 | 0.10842 | -0.45774 | 0.67594 | 0.64609
125 | 0.22 | 0.4 | South/Central | SC | Greenville.Intl.AP.723120 | 3 | 1931227 | 42.8035 | 10.2103 | 57.8952 | 42.7023 | 15.1928 | 896.5 | 5.5817 | 33.63 | 7.1235 | -1.5418 | 30.0048 | 3.7897 | 14.14 | 5.3048 | -1.5151 | 7.7933 | 4.9159 | 1.75 | 7.7922 | -2.8763 | -14.365 | 5.5817 | 33.63 | 7.1235 | -1.5418 | 30.0048 | 5.7222 | 33.14 | 7.3745 | -1.6523 | 28.8365 | 0.025551 | 1.0937 | 0.26088 | 1.4793 | 22.9063 | 0.14262 | 0.09683 | 0.1256 | 0.14262 | 0.14621 | 0.85927 | 0.36129 | 0.044714 | 0.85927 | 0.84675 | 0.76665 | 0.19912 | -0.36704 | 0.76665 | 0.73679 | 0.025551 | 1.0937 | 0.26088 | 1.4793 | 22.9063 | 0.14262 | 0.09683 | 0.1256 | 0.14262 | 0.14621 | 0.85927 | 0.36129 | 0.044714 | 0.85927 | 0.84675 | 0.76665 | 0.19912 | -0.36704 | 0.76665 | 0.73679
126 | 0.2 | 0.2 | South/Central | SC | Greenville.Intl.AP.723120 | 3 | 1931227 | 45.8141 | 8.5332 | 58.5456 | 45.7057 | 12.8399 | 860.32 | 4.9313 | 69.81 | 4.1201 | 0.81116 | 84.8927 | 3.1393 | 50.32 | 2.3014 | 0.83791 | 62.6811 | 4.2655 | 37.93 | 4.7888 | -0.52334 | 40.5229 | 4.9313 | 69.81 | 4.1201 | 0.81116 | 84.8927 | 5.0718 | 69.32 | 4.3711 | 0.70071 | 83.7243 | 0.025551 | 1.1706 | 0.21803 | 1.4959 | 21.9818 | 0.126 | 0.080212 | 0.10899 | 0.126 | 0.12959 | 1.7837 | 1.2857 | 0.96914 | 1.7837 | 1.7712 | 2.1691 | 1.6016 | 1.0354 | 2.1691 | 2.1392 | 0.025551 | 1.1706 | 0.21803 | 1.4959 | 21.9818 | 0.126 | 0.080212 | 0.10899 | 0.126 | 0.12959 | 1.7837 | 1.2857 | 0.96914 | 1.7837 | 1.7712 | 2.1691 | 1.6016 | 1.0354 | 2.1691 | 2.1392
127 | 0.2 | 0.25 | South/Central | SC | Greenville.Intl.AP.723120 | 3 | 1931227 | 44.4969 | 9.1156 | 58.0221 | 44.3916 | 13.6304 | 869.02 | 5.4548 | 61.11 | 5.4342 | 0.020585 | 70.3538 | 3.6628 | 41.62 | 3.6155 | 0.047338 | 48.1423 | 4.789 | 29.23 | 6.1029 | -1.3139 | 25.9841 | 5.4548 | 61.11 | 5.4342 | 0.020585 | 70.3538 | 5.5954 | 60.62 | 5.6852 | -0.089863 | 69.1855 | 0.025551 | 1.1369 | 0.23291 | 1.4825 | 22.2041 | 0.13937 | 0.093588 | 0.12236 | 0.13937 | 0.14297 | 1.5614 | 1.0634 | 0.74685 | 1.5614 | 1.5489 | 1.7976 | 1.2301 | 0.66391 | 1.7976 | 1.7677 | 0.025551 | 1.1369 | 0.23291 | 1.4825 | 22.2041 | 0.13937 | 0.093588 | 0.12236 | 0.13937 | 0.14297 | 1.5614 | 1.0634 | 0.74685 | 1.5614 | 1.5489 | 1.7976 | 1.2301 | 0.66391 | 1.7976 | 1.7677
128 | 0.2 | 0.3 | South/Central | SC | Greenville.Intl.AP.723120 | 3 | 1931227 | 43.301 | 9.6972 | 57.6184 | 43.1985 | 14.4199 | 879.13 | 5.8584 | 51 | 6.6273 | -0.76888 | 54.3103 | 4.0665 | 31.51 | 4.8086 | -0.74213 | 32.0987 | 5.1926 | 19.12 | 7.296 | -2.1034 | 9.9405 | 5.8584 | 51 | 6.6273 | -0.76888 | 54.3103 | 5.999 | 50.51 | 6.8783 | -0.87933 | 53.1419 | 0.025551 | 1.1064 | 0.24777 | 1.4722 | 22.4624 | 0.14969 | 0.1039 | 0.13268 | 0.14969 | 0.15328 | 1.3031 | 0.8051 | 0.48853 | 1.3031 | 1.2906 | 1.3877 | 0.82015 | 0.25399 | 1.3877 | 1.3578 | 0.025551 | 1.1064 | 0.24777 | 1.4722 | 22.4624 | 0.14969 | 0.1039 | 0.13268 | 0.14969 | 0.15328 | 1.3031 | 0.8051 | 0.48853 | 1.3031 | 1.2906 | 1.3877 | 0.82015 | 0.25399 | 1.3877 | 1.3578
129 | 0.2 | 0.35 | South/Central | SC | Greenville.Intl.AP.723120 | 3 | 1931227 | 42.214 | 10.2995 | 57.3635 | 42.1141 | 15.2494 | 891.63 | 6.1134 | 38.5 | 7.7117 | -1.5984 | 35.2902 | 4.3214 | 19.01 | 5.893 | -1.5716 | 13.0786 | 5.4476 | 6.62 | 8.3804 | -2.9329 | -9.0796 | 6.1134 | 38.5 | 7.7117 | -1.5984 | 35.2902 | 6.2539 | 38.01 | 7.9627 | -1.7088 | 34.1218 | 0.025551 | 1.0786 | 0.26316 | 1.4657 | 22.7818 | 0.1562 | 0.11042 | 0.13919 | 0.1562 | 0.15979 | 0.9837 | 0.48572 | 0.16915 | 0.9837 | 0.97118 | 0.90169 | 0.33417 | -0.23199 | 0.90169 | 0.87184 | 0.025551 | 1.0786 | 0.26316 | 1.4657 | 22.7818 | 0.1562 | 0.11042 | 0.13919 | 0.1562 | 0.15979 | 0.9837 | 0.48572 | 0.16915 | 0.9837 | 0.97118 | 0.90169 | 0.33417 | -0.23199 | 0.90169 | 0.87184
130 | 0.2 | 0.4 | South/Central | SC | Greenville.Intl.AP.723120 | 3 | 1931227 | 42.0422 | 10.2502 | 57.1638 | 41.9427 | 15.2211 | 888.93 | 6.313 | 41.2 | 7.8831 | -1.5701 | 38.6042 | 4.5211 | 21.71 | 6.0644 | -1.5433 | 16.3927 | 5.6472 | 9.32 | 8.5518 | -2.9046 | -5.7656 | 6.313 | 41.2 | 7.8831 | -1.5701 | 38.6042 | 6.4536 | 40.71 | 8.1341 | -1.6805 | 37.4358 | 0.025551 | 1.0742 | 0.2619 | 1.4606 | 22.7128 | 0.1613 | 0.11552 | 0.14429 | 0.1613 | 0.16489 | 1.0527 | 0.55471 | 0.23813 | 1.0527 | 1.0402 | 0.98637 | 0.41884 | -0.14732 | 0.98637 | 0.95651 | 0.025551 | 1.0742 | 0.2619 | 1.4606 | 22.7128 | 0.1613 | 0.11552 | 0.14429 | 0.1613 | 0.16489 | 1.0527 | 0.55471 | 0.23813 | 1.0527 | 1.0402 | 0.98637 | 0.41884 | -0.14732 | 0.98637 | 0.95651
133 | 0.32 | 0.2 | South/Central | SC | Greenville.Intl.AP.723120 | 3 | 1931227 | 50.4704 | 8.401 | 63.1305 | 50.3514 | 12.7792 | 910.28 | 0.3463 | 19.85 | -0.52553 | 0.87183 | 27.8523 | -1.4456 | 0.36 | -2.3442 | 0.89859 | 5.6408 | -0.31949 | -12.03 | 0.14317 | -0.46267 | -16.5174 | 0.3463 | 19.85 | -0.52553 | 0.87183 | 27.8523 | 0.48687 | 19.36 | -0.27451 | 0.76138 | 26.684 | 0.025551 | 1.2896 | 0.21465 | 1.613 | 23.2583 | 0.0088483 | -0.036937 | -0.0081633 | 0.0088483 | 0.01244 | 0.50718 | 0.0091983 | -0.30738 | 0.50718 | 0.49466 | 0.71165 | 0.14413 | -0.42203 | 0.71165 | 0.6818 | 0.025551 | 1.2896 | 0.21465 | 1.613 | 23.2583 | 0.0088483 | -0.036937 | -0.0081633 | 0.0088483 | 0.01244 | 0.50718 | 0.0091983 | -0.30738 | 0.50718 | 0.49466 | 0.71165 | 0.14413 | -0.42203 | 0.71165 | 0.6818
134 | 0.32 | 0.23 | South/Central | SC | Greenville.Intl.AP.723120 | 3 | 1931227 | 49.6265 | 8.7425 | 62.7578 | 49.5095 | 13.2483 | 914.7 | 0.71906 | 15.43 | 0.31638 | 0.40268 | 20.0189 | -1.0729 | -4.06 | -1.5023 | 0.42944 | -2.1926 | 0.053263 | -16.45 | 0.98508 | -0.93182 | -24.3508 | 0.71906 | 15.43 | 0.31638 | 0.40268 | 20.0189 | 0.85963 | 14.94 | 0.56739 | 0.29223 | 18.8506 | 0.025551 | 1.268 | 0.22338 | 1.6035 | 23.3713 | 0.018373 | -0.027413 | 0.0013609 | 0.018373 | 0.021964 | 0.39425 | -0.10374 | -0.42031 | 0.39425 | 0.38173 | 0.5115 | -0.056022 | -0.62218 | 0.5115 | 0.48165 | 0.025551 | 1.268 | 0.22338 | 1.6035 | 23.3713 | 0.018373 | -0.027413 | 0.0013609 | 0.018373 | 0.021964 | 0.39425 | -0.10374 | -0.42031 | 0.39425 | 0.38173 | 0.5115 | -0.056022 | -0.62218 | 0.5115 | 0.48165
135 | 0.32 | 0.25 | South/Central | SC | Greenville.Intl.AP.723120 | 3 | 1931227 | 49.103 | 8.9634 | 62.5452 | 48.9872 | 13.558 | 918.02 | 0.93164 | 12.11 | 0.83865 | 0.092996 | 14.4198 | -0.86031 | -7.38 | -0.98006 | 0.11975 | -7.7918 | 0.26585 | -19.77 | 1.5073 | -1.2415 | -29.95 | 0.93164 | 12.11 | 0.83865 | 0.092996 | 14.4198 | 1.0722 | 11.62 | 1.0897 | -0.017452 | 13.2514 | 0.025551 | 1.2546 | 0.22902 | 1.5981 | 23.4561 | 0.023804 | -0.021981 | 0.0067925 | 0.023804 | 0.027396 | 0.30942 | -0.18856 | -0.50514 | 0.30942 | 0.2969 | 0.36844 | -0.19909 | -0.76525 | 0.36844 | 0.33858 | 0.025551 | 1.2546 | 0.22902 | 1.5981 | 23.4561 | 0.023804 | -0.021981 | 0.0067925 | 0.023804 | 0.027396 | 0.30942 | -0.18856 | -0.50514 | 0.30942 | 0.2969 | 0.36844 | -0.19909 | -0.76525 | 0.36844 | 0.33858
136 | 0.32 | 0.3 | South/Central | SC | Greenville.Intl.AP.723120 | 3 | 1931227 | 48.8611 | 8.9948 | 62.4055 | 48.7458 | 13.6597 | 918.35 | 1.0713 | 11.78 | 1.08 | -0.0086675 | 13.4761 | -0.72063 | -7.71 | -0.73871 | 0.018086 | -8.7355 | 0.40553 | -20.1 | 1.7487 | -1.3432 | -30.8937 | 1.0713 | 11.78 | 1.08 | -0.0086675 | 13.4761 | 1.2119 | 11.29 | 1.331 | -0.11912 | 12.3077 | 0.025551 | 1.2484 | 0.22982 | 1.5945 | 23.4645 | 0.027373 | -0.018413 | 0.010361 | 0.027373 | 0.030965 | 0.30099 | -0.197 | -0.51357 | 0.30099 | 0.28847 | 0.34432 | -0.2232 | -0.78936 | 0.34432 | 0.31447 | 0.025551 | 1.2484 | 0.22982 | 1.5945 | 23.4645 | 0.027373 | -0.018413 | 0.010361 | 0.027373 | 0.030965 | 0.30099 | -0.197 | -0.51357 | 0.30099 | 0.28847 | 0.34432 | -0.2232 | -0.78936 | 0.34432 | 0.31447
137 | 0.32 | 0.35 | South/Central | SC | Greenville.Intl.AP.723120 | 3 | 1931227 | 47.6457 | 9.5166 | 61.9026 | 47.5333 | 14.3693 | 925.79 | 1.5743 | 4.34 | 2.2925 | -0.71824 | 0.84998 | -0.21767 | -15.15 | 0.47381 | -0.69149 | -21.3615 | 0.90848 | -27.54 | 2.9612 | -2.0527 | -43.5198 | 1.5743 | 4.34 | 2.2925 | -0.71824 | 0.84998 | 1.7148 | 3.85 | 2.5435 | -0.82869 | -0.31837 | 0.025551 | 1.2174 | 0.24316 | 1.5817 | 23.6546 | 0.040224 | -0.0055617 | 0.023212 | 0.040224 | 0.043816 | 0.11089 | -0.38709 | -0.70367 | 0.11089 | 0.09837 | 0.021718 | -0.5458 | -1.112 | 0.021718 | -0.0081345 | 0.025551 | 1.2174 | 0.24316 | 1.5817 | 23.6546 | 0.040224 | -0.0055617 | 0.023212 | 0.040224 | 0.043816 | 0.11089 | -0.38709 | -0.70367 | 0.11089 | 0.09837 | 0.021718 | -0.5458 | -1.112 | 0.021718 | -0.0081345
138 | 0.32 | 0.4 | South/Central | SC | Greenville.Intl.AP.723120 | 3 | 1931227 | 46.55 | 10.0288 | 61.5095 | 46.4401 | 15.0693 | 934.31 | 1.9674 | -4.18 | 3.3857 | -1.4183 | -12.9269 | 0.17543 | -23.67 | 1.567 | -1.3916 | -35.1384 | 1.3016 | -36.06 | 4.0544 | -2.7528 | -57.2967 | 1.9674 | -4.18 | 3.3857 | -1.4183 | -12.9269 | 2.1079 | -4.67 | 3.6367 | -1.5288 | -14.0952 | 0.025551 | 1.1894 | 0.25624 | 1.5716 | 23.8723 | 0.050268 | 0.0044823 | 0.033256 | 0.050268 | 0.05386 | -0.1068 | -0.60479 | -0.92136 | -0.1068 | -0.11932 | -0.33029 | -0.89781 | -1.464 | -0.33029 | -0.36014 | 0.025551 | 1.1894 | 0.25624 | 1.5716 | 23.8723 | 0.050268 | 0.0044823 | 0.033256 | 0.050268 | 0.05386 | -0.1068 | -0.60479 | -0.92136 | -0.1068 | -0.11932 | -0.33029 | -0.89781 | -1.464 | -0.33029 | -0.36014
140 | 0.2 | 0.45 | South/Central | SC | Greenville.Intl.AP.723120 | 3 | 1931227 | 41.4082 | 10.6222 | 57.0618 | 41.3102 | 15.7516 | 897.64 | 6.415 | 32.49 | 8.5156 | -2.1005 | 25.6594 | 4.6231 | 13 | 6.6969 | -2.0738 | 3.4479 | 5.7492 | 0.61 | 9.1843 | -3.435 | -18.7104 | 6.415 | 32.49 | 8.5156 | -2.1005 | 25.6594 | 6.5556 | 32 | 8.7666 | -2.211 | 24.491 | 0.025551 | 1.058 | 0.27141 | 1.458 | 22.9354 | 0.16391 | 0.11812 | 0.1469 | 0.16391 | 0.1675 | 0.83014 | 0.33216 | 0.015586 | 0.83014 | 0.81762 | 0.65562 | 0.088096 | -0.47806 | 0.65562 | 0.62576 | 0.025551 | 1.058 | 0.27141 | 1.458 | 22.9354 | 0.16391 | 0.11812 | 0.1469 | 0.16391 | 0.1675 | 0.83014 | 0.33216 | 0.015586 | 0.83014 | 0.81762 | 0.65562 | 0.088096 | -0.47806 | 0.65562 | 0.62576
141 | 0.22 | 0.45 | South/Central | SC | Greenville.Intl.AP.723120 | 3 | 1931227 | 42.1695 | 10.591 | 57.8012 | 42.0698 | 15.7314 | 905.43 | 5.6756 | 24.7 | 7.756 | -2.0804 | 16.7399 | 3.8837 | 5.21 | 5.9373 | -2.0536 | -5.4716 | 5.0098 | -7.18 | 8.4247 | -3.4149 | -27.6299 | 5.6756 | 24.7 | 7.756 | -2.0804 | 16.7399 | 5.8162 | 24.21 | 8.007 | -2.1908 | 15.5716 | 0.025551 | 1.0775 | 0.27061 | 1.4769 | 23.1344 | 0.14502 | 0.099231 | 0.12801 | 0.14502 | 0.14861 | 0.6311 | 0.13312 | -0.18345 | 0.6311 | 0.61858 | 0.42772 | -0.1398 | -0.70596 | 0.42772 | 0.39787 | 0.025551 | 1.0775 | 0.27061 | 1.4769 | 23.1344 | 0.14502 | 0.099231 | 0.12801 | 0.14502 | 0.14861 | 0.6311 | 0.13312 | -0.18345 | 0.6311 | 0.61858 | 0.42772 | -0.1398 | -0.70596 | 0.42772 | 0.39787
142 | 0.24 | 0.45 | South/Central | SC | Greenville.Intl.AP.723120 | 3 | 1931227 | 42.9211 | 10.5507 | 58.5224 | 42.8196 | 15.7027 | 912.9 | 4.9545 | 17.23 | 7.0062 | -2.0517 | 8.2819 | 3.1625 | -2.26 | 5.1875 | -2.0249 | -13.9296 | 4.2887 | -14.65 | 7.6749 | -3.3862 | -36.0879 | 4.9545 | 17.23 | 7.0062 | -2.0517 | 8.2819 | 5.0951 | 16.74 | 7.2572 | -2.1621 | 7.1135 | 0.025551 | 1.0967 | 0.26958 | 1.4953 | 23.3253 | 0.12659 | 0.080805 | 0.10958 | 0.12659 | 0.13018 | 0.44024 | -0.057745 | -0.37432 | 0.44024 | 0.42772 | 0.21161 | -0.35591 | -0.92207 | 0.21161 | 0.18176 | 0.025551 | 1.0967 | 0.26958 | 1.4953 | 23.3253 | 0.12659 | 0.080805 | 0.10958 | 0.12659 | 0.13018 | 0.44024 | -0.057745 | -0.37432 | 0.44024 | 0.42772 | 0.21161 | -0.35591 | -0.92207 | 0.21161 | 0.18176
143 | 0.25 | 0.45 | South/Central | SC | Greenville.Intl.AP.723120 | 3 | 1931227 | 43.301 | 10.5307 | 58.8826 | 43.1987 | 15.6839 | 916.56 | 4.5943 | 13.57 | 6.6271 | -2.0329 | 4.1779 | 2.8023 | -5.92 | 4.8084 | -2.0061 | -18.0336 | 3.9285 | -18.31 | 7.2958 | -3.3674 | -40.1918 | 4.5943 | 13.57 | 6.6271 | -2.0329 | 4.1779 | 4.7348 | 13.08 | 6.8781 | -2.1433 | 3.0096 | 0.025551 | 1.1064 | 0.26907 | 1.5045 | 23.4188 | 0.11739 | 0.071601 | 0.10038 | 0.11739 | 0.12098 | 0.34672 | -0.15126 | -0.46783 | 0.34672 | 0.3342 | 0.10675 | -0.46077 | -1.0269 | 0.10675 | 0.076897 | 0.025551 | 1.1064 | 0.26907 | 1.5045 | 23.4188 | 0.11739 | 0.071601 | 0.10038 | 0.11739 | 0.12098 | 0.34672 | -0.15126 | -0.46783 | 0.34672 | 0.3342 | 0.10675 | -0.46077 | -1.0269 | 0.10675 | 0.076897
144 | 0.26 | 0.45 | South/Central | SC | Greenville.Intl.AP.723120 | 3 | 1931227 | 43.6122 | 10.5501 | 59.2229 | 43.5091 | 15.7138 | 920.88 | 4.254 | 9.25 | 6.3167 | -2.0627 | -0.97878 | 2.462 | -10.24 | 4.498 | -2.036 | -23.1903 | 3.5882 | -22.63 | 6.9854 | -3.3972 | -45.3486 | 4.254 | 9.25 | 6.3167 | -2.0627 | -0.97878 | 4.3945 | 8.76 | 6.5677 | -2.1732 | -2.1471 | 0.025551 | 1.1143 | 0.26956 | 1.5132 | 23.5292 | 0.10869 | 0.062906 | 0.09168 | 0.10869 | 0.11228 | 0.23634 | -0.26164 | -0.57821 | 0.23634 | 0.22382 | -0.025009 | -0.59253 | -1.1587 | -0.025009 | -0.054861 | 0.025551 | 1.1143 | 0.26956 | 1.5132 | 23.5292 | 0.10869 | 0.062906 | 0.09168 | 0.10869 | 0.11228 | 0.23634 | -0.26164 | -0.57821 | 0.23634 | 0.22382 | -0.025009 | -0.59253 | -1.1587 | -0.025009 | -0.054861
145 | 0.27 | 0.45 | South/Central | SC | Greenville.Intl.AP.723120 | 3 | 1931227 | 43.9225 | 10.5601 | 59.5537 | 43.8187 | 15.7349 | 924.94 | 3.9232 | 5.19 | 6.0071 | -2.0839 | -5.7797 | 2.1312 | -14.3 | 4.1884 | -2.0571 | -27.9912 | 3.2574 | -26.69 | 6.6758 | -3.4184 | -50.1495 | 3.9232 | 5.19 | 6.0071 | -2.0839 | -5.7797 | 4.0638 | 4.7 | 6.2581 | -2.1943 | -6.948 | 0.025551 | 1.1223 | 0.26982 | 1.5216 | 23.6329 | 0.10024 | 0.054455 | 0.083229 | 0.10024 | 0.10383 | 0.13261 | -0.36538 | -0.68195 | 0.13261 | 0.12009 | -0.14768 | -0.7152 | -1.2814 | -0.14768 | -0.17753 | 0.025551 | 1.1223 | 0.26982 | 1.5216 | 23.6329 | 0.10024 | 0.054455 | 0.083229 | 0.10024 | 0.10383 | 0.13261 | -0.36538 | -0.68195 | 0.13261 | 0.12009 | -0.14768 | -0.7152 | -1.2814 | -0.14768 | -0.17753
146 | 0.28 | 0.45 | South/Central | SC | Greenville.Intl.AP.723120 | 3 | 1931227 | 44.2331 | 10.5701 | 59.8846 | 44.1286 | 15.7559 | 928.98 | 3.5923 | 1.15 | 5.6972 | -2.1049 | -10.579 | 1.8003 | -18.34 | 3.8785 | -2.0782 | -32.7906 | 2.9265 | -30.73 | 6.3659 | -3.4394 | -54.9488 | 3.5923 | 1.15 | 5.6972 | -2.1049 | -10.579 | 3.7328 | 0.66 | 5.9482 | -2.2154 | -11.7474 | 0.025551 | 1.1302 | 0.27007 | 1.5301 | 23.7361 | 0.091785 | 0.046 | 0.074774 | 0.091785 | 0.095377 | 0.029383 | -0.4686 | -0.78517 | 0.029383 | 0.016863 | -0.2703 | -0.83782 | -1.404 | -0.2703 | -0.30015 | 0.025551 | 1.1302 | 0.27007 | 1.5301 | 23.7361 | 0.091785 | 0.046 | 0.074774 | 0.091785 | 0.095377 | 0.029383 | -0.4686 | -0.78517 | 0.029383 | 0.016863 | -0.2703 | -0.83782 | -1.404 | -0.2703 | -0.30015
147 | 0.3 | 0.45 | South/Central | SC | Greenville.Intl.AP.723120 | 3 | 1931227 | 44.7825 | 10.6401 | 60.5439 | 44.6768 | 15.8671 | 938.34 | 2.9329 | -8.21 | 5.149 | -2.2161 | -22.0039 | 1.141 | -27.7 | 3.3303 | -2.1894 | -44.2154 | 2.2671 | -40.09 | 5.8177 | -3.5506 | -66.3737 | 2.9329 | -8.21 | 5.149 | -2.2161 | -22.0039 | 3.0735 | -8.7 | 5.4001 | -2.3266 | -23.1723 | 0.025551 | 1.1442 | 0.27186 | 1.5469 | 23.9753 | 0.074938 | 0.029152 | 0.057927 | 0.074938 | 0.07853 | -0.20977 | -0.70776 | -1.0243 | -0.20977 | -0.22229 | -0.56222 | -1.1297 | -1.6959 | -0.56222 | -0.59207 | 0.025551 | 1.1442 | 0.27186 | 1.5469 | 23.9753 | 0.074938 | 0.029152 | 0.057927 | 0.074938 | 0.07853 | -0.20977 | -0.70776 | -1.0243 | -0.20977 | -0.22229 | -0.56222 | -1.1297 | -1.6959 | -0.56222 | -0.59207
148 | 0.2 | 0.5 | South/Central | SC | Greenville.Intl.AP.723120 | 3 | 1931227 | 40.4731 | 11.2035 | 56.9283 | 40.3773 | 16.5509 | 910.98 | 6.5486 | 19.15 | 9.4485 | -2.8999 | 5.8947 | 4.7566 | -0.34 | 7.6298 | -2.8731 | -16.3168 | 5.8828 | -12.73 | 10.1172 | -4.2344 | -38.4751 | 6.5486 | 19.15 | 9.4485 | -2.8999 | 5.8947 | 6.6892 | 18.66 | 9.6995 | -3.0103 | 4.7264 | 0.025551 | 1.0341 | 0.28626 | 1.4546 | 23.2762 | 0.16732 | 0.12154 | 0.15031 | 0.16732 | 0.17091 | 0.4893 | -0.0086873 | -0.32526 | 0.4893 | 0.47678 | 0.15061 | -0.41691 | -0.98307 | 0.15061 | 0.12076 | 0.025551 | 1.0341 | 0.28626 | 1.4546 | 23.2762 | 0.16732 | 0.12154 | 0.15031 | 0.16732 | 0.17091 | 0.4893 | -0.0086873 | -0.32526 | 0.4893 | 0.47678 | 0.15061 | -0.41691 | -0.98307 | 0.15061 | 0.12076
149 | 0.22 | 0.5 | South/Central | SC | Greenville.Intl.AP.723120 | 3 | 1931227 | 41.2338 | 11.1629 | 57.6584 | 41.1363 | 16.5221 | 918.52 | 5.8185 | 11.61 | 8.6895 | -2.8711 | -2.6742 | 4.0265 | -7.88 | 6.8708 | -2.8443 | -24.8857 | 5.1527 | -20.27 | 9.3582 | -4.2056 | -47.044 | 5.8185 | 11.61 | 8.6895 | -2.8711 | -2.6742 | 5.959 | 11.12 | 8.9406 | -2.9815 | -3.8425 | 0.025551 | 1.0536 | 0.28522 | 1.4732 | 23.4689 | 0.14867 | 0.10288 | 0.13165 | 0.14867 | 0.15226 | 0.29664 | -0.20134 | -0.51791 | 0.29664 | 0.28412 | -0.068328 | -0.63585 | -1.202 | -0.068328 | -0.09818 | 0.025551 | 1.0536 | 0.28522 | 1.4732 | 23.4689 | 0.14867 | 0.10288 | 0.13165 | 0.14867 | 0.15226 | 0.29664 | -0.20134 | -0.51791 | 0.29664 | 0.28412 | -0.068328 | -0.63585 | -1.202 | -0.068328 | -0.09818
150 | 0.24 | 0.5 | South/Central | SC | Greenville.Intl.AP.723120 | 3 | 1931227 | 41.9759 | 11.1225 | 58.3695 | 41.8767 | 16.4928 | 925.84 | 5.1073 | 4.29 | 7.9492 | -2.8418 | -10.9881 | 3.3154 | -15.2 | 6.1305 | -2.8151 | -33.1997 | 4.4415 | -27.59 | 8.6179 | -4.1763 | -55.3579 | 5.1073 | 4.29 | 7.9492 | -2.8418 | -10.9881 | 5.2479 | 3.8 | 8.2002 | -2.9523 | -12.1565 | 0.025551 | 1.0725 | 0.28419 | 1.4914 | 23.6559 | 0.1305 | 0.084711 | 0.11348 | 0.1305 | 0.13409 | 0.10961 | -0.38837 | -0.70495 | 0.10961 | 0.097093 | -0.28076 | -0.84828 | -1.4144 | -0.28076 | -0.31061 | 0.025551 | 1.0725 | 0.28419 | 1.4914 | 23.6559 | 0.1305 | 0.084711 | 0.11348 | 0.1305 | 0.13409 | 0.10961 | -0.38837 | -0.70495 | 0.10961 | 0.097093 | -0.28076 | -0.84828 | -1.4144 | -0.28076 | -0.31061
151 | 0.25 | 0.5 | South/Central | SC | Greenville.Intl.AP.723120 | 3 | 1931227 | 42.3553 | 11.1025 | 58.7289 | 42.2552 | 16.4737 | 929.47 | 4.7479 | 0.66 | 7.5706 | -2.8227 | -15.0732 | 2.956 | -18.83 | 5.7519 | -2.7959 | -37.2848 | 4.0821 | -31.22 | 8.2393 | -4.1572 | -59.443 | 4.7479 | 0.66 | 7.5706 | -2.8227 | -15.0732 | 4.8885 | 0.17 | 7.8216 | -2.9331 | -16.2416 | 0.025551 | 1.0822 | 0.28368 | 1.5006 | 23.7487 | 0.12131 | 0.075528 | 0.1043 | 0.12131 | 0.12491 | 0.016863 | -0.48112 | -0.79769 | 0.016863 | 0.0043436 | -0.38513 | -0.95265 | -1.5188 | -0.38513 | -0.41498 | 0.025551 | 1.0822 | 0.28368 | 1.5006 | 23.7487 | 0.12131 | 0.075528 | 0.1043 | 0.12131 | 0.12491 | 0.016863 | -0.48112 | -0.79769 | 0.016863 | 0.0043436 | -0.38513 | -0.95265 | -1.5188 | -0.38513 | -0.41498
152 | 0.26 | 0.5 | South/Central | SC | Greenville.Intl.AP.723120 | 3 | 1931227 | 42.6764 | 11.1119 | 59.0694 | 42.5756 | 16.4938 | 933.61 | 4.4074 | -3.48 | 7.2502 | -2.8428 | -19.97 | 2.6155 | -22.97 | 5.4315 | -2.816 | -42.1815 | 3.7416 | -35.36 | 7.9189 | -4.1773 | -64.3398 | 4.4074 | -3.48 | 7.2502 | -2.8428 | -19.97 | 4.548 | -3.97 | 7.5012 | -2.9532 | -21.1384 | 0.025551 | 1.0904 | 0.28392 | 1.5093 | 23.8544 | 0.11261 | 0.066828 | 0.095602 | 0.11261 | 0.11621 | -0.088917 | -0.5869 | -0.90347 | -0.088917 | -0.10144 | -0.51025 | -1.0778 | -1.6439 | -0.51025 | -0.5401 | 0.025551 | 1.0904 | 0.28392 | 1.5093 | 23.8544 | 0.11261 | 0.066828 | 0.095602 | 0.11261 | 0.11621 | -0.088917 | -0.5869 | -0.90347 | -0.088917 | -0.10144 | -0.51025 | -1.0778 | -1.6439 | -0.51025 | -0.5401
153 | 0.27 | 0.5 | South/Central | SC | Greenville.Intl.AP.723120 | 3 | 1931227 | 42.9969 | 11.112 | 59.4001 | 42.8954 | 16.5047 | 937.49 | 4.0768 | -7.36 | 6.9305 | -2.8537 | -24.4935 | 2.2848 | -26.85 | 5.1118 | -2.8269 | -46.705 | 3.411 | -39.24 | 7.5992 | -4.1882 | -68.8632 | 4.0768 | -7.36 | 6.9305 | -2.8537 | -24.4935 | 4.2174 | -7.85 | 7.1815 | -2.9641 | -25.6618 | 0.025551 | 1.0986 | 0.28392 | 1.5177 | 23.9536 | 0.10417 | 0.058379 | 0.087153 | 0.10417 | 0.10776 | -0.18805 | -0.68604 | -1.0026 | -0.18805 | -0.20057 | -0.62583 | -1.1933 | -1.7595 | -0.62583 | -0.65568 | 0.025551 | 1.0986 | 0.28392 | 1.5177 | 23.9536 | 0.10417 | 0.058379 | 0.087153 | 0.10417 | 0.10776 | -0.18805 | -0.68604 | -1.0026 | -0.18805 | -0.20057 | -0.62583 | -1.1933 | -1.7595 | -0.62583 | -0.65568
154 | 0.28 | 0.5 | South/Central | SC | Greenville.Intl.AP.723120 | 3 | 1931227 | 43.2767 | 11.152 | 59.7307 | 43.1745 | 16.5562 | 942.1 | 3.7461 | -11.97 | 6.6513 | -2.9052 | -30.108 | 1.9542 | -31.46 | 4.8326 | -2.8784 | -52.3195 | 3.0803 | -43.85 | 7.32 | -4.2397 | -74.4778 | 3.7461 | -11.97 | 6.6513 | -2.9052 | -30.108 | 3.8867 | -12.46 | 6.9023 | -3.0156 | -31.2764 | 0.025551 | 1.1058 | 0.28494 | 1.5262 | 24.0714 | 0.095716 | 0.049931 | 0.078705 | 0.095716 | 0.099308 | -0.30584 | -0.80383 | -1.1204 | -0.30584 | -0.31836 | -0.76928 | -1.3368 | -1.903 | -0.76928 | -0.79913 | 0.025551 | 1.1058 | 0.28494 | 1.5262 | 24.0714 | 0.095716 | 0.049931 | 0.078705 | 0.095716 | 0.099308 | -0.30584 | -0.80383 | -1.1204 | -0.30584 | -0.31836 | -0.76928 | -1.3368 | -1.903 | -0.76928 | -0.79913
155 | 0.3 | 0.5 | South/Central | SC | Greenville.Intl.AP.723120 | 3 | 1931227 | 43.7975 | 11.252 | 60.3912 | 43.6941 | 16.697 | 952.03 | 3.0857 | -21.9 | 6.1317 | -3.046 | -42.3432 | 1.2937 | -41.39 | 4.313 | -3.0193 | -64.5547 | 2.4199 | -53.78 | 6.8004 | -4.3805 | -86.713 | 3.0857 | -21.9 | 6.1317 | -3.046 | -42.3432 | 3.2262 | -22.39 | 6.3827 | -3.1565 | -43.5115 | 0.025551 | 1.1191 | 0.2875 | 1.543 | 24.3251 | 0.078841 | 0.033056 | 0.06183 | 0.078841 | 0.082433 | -0.55956 | -1.0575 | -1.3741 | -0.55956 | -0.57208 | -1.0819 | -1.6494 | -2.2156 | -1.0819 | -1.1118 | 0.025551 | 1.1191 | 0.2875 | 1.543 | 24.3251 | 0.078841 | 0.033056 | 0.06183 | 0.078841 | 0.082433 | -0.55956 | -1.0575 | -1.3741 | -0.55956 | -0.57208 | -1.0819 | -1.6494 | -2.2156 | -1.0819 | -1.1118
156 | 0.37 | 0.17 | South/Central | SC | Greenville.Intl.AP.723120 | 3 | 1931227 | 53.1774 | 8.0383 | 65.3833 | 53.0521 | 12.3312 | 927.26 | -1.9065 | 2.87 | -3.2263 | 1.3198 | 11.0598 | -3.6984 | -16.62 | -5.045 | 1.3466 | -11.1518 | -2.5722 | -29.01 | -2.5575 | -0.014699 | -33.31 | -1.9065 | 2.87 | -3.2263 | 1.3198 | 11.0598 | -1.7659 | 2.38 | -2.9752 | 1.2094 | 9.8914 | 0.025551 | 1.3587 | 0.20538 | 1.6706 | 23.6922 | -0.048711 | -0.094497 | -0.065723 | -0.048711 | -0.04512 | 0.073331 | -0.42465 | -0.74123 | 0.073331 | 0.060811 | 0.28259 | -0.28494 | -0.8511 | 0.28259 | 0.25273 | 0.025551 | 1.3587 | 0.20538 | 1.6706 | 23.6922 | -0.048711 | -0.094497 | -0.065723 | -0.048711 | -0.04512 | 0.073331 | -0.42465 | -0.74123 | 0.073331 | 0.060811 | 0.28259 | -0.28494 | -0.8511 | 0.28259 | 0.25273
157 | 0.37 | 0.19 | South/Central | SC | Greenville.Intl.AP.723120 | 3 | 1931227 | 52.5748 | 8.2593 | 65.0825 | 52.4509 | 12.6316 | 929.36 | -1.6057 | 0.77 | -2.6251 | 1.0194 | 6.8388 | -3.3976 | -18.72 | -4.4438 | 1.0462 | -15.3727 | -2.2715 | -31.11 | -1.9564 | -0.3151 | -37.531 | -1.6057 | 0.77 | -2.6251 | 1.0194 | 6.8388 | -1.4651 | 0.28 | -2.374 | 0.90895 | 5.6705 | 0.025551 | 1.3433 | 0.21103 | 1.6629 | 23.7458 | -0.041026 | -0.086811 | -0.058037 | -0.041026 | -0.037434 | 0.019674 | -0.47831 | -0.79488 | 0.019674 | 0.0071542 | 0.17474 | -0.39278 | -0.95894 | 0.17474 | 0.14488 | 0.025551 | 1.3433 | 0.21103 | 1.6629 | 23.7458 | -0.041026 | -0.086811 | -0.058037 | -0.041026 | -0.037434 | 0.019674 | -0.47831 | -0.79488 | 0.019674 | 0.0071542 | 0.17474 | -0.39278 | -0.95894 | 0.17474 | 0.14488
158 | 0.37 | 0.2 | South/Central | SC | Greenville.Intl.AP.723120 | 3 | 1931227 | 52.2832 | 8.3607 | 64.9422 | 52.16 | 12.7822 | 930.55 | -1.4653 | -0.42 | -2.3342 | 0.86884 | 4.5901 | -3.2573 | -19.91 | -4.1529 | 0.8956 | -17.6215 | -2.1311 | -32.3 | -1.6655 | -0.46566 | -39.7797 | -1.4653 | -0.42 | -2.3342 | 0.86884 | 4.5901 | -1.3248 | -0.91 | -2.0831 | 0.7584 | 3.4217 | 0.025551 | 1.3359 | 0.21362 | 1.6593 | 23.7763 | -0.03744 | -0.083226 | -0.054452 | -0.03744 | -0.033848 | -0.010731 | -0.50872 | -0.82529 | -0.010731 | -0.023251 | 0.11728 | -0.45024 | -1.0164 | 0.11728 | 0.087427 | 0.025551 | 1.3359 | 0.21362 | 1.6593 | 23.7763 | -0.03744 | -0.083226 | -0.054452 | -0.03744 | -0.033848 | -0.010731 | -0.50872 | -0.82529 | -0.010731 | -0.023251 | 0.11728 | -0.45024 | -1.0164 | 0.11728 | 0.087427
159 | 0.37 | 0.23 | South/Central | SC | Greenville.Intl.AP.723120 | 3 | 1931227 | 51.4485 | 8.6922 | 64.5595 | 51.3273 | 13.2322 | 934.48 | -1.0827 | -4.35 | -1.5015 | 0.4188 | -2.6036 | -2.8746 | -23.84 | -3.3202 | 0.44556 | -24.8151 | -1.7485 | -36.23 | -0.83279 | -0.9157 | -46.9733 | -1.0827 | -4.35 | -1.5015 | 0.4188 | -2.6036 | -0.94212 | -4.84 | -1.2505 | 0.30836 | -3.7719 | 0.025551 | 1.3145 | 0.22209 | 1.6495 | 23.8767 | -0.027663 | -0.073449 | -0.044675 | -0.027663 | -0.024072 | -0.11115 | -0.60913 | -0.9257 | -0.11115 | -0.12367 | -0.066523 | -0.63404 | -1.2002 | -0.066523 | -0.096375 | 0.025551 | 1.3145 | 0.22209 | 1.6495 | 23.8767 | -0.027663 | -0.073449 | -0.044675 | -0.027663 | -0.024072 | -0.11115 | -0.60913 | -0.9257 | -0.11115 | -0.12367 | -0.066523 | -0.63404 | -1.2002 | -0.066523 | -0.096375
160 | 0.37 | 0.25 | South/Central | SC | Greenville.Intl.AP.723120 | 3 | 1931227 | 50.9157 | 8.9126 | 64.3371 | 50.7957 | 13.5413 | 937.67 | -0.86021 | -7.54 | -0.96989 | 0.10968 | -8.061 | -2.6522 | -27.03 | -2.7886 | 0.13643 | -30.2725 | -1.526 | -39.42 | -0.30118 | -1.2248 | -52.4307 | -0.86021 | -7.54 | -0.96989 | 0.10968 | -8.061 | -0.71964 | -8.03 | -0.71887 | -0.00076764 | -9.2293 | 0.025551 | 1.3009 | 0.22772 | 1.6439 | 23.9582 | -0.021979 | -0.067765 | -0.038991 | -0.021979 | -0.018387 | -0.19265 | -0.69064 | -1.0072 | -0.19265 | -0.20517 | -0.20596 | -0.77348 | -1.3396 | -0.20596 | -0.23582 | 0.025551 | 1.3009 | 0.22772 | 1.6439 | 23.9582 | -0.021979 | -0.067765 | -0.038991 | -0.021979 | -0.018387 | -0.19265 | -0.69064 | -1.0072 | -0.19265 | -0.20517 | -0.20596 | -0.77348 | -1.3396 | -0.20596 | -0.23582
161 | 0.4 | 0.17 | South/Central | SC | Greenville.Intl.AP.723120 | 3 | 1931227 | 54.239 | 8.0184 | 66.4451 | 54.1113 | 12.3338 | 939.16 | -2.9682 | -9.03 | -4.2855 | 1.3172 | -2.5961 | -4.7602 | -28.52 | -6.1042 | 1.344 | -24.8076 | -3.634 | -40.91 | -3.6168 | -0.017266 | -46.9658 | -2.9682 | -9.03 | -4.2855 | 1.3172 | -2.5961 | -2.8277 | -9.52 | -4.0345 | 1.2068 | -3.7644 | 0.025551 | 1.3858 | 0.20488 | 1.6977 | 23.9962 | -0.075841 | -0.12163 | -0.092852 | -0.075841 | -0.072249 | -0.23072 | -0.72871 | -1.0453 | -0.23072 | -0.24324 | -0.066331 | -0.63385 | -1.2 | -0.066331 | -0.096183 | 0.025551 | 1.3858 | 0.20488 | 1.6977 | 23.9962 | -0.075841 | -0.12163 | -0.092852 | -0.075841 | -0.072249 | -0.23072 | -0.72871 | -1.0453 | -0.23072 | -0.24324 | -0.066331 | -0.63385 | -1.2 | -0.066331 | -0.096183
162 | 0.4 | 0.19 | South/Central | SC | Greenville.Intl.AP.723120 | 3 | 1931227 | 53.6456 | 8.2387 | 66.1526 | 53.5192 | 12.6333 | 941.34 | -2.6757 | -11.21 | -3.6934 | 1.0177 | -6.8999 | -4.4677 | -30.7 | -5.5121 | 1.0444 | -29.1114 | -3.3415 | -43.09 | -3.0247 | -0.31681 | -51.2696 | -2.6757 | -11.21 | -3.6934 | 1.0177 | -6.8999 | -2.5352 | -11.7 | -3.4424 | 0.90724 | -8.0682 | 0.025551 | 1.3707 | 0.21051 | 1.6902 | 24.0519 | -0.068367 | -0.11415 | -0.085378 | -0.068367 | -0.064775 | -0.28642 | -0.78441 | -1.101 | -0.28642 | -0.29894 | -0.1763 | -0.74382 | -1.31 | -0.1763 | -0.20615 | 0.025551 | 1.3707 | 0.21051 | 1.6902 | 24.0519 | -0.068367 | -0.11415 | -0.085378 | -0.068367 | -0.064775 | -0.28642 | -0.78441 | -1.101 | -0.28642 | -0.29894 | -0.1763 | -0.74382 | -1.31 | -0.1763 | -0.20615
163 | 0.4 | 0.2 | South/Central | SC | Greenville.Intl.AP.723120 | 3 | 1931227 | 53.3539 | 8.3407 | 66.0037 | 53.2283 | 12.7754 | 942.26 | -2.5268 | -12.13 | -3.4024 | 0.87561 | -8.8111 | -4.3188 | -31.62 | -5.2211 | 0.90237 | -31.0226 | -3.1926 | -44.01 | -2.7337 | -0.45889 | -53.1808 | -2.5268 | -12.13 | -3.4024 | 0.87561 | -8.8111 | -2.3862 | -12.62 | -3.1514 | 0.76517 | -9.9794 | 0.025551 | 1.3632 | 0.21311 | 1.6864 | 24.0755 | -0.064562 | -0.11035 | -0.081573 | -0.064562 | -0.06097 | -0.30993 | -0.80791 | -1.1245 | -0.30993 | -0.32245 | -0.22513 | -0.79265 | -1.3588 | -0.22513 | -0.25498 | 0.025551 | 1.3632 | 0.21311 | 1.6864 | 24.0755 | -0.064562 | -0.11035 | -0.081573 | -0.064562 | -0.06097 | -0.30993 | -0.80791 | -1.1245 | -0.30993 | -0.32245 | -0.22513 | -0.79265 | -1.3588 | -0.22513 | -0.25498
164 | 0.4 | 0.23 | South/Central | SC | Greenville.Intl.AP.723120 | 3 | 1931227 | 52.5102 | 8.671 | 65.6195 | 52.3865 | 13.2329 | 946.34 | -2.1426 | -16.21 | -2.5607 | 0.41807 | -16.1869 | -3.9346 | -35.7 | -4.3794 | 0.44482 | -38.3984 | -2.8084 | -48.09 | -1.892 | -0.91643 | -60.5567 | -2.1426 | -16.21 | -2.5607 | 0.41807 | -16.1869 | -2.0021 | -16.7 | -2.3097 | 0.30762 | -17.3552 | 0.025551 | 1.3417 | 0.22155 | 1.6766 | 24.1797 | -0.054746 | -0.10053 | -0.071758 | -0.054746 | -0.051155 | -0.41418 | -0.91216 | -1.2287 | -0.41418 | -0.4267 | -0.41359 | -0.98111 | -1.5473 | -0.41359 | -0.44344 | 0.025551 | 1.3417 | 0.22155 | 1.6766 | 24.1797 | -0.054746 | -0.10053 | -0.071758 | -0.054746 | -0.051155 | -0.41418 | -0.91216 | -1.2287 | -0.41418 | -0.4267 | -0.41359 | -0.98111 | -1.5473 | -0.41359 | -0.44344
165 | 0.4 | 0.25 | South/Central | SC | Greenville.Intl.AP.723120 | 3 | 1931227 | 51.9772 | 8.892 | 65.3883 | 51.8548 | 13.5335 | 949.25 | -1.9115 | -19.12 | -2.029 | 0.11755 | -21.3017 | -3.7034 | -38.61 | -3.8477 | 0.1443 | -43.5133 | -2.5773 | -51 | -1.3603 | -1.217 | -65.6715 | -1.9115 | -19.12 | -2.029 | 0.11755 | -21.3017 | -1.7709 | -19.61 | -1.778 | 0.0070982 | -22.4701 | 0.025551 | 1.3281 | 0.2272 | 1.6707 | 24.2541 | -0.048839 | -0.094625 | -0.065851 | -0.048839 | -0.045248 | -0.48853 | -0.98651 | -1.3031 | -0.48853 | -0.50105 | -0.54428 | -1.1118 | -1.678 | -0.54428 | -0.57413 | 0.025551 | 1.3281 | 0.2272 | 1.6707 | 24.2541 | -0.048839 | -0.094625 | -0.065851 | -0.048839 | -0.045248 | -0.48853 | -0.98651 | -1.3031 | -0.48853 | -0.50105 | -0.54428 | -1.1118 | -1.678 | -0.54428 | -0.57413
166 | 0.21 | 0.17 | South/Central | SC | Greenville.Intl.AP.723120 | 3 | 1931227 | 47.0791 | 8.1808 | 59.3283 | 46.9678 | 12.3604 | 860.24 | 4.1486 | 69.89 | 2.858 | 1.2906 | 87.7563 | 2.3566 | 50.4 | 1.0393 | 1.3173 | 65.5448 | 3.4828 | 38.01 | 3.5267 | -0.043925 | 43.3865 | 4.1486 | 69.89 | 2.858 | 1.2906 | 87.7563 | 4.2891 | 69.4 | 3.109 | 1.1801 | 86.5879 | 0.025551 | 1.2029 | 0.20903 | 1.5159 | 21.9798 | 0.106 | 0.060214 | 0.088988 | 0.106 | 0.10959 | 1.7857 | 1.2878 | 0.97118 | 1.7857 | 1.7732 | 2.2422 | 1.6747 | 1.1086 | 2.2422 | 2.2124 | 0.025551 | 1.2029 | 0.20903 | 1.5159 | 21.9798 | 0.106 | 0.060214 | 0.088988 | 0.106 | 0.10959 | 1.7857 | 1.2878 | 0.97118 | 1.7857 | 1.7732 | 2.2422 | 1.6747 | 1.1086 | 2.2422 | 2.2124
167 | 0.21 | 0.19 | South/Central | SC | Greenville.Intl.AP.723120 | 3 | 1931227 | 46.4962 | 8.412 | 59.0665 | 46.3863 | 12.6802 | 863.18 | 4.4104 | 66.95 | 3.4396 | 0.97084 | 82.5171 | 2.6184 | 47.46 | 1.6209 | 0.99759 | 60.3056 | 3.7446 | 35.07 | 4.1083 | -0.36366 | 38.1473 | 4.4104 | 66.95 | 3.4396 | 0.97084 | 82.5171 | 4.551 | 66.46 | 3.6906 | 0.86039 | 81.3488 | 0.025551 | 1.188 | 0.21493 | 1.5092 | 22.0549 | 0.11269 | 0.066903 | 0.095677 | 0.11269 | 0.11628 | 1.7106 | 1.2126 | 0.89606 | 1.7106 | 1.6981 | 2.1084 | 1.5409 | 0.97469 | 2.1084 | 2.0785 | 0.025551 | 1.188 | 0.21493 | 1.5092 | 22.0549 | 0.11269 | 0.066903 | 0.095677 | 0.11269 | 0.11628 | 1.7106 | 1.2126 | 0.89606 | 1.7106 | 1.6981 | 2.1084 | 1.5409 | 0.97469 | 2.1084 | 2.0785
168 | 0.21 | 0.2 | South/Central | SC | Greenville.Intl.AP.723120 | 3 | 1931227 | 46.2145 | 8.5224 | 58.9358 | 46.1053 | 12.8306 | 864.47 | 4.541 | 65.66 | 3.7206 | 0.82042 | 80.1477 | 2.7491 | 46.17 | 1.9019 | 0.84718 | 57.9361 | 3.8752 | 33.78 | 4.3893 | -0.51408 | 35.7779 | 4.541 | 65.66 | 3.7206 | 0.82042 | 80.1477 | 4.6816 | 65.17 | 3.9716 | 0.70997 | 78.9793 | 0.025551 | 1.1808 | 0.21775 | 1.5059 | 22.0879 | 0.11603 | 0.07024 | 0.099014 | 0.11603 | 0.11962 | 1.6777 | 1.1797 | 0.8631 | 1.6777 | 1.6651 | 2.0478 | 1.4803 | 0.91415 | 2.0478 | 2.018 | 0.025551 | 1.1808 | 0.21775 | 1.5059 | 22.0879 | 0.11603 | 0.07024 | 0.099014 | 0.11603 | 0.11962 | 1.6777 | 1.1797 | 0.8631 | 1.6777 | 1.6651 | 2.0478 | 1.4803 | 0.91415 | 2.0478 | 2.018
169 | 0.21 | 0.23 | South/Central | SC | Greenville.Intl.AP.723120 | 3 | 1931227 | 45.4004 | 8.8739 | 58.6032 | 45.2931 | 13.3101 | 869.59 | 4.8737 | 60.54 | 4.5328 | 0.34089 | 71.5223 | 3.0817 | 41.05 | 2.7141 | 0.36764 | 49.3108 | 4.2079 | 28.66 | 5.2015 | -0.99361 | 27.1526 | 4.8737 | 60.54 | 4.5328 | 0.34089 | 71.5223 | 5.0142 | 60.05 | 4.7838 | 0.23044 | 70.354 | 0.025551 | 1.16 | 0.22673 | 1.4974 | 22.2187 | 0.12453 | 0.07874 | 0.10751 | 0.12453 | 0.12812 | 1.5468 | 1.0489 | 0.73228 | 1.5468 | 1.5343 | 1.8274 | 1.2599 | 0.69377 | 1.8274 | 1.7976 | 0.025551 | 1.16 | 0.22673 | 1.4974 | 22.2187 | 0.12453 | 0.07874 | 0.10751 | 0.12453 | 0.12812 | 1.5468 | 1.0489 | 0.73228 | 1.5468 | 1.5343 | 1.8274 | 1.2599 | 0.69377 | 1.8274 | 1.7976
170 | 0.21 | 0.25 | South/Central | SC | Greenville.Intl.AP.723120 | 3 | 1931227 | 44.8874 | 9.1047 | 58.4019 | 44.7813 | 13.6206 | 873.07 | 5.075 | 57.06 | 5.0445 | 0.030417 | 65.7575 | 3.283 | 37.57 | 3.2258 | 0.05717 | 43.546 | 4.4092 | 25.18 | 5.7132 | -1.3041 | 21.3878 | 5.075 | 57.06 | 5.0445 | 0.030417 | 65.7575 | 5.2155 | 56.57 | 5.2956 | -0.080031 | 64.5892 | 0.025551 | 1.1469 | 0.23263 | 1.4922 | 22.3076 | 0.12967 | 0.083883 | 0.11266 | 0.12967 | 0.13326 | 1.4579 | 0.95994 | 0.64337 | 1.4579 | 1.4454 | 1.6802 | 1.1126 | 0.54647 | 1.6802 | 1.6503 | 0.025551 | 1.1469 | 0.23263 | 1.4922 | 22.3076 | 0.12967 | 0.083883 | 0.11266 | 0.12967 | 0.13326 | 1.4579 | 0.95994 | 0.64337 | 1.4579 | 1.4454 | 1.6802 | 1.1126 | 0.54647 | 1.6802 | 1.6503
171 | 0.21 | 0.27 | South/Central | SC | Greenville.Intl.AP.723120 | 3 | 1931227 | 44.3951 | 9.3356 | 58.2301 | 44.2901 | 13.94 | 877.04 | 5.2467 | 53.09 | 5.5357 | -0.28903 | 59.3736 | 3.4548 | 33.6 | 3.717 | -0.26228 | 37.1621 | 4.5809 | 21.21 | 6.2044 | -1.6235 | 15.0038 | 5.2467 | 53.09 | 5.5357 | -0.28903 | 59.3736 | 5.3873 | 52.6 | 5.7867 | -0.39948 | 58.2053 | 0.025551 | 1.1343 | 0.23853 | 1.4878 | 22.409 | 0.13406 | 0.088272 | 0.11705 | 0.13406 | 0.13765 | 1.3565 | 0.85851 | 0.54193 | 1.3565 | 1.344 | 1.517 | 0.94952 | 0.38336 | 1.517 | 1.4872 | 0.025551 | 1.1343 | 0.23853 | 1.4878 | 22.409 | 0.13406 | 0.088272 | 0.11705 | 0.13406 | 0.13765 | 1.3565 | 0.85851 | 0.54193 | 1.3565 | 1.344 | 1.517 | 0.94952 | 0.38336 | 1.517 | 1.4872
172 | 0.21 | 0.3 | South/Central | SC | Greenville.Intl.AP.723120 | 3 | 1931227 | 43.7007 | 9.6774 | 58.0075 | 43.5973 | 14.4101 | 883.24 | 5.4694 | 46.89 | 6.2285 | -0.75913 | 49.5941 | 3.6774 | 27.4 | 4.4098 | -0.73237 | 27.3826 | 4.8036 | 15.01 | 6.8972 | -2.0936 | 5.2244 | 5.4694 | 46.89 | 6.2285 | -0.75913 | 49.5941 | 5.6099 | 46.4 | 6.4795 | -0.86957 | 48.4258 | 0.025551 | 1.1166 | 0.24727 | 1.4821 | 22.5674 | 0.13975 | 0.093961 | 0.12273 | 0.13975 | 0.14334 | 1.1981 | 0.70009 | 0.38352 | 1.1981 | 1.1856 | 1.2672 | 0.69965 | 0.13349 | 1.2672 | 1.2373 | 0.025551 | 1.1166 | 0.24727 | 1.4821 | 22.5674 | 0.13975 | 0.093961 | 0.12273 | 0.13975 | 0.14334 | 1.1981 | 0.70009 | 0.38352 | 1.1981 | 1.1856 | 1.2672 | 0.69965 | 0.13349 | 1.2672 | 1.2373
173 | 0.21 | 0.32 | South/Central | SC | Greenville.Intl.AP.723120 | 3 | 1931227 | 43.2585 | 9.9077 | 57.8765 | 43.1562 | 14.7203 | 887.54 | 5.6004 | 42.59 | 6.6696 | -1.0693 | 42.9388 | 3.8084 | 23.1 | 4.8509 | -1.0425 | 20.7273 | 4.9346 | 10.71 | 7.3383 | -2.4038 | -1.4309 | 5.6004 | 42.59 | 6.6696 | -1.0693 | 42.9388 | 5.7409 | 42.1 | 6.9206 | -1.1797 | 41.7705 | 0.025551 | 1.1053 | 0.25315 | 1.4788 | 22.6773 | 0.14309 | 0.097308 | 0.12608 | 0.14309 | 0.14669 | 1.0882 | 0.59022 | 0.27365 | 1.0882 | 1.0757 | 1.0971 | 0.5296 | -0.036561 | 1.0971 | 1.0673 | 0.025551 | 1.1053 | 0.25315 | 1.4788 | 22.6773 | 0.14309 | 0.097308 | 0.12608 | 0.14309 | 0.14669 | 1.0882 | 0.59022 | 0.27365 | 1.0882 | 1.0757 | 1.0971 | 0.5296 | -0.036561 | 1.0971 | 1.0673
174 | 0.21 | 0.35 | South/Central | SC | Greenville.Intl.AP.723120 | 3 | 1931227 | 42.6045 | 10.2792 | 57.7345 | 42.5038 | 15.2307 | 895.41 | 5.7424 | 34.72 | 7.3221 | -1.5797 | 31.0444 | 3.9504 | 15.23 | 5.5034 | -1.5529 | 8.8328 | 5.0766 | 2.84 | 7.9908 | -2.9142 | -13.3254 | 5.7424 | 34.72 | 7.3221 | -1.5797 | 31.0444 | 5.883 | 34.23 | 7.5731 | -1.6901 | 29.876 | 0.025551 | 1.0886 | 0.26264 | 1.4752 | 22.8784 | 0.14672 | 0.10094 | 0.12971 | 0.14672 | 0.15031 | 0.88712 | 0.38914 | 0.072564 | 0.88712 | 0.8746 | 0.79321 | 0.22569 | -0.34047 | 0.79321 | 0.76335 | 0.025551 | 1.0886 | 0.26264 | 1.4752 | 22.8784 | 0.14672 | 0.10094 | 0.12971 | 0.14672 | 0.15031 | 0.88712 | 0.38914 | 0.072564 | 0.88712 | 0.8746 | 0.79321 | 0.22569 | -0.34047 | 0.79321 | 0.76335
175 | 0.21 | 0.37 | South/Central | SC | Greenville.Intl.AP.723120 | 3 | 1931227 | 42.6142 | 10.1905 | 57.6456 | 42.5134 | 15.1322 | 892.6 | 5.8312 | 37.53 | 7.3124 | -1.4812 | 34.8273 | 4.0393 | 18.04 | 5.4937 | -1.4544 | 12.6158 | 5.1654 | 5.65 | 7.9811 | -2.8157 | -9.5425 | 5.8312 | 37.53 | 7.3124 | -1.4812 | 34.8273 | 5.9718 | 37.04 | 7.5635 | -1.5916 | 33.659 | 0.025551 | 1.0888 | 0.26038 | 1.4729 | 22.8066 | 0.14899 | 0.10321 | 0.13198 | 0.14899 | 0.15258 | 0.95892 | 0.46094 | 0.14436 | 0.95892 | 0.9464 | 0.88986 | 0.32234 | -0.24382 | 0.88986 | 0.86001 | 0.025551 | 1.0888 | 0.26038 | 1.4729 | 22.8066 | 0.14899 | 0.10321 | 0.13198 | 0.14899 | 0.15258 | 0.95892 | 0.46094 | 0.14436 | 0.95892 | 0.9464 | 0.88986 | 0.32234 | -0.24382 | 0.88986 | 0.86001
176 | 0.21 | 0.4 | South/Central | SC | Greenville.Intl.AP.723120 | 3 | 1931227 | 42.423 | 10.2304 | 57.5341 | 42.3226 | 15.2114 | 892.87 | 5.9428 | 37.26 | 7.5032 | -1.5604 | 34.1262 | 4.1508 | 17.77 | 5.6845 | -1.5337 | 11.9146 | 5.277 | 5.38 | 8.1719 | -2.8949 | -10.2436 | 5.9428 | 37.26 | 7.5032 | -1.5604 | 34.1262 | 6.0833 | 36.77 | 7.7542 | -1.6709 | 32.9578 | 0.025551 | 1.0839 | 0.2614 | 1.47 | 22.8135 | 0.15184 | 0.10606 | 0.13483 | 0.15184 | 0.15543 | 0.95202 | 0.45404 | 0.13746 | 0.95202 | 0.9395 | 0.87195 | 0.30443 | -0.26173 | 0.87195 | 0.8421 | 0.025551 | 1.0839 | 0.2614 | 1.47 | 22.8135 | 0.15184 | 0.10606 | 0.13483 | 0.15184 | 0.15543 | 0.95202 | 0.45404 | 0.13746 | 0.95202 | 0.9395 | 0.87195 | 0.30443 | -0.26173 | 0.87195 | 0.8421
177 | 0.21 | 0.42 | South/Central | SC | Greenville.Intl.AP.723120 | 3 | 1931227 | 42.1715 | 10.3708 | 57.4737 | 42.0718 | 15.4019 | 895.71 | 6.0032 | 34.42 | 7.7541 | -1.7509 | 29.7826 | 4.2112 | 14.93 | 5.9354 | -1.7241 | 7.5711 | 5.3374 | 2.54 | 8.4228 | -3.0854 | -14.5872 | 6.0032 | 34.42 | 7.7541 | -1.7509 | 29.7826 | 6.1438 | 33.93 | 8.0051 | -1.8613 | 28.6143 | 0.025551 | 1.0775 | 0.26498 | 1.4685 | 22.8861 | 0.15339 | 0.1076 | 0.13637 | 0.15339 | 0.15698 | 0.87946 | 0.38147 | 0.064899 | 0.87946 | 0.86694 | 0.76097 | 0.19345 | -0.37271 | 0.76097 | 0.73112 | 0.025551 | 1.0775 | 0.26498 | 1.4685 | 22.8861 | 0.15339 | 0.1076 | 0.13637 | 0.15339 | 0.15698 | 0.87946 | 0.38147 | 0.064899 | 0.87946 | 0.86694 | 0.76097 | 0.19345 | -0.37271 | 0.76097 | 0.73112
178 | 0.21 | 0.45 | South/Central | SC | Greenville.Intl.AP.723120 | 3 | 1931227 | 41.7888 | 10.611 | 57.4312 | 41.6899 | 15.7413 | 901.52 | 6.0456 | 28.61 | 8.1359 | -2.0903 | 21.2091 | 4.2537 | 9.12 | 6.3172 | -2.0635 | -1.0025 | 5.3799 | -3.27 | 8.8046 | -3.4247 | -23.1607 | 6.0456 | 28.61 | 8.1359 | -2.0903 | 21.2091 | 6.1862 | 28.12 | 8.3869 | -2.2007 | 20.0407 | 0.025551 | 1.0677 | 0.27112 | 1.4674 | 23.0345 | 0.15447 | 0.10869 | 0.13746 | 0.15447 | 0.15806 | 0.73101 | 0.23302 | -0.083551 | 0.73101 | 0.71849 | 0.54191 | -0.025614 | -0.59177 | 0.54191 | 0.51206 | 0.025551 | 1.0677 | 0.27112 | 1.4674 | 23.0345 | 0.15447 | 0.10869 | 0.13746 | 0.15447 | 0.15806 | 0.73101 | 0.23302 | -0.083551 | 0.73101 | 0.71849 | 0.54191 | -0.025614 | -0.59177 | 0.54191 | 0.51206
179 | 0.21 | 0.47 | South/Central | SC | Greenville.Intl.AP.723120 | 3 | 1931227 | 41.3971 | 10.8328 | 57.3512 | 41.2992 | 16.0521 | 906.41 | 6.1256 | 23.72 | 8.5267 | -2.401 | 13.8831 | 4.3337 | 4.23 | 6.708 | -2.3743 | -8.3284 | 5.4598 | -8.16 | 9.1954 | -3.7355 | -30.4867 | 6.1256 | 23.72 | 8.5267 | -2.401 | 13.8831 | 6.2662 | 23.23 | 8.7777 | -2.5115 | 12.7147 | 0.025551 | 1.0577 | 0.27678 | 1.4654 | 23.1595 | 0.15651 | 0.11073 | 0.1395 | 0.15651 | 0.16011 | 0.60606 | 0.10808 | -0.20849 | 0.60606 | 0.59354 | 0.35472 | -0.2128 | -0.77896 | 0.35472 | 0.32487 | 0.025551 | 1.0577 | 0.27678 | 1.4654 | 23.1595 | 0.15651 | 0.11073 | 0.1395 | 0.15651 | 0.16011 | 0.60606 | 0.10808 | -0.20849 | 0.60606 | 0.59354 | 0.35472 | -0.2128 | -0.77896 | 0.35472 | 0.32487
180 | 0.21 | 0.5 | South/Central | SC | Greenville.Intl.AP.723120 | 3 | 1931227 | 40.8539 | 11.1835 | 57.2893 | 40.7572 | 16.5321 | 914.62 | 6.1875 | 15.51 | 9.0686 | -2.8811 | 1.7792 | 4.3956 | -3.98 | 7.2499 | -2.8543 | -20.4323 | 5.5217 | -16.37 | 9.7373 | -4.2156 | -42.5906 | 6.1875 | 15.51 | 9.0686 | -2.8811 | 1.7792 | 6.3281 | 15.02 | 9.3196 | -2.9915 | 0.61084 | 0.025551 | 1.0438 | 0.28575 | 1.4638 | 23.3692 | 0.1581 | 0.11231 | 0.14108 | 0.1581 | 0.16169 | 0.39629 | -0.10169 | -0.41827 | 0.39629 | 0.38377 | 0.045459 | -0.52206 | -1.0882 | 0.045459 | 0.015607 | 0.025551 | 1.0438 | 0.28575 | 1.4638 | 23.3692 | 0.1581 | 0.11231 | 0.14108 | 0.1581 | 0.16169 | 0.39629 | -0.10169 | -0.41827 | 0.39629 | 0.38377 | 0.045459 | -0.52206 | -1.0882 | 0.045459 | 0.015607
181 | 0.23 | 0.17 | South/Central | SC | Greenville.Intl.AP.723120 | 3 | 1931227 | 47.8701 | 8.1605 | 60.1091 | 47.757 | 12.3521 | 868.77 | 3.3677 | 61.36 | 2.0688 | 1.2989 | 77.988 | 1.5758 | 41.87 | 0.2501 | 1.3257 | 55.7765 | 2.7019 | 29.48 | 2.7375 | -0.035593 | 33.6182 | 3.3677 | 61.36 | 2.0688 | 1.2989 | 77.988 | 3.5083 | 60.87 | 2.3198 | 1.1885 | 76.8196 | 0.025551 | 1.2231 | 0.20851 | 1.5358 | 22.1977 | 0.086048 | 0.040262 | 0.069036 | 0.086048 | 0.089639 | 1.5678 | 1.0698 | 0.75324 | 1.5678 | 1.5553 | 1.9927 | 1.4251 | 0.85897 | 1.9927 | 1.9628 | 0.025551 | 1.2231 | 0.20851 | 1.5358 | 22.1977 | 0.086048 | 0.040262 | 0.069036 | 0.086048 | 0.089639 | 1.5678 | 1.0698 | 0.75324 | 1.5678 | 1.5553 | 1.9927 | 1.4251 | 0.85897 | 1.9927 | 1.9628
182 | 0.23 | 0.19 | South/Central | SC | Greenville.Intl.AP.723120 | 3 | 1931227 | 47.2867 | 8.3915 | 59.8464 | 47.1749 | 12.6714 | 871.7 | 3.6305 | 58.43 | 2.6509 | 0.97957 | 72.7714 | 1.8385 | 38.94 | 0.83219 | 1.0063 | 50.5599 | 2.9647 | 26.55 | 3.3196 | -0.35493 | 28.4016 | 3.6305 | 58.43 | 2.6509 | 0.97957 | 72.7714 | 3.771 | 57.94 | 2.9019 | 0.86912 | 71.6031 | 0.025551 | 1.2082 | 0.21441 | 1.5291 | 22.2726 | 0.092761 | 0.046975 | 0.075749 | 0.092761 | 0.096353 | 1.4929 | 0.99495 | 0.67837 | 1.4929 | 1.4804 | 1.8594 | 1.2918 | 0.72568 | 1.8594 | 1.8295 | 0.025551 | 1.2082 | 0.21441 | 1.5291 | 22.2726 | 0.092761 | 0.046975 | 0.075749 | 0.092761 | 0.096353 | 1.4929 | 0.99495 | 0.67837 | 1.4929 | 1.4804 | 1.8594 | 1.2918 | 0.72568 | 1.8594 | 1.8295
183 | 0.23 | 0.2 | South/Central | SC | Greenville.Intl.AP.723120 | 3 | 1931227 | 47.0055 | 8.5024 | 59.7171 | 46.8945 | 12.8226 | 873.04 | 3.7598 | 57.09 | 2.9314 | 0.8284 | 70.3651 | 1.9678 | 37.6 | 1.1127 | 0.85515 | 48.1536 | 3.094 | 25.21 | 3.6001 | -0.5061 | 25.9954 | 3.7598 | 57.09 | 2.9314 | 0.8284 | 70.3651 | 3.9003 | 56.6 | 3.1824 | 0.71795 | 69.1968 | 0.025551 | 1.201 | 0.21724 | 1.5258 | 22.3068 | 0.096065 | 0.05028 | 0.079054 | 0.096065 | 0.099657 | 1.4587 | 0.96071 | 0.64413 | 1.4587 | 1.4462 | 1.7979 | 1.2304 | 0.6642 | 1.7979 | 1.768 | 0.025551 | 1.201 | 0.21724 | 1.5258 | 22.3068 | 0.096065 | 0.05028 | 0.079054 | 0.096065 | 0.099657 | 1.4587 | 0.96071 | 0.64413 | 1.4587 | 1.4462 | 1.7979 | 1.2304 | 0.6642 | 1.7979 | 1.768
184 | 0.23 | 0.23 | South/Central | SC | Greenville.Intl.AP.723120 | 3 | 1931227 | 46.1914 | 8.8441 | 59.3746 | 46.0823 | 13.2924 | 877.84 | 4.1022 | 52.29 | 3.7436 | 0.35866 | 62.1284 | 2.3103 | 32.8 | 1.9249 | 0.38541 | 39.9169 | 3.4364 | 20.41 | 4.4123 | -0.97584 | 17.7586 | 4.1022 | 52.29 | 3.7436 | 0.35866 | 62.1284 | 4.2428 | 51.8 | 3.9946 | 0.24821 | 60.96 | 0.025551 | 1.1802 | 0.22597 | 1.5171 | 22.4295 | 0.10482 | 0.05903 | 0.087804 | 0.10482 | 0.10841 | 1.336 | 0.83806 | 0.52149 | 1.336 | 1.3235 | 1.5874 | 1.0199 | 0.45375 | 1.5874 | 1.5576 | 0.025551 | 1.1802 | 0.22597 | 1.5171 | 22.4295 | 0.10482 | 0.05903 | 0.087804 | 0.10482 | 0.10841 | 1.336 | 0.83806 | 0.52149 | 1.336 | 1.3235 | 1.5874 | 1.0199 | 0.45375 | 1.5874 | 1.5576
185 | 0.23 | 0.25 | South/Central | SC | Greenville.Intl.AP.723120 | 3 | 1931227 | 45.6784 | 9.0744 | 59.1817 | 45.5705 | 13.6112 | 881.55 | 4.2951 | 48.58 | 4.2553 | 0.039781 | 56.0302 | 2.5032 | 29.09 | 2.4366 | 0.066535 | 33.8187 | 3.6293 | 16.7 | 4.924 | -1.2947 | 11.6604 | 4.2951 | 48.58 | 4.2553 | 0.039781 | 56.0302 | 4.4357 | 48.09 | 4.5064 | -0.070666 | 54.8619 | 0.025551 | 1.1671 | 0.23186 | 1.5121 | 22.5243 | 0.10974 | 0.063958 | 0.092732 | 0.10974 | 0.11334 | 1.2413 | 0.74327 | 0.4267 | 1.2413 | 1.2287 | 1.4316 | 0.86409 | 0.29793 | 1.4316 | 1.4018 | 0.025551 | 1.1671 | 0.23186 | 1.5121 | 22.5243 | 0.10974 | 0.063958 | 0.092732 | 0.10974 | 0.11334 | 1.2413 | 0.74327 | 0.4267 | 1.2413 | 1.2287 | 1.4316 | 0.86409 | 0.29793 | 1.4316 | 1.4018
186 | 0.23 | 0.27 | South/Central | SC | Greenville.Intl.AP.723120 | 3 | 1931227 | 45.1855 | 9.3053 | 59.0004 | 45.0787 | 13.9217 | 885.26 | 4.4764 | 44.87 | 4.7472 | -0.27072 | 50.009 | 2.6845 | 25.38 | 2.9285 | -0.24397 | 27.7975 | 3.8106 | 12.99 | 5.4159 | -1.6052 | 5.6392 | 4.4764 | 44.87 | 4.7472 | -0.27072 | 50.009 | 4.617 | 44.38 | 4.9982 | -0.38117 | 48.8406 | 0.025551 | 1.1545 | 0.23776 | 1.5075 | 22.6191 | 0.11438 | 0.068591 | 0.097365 | 0.11438 | 0.11797 | 1.1465 | 0.64848 | 0.3319 | 1.1465 | 1.1339 | 1.2778 | 0.71025 | 0.14409 | 1.2778 | 1.2479 | 0.025551 | 1.1545 | 0.23776 | 1.5075 | 22.6191 | 0.11438 | 0.068591 | 0.097365 | 0.11438 | 0.11797 | 1.1465 | 0.64848 | 0.3319 | 1.1465 | 1.1339 | 1.2778 | 0.71025 | 0.14409 | 1.2778 | 1.2479
187 | 0.23 | 0.3 | South/Central | SC | Greenville.Intl.AP.723120 | 3 | 1931227 | 44.482 | 9.6468 | 58.7682 | 44.3769 | 14.3913 | 891.34 | 4.7087 | 38.79 | 5.449 | -0.74029 | 40.366 | 2.9167 | 19.3 | 3.6303 | -0.71354 | 18.1545 | 4.0429 | 6.91 | 6.1177 | -2.0748 | -4.0038 | 4.7087 | 38.79 | 5.449 | -0.74029 | 40.366 | 4.8492 | 38.3 | 5.7 | -0.85074 | 39.1977 | 0.025551 | 1.1365 | 0.24648 | 1.5016 | 22.7744 | 0.12031 | 0.074524 | 0.1033 | 0.12031 | 0.1239 | 0.99111 | 0.49313 | 0.17656 | 0.99111 | 0.97859 | 1.0314 | 0.46386 | -0.1023 | 1.0314 | 1.0015 | 0.025551 | 1.1365 | 0.24648 | 1.5016 | 22.7744 | 0.12031 | 0.074524 | 0.1033 | 0.12031 | 0.1239 | 0.99111 | 0.49313 | 0.17656 | 0.99111 | 0.97859 | 1.0314 | 0.46386 | -0.1023 | 1.0314 | 1.0015
188 | 0.23 | 0.32 | South/Central | SC | Greenville.Intl.AP.723120 | 3 | 1931227 | 44.0395 | 9.8771 | 58.6368 | 43.9354 | 14.7014 | 895.62 | 4.84 | 34.51 | 5.8904 | -1.0504 | 33.7166 | 3.0481 | 15.02 | 4.0717 | -1.0236 | 11.5051 | 4.1742 | 2.63 | 6.5591 | -2.3849 | -10.6532 | 4.84 | 34.51 | 5.8904 | -1.0504 | 33.7166 | 4.9806 | 34.02 | 6.1414 | -1.1608 | 32.5483 | 0.025551 | 1.1252 | 0.25237 | 1.4982 | 22.8838 | 0.12367 | 0.077881 | 0.10665 | 0.12367 | 0.12726 | 0.88176 | 0.38377 | 0.067198 | 0.88176 | 0.86924 | 0.86148 | 0.29396 | -0.2722 | 0.86148 | 0.83163 | 0.025551 | 1.1252 | 0.25237 | 1.4982 | 22.8838 | 0.12367 | 0.077881 | 0.10665 | 0.12367 | 0.12726 | 0.88176 | 0.38377 | 0.067198 | 0.88176 | 0.86924 | 0.86148 | 0.29396 | -0.2722 | 0.86148 | 0.83163
189 | 0.23 | 0.35 | South/Central | SC | Greenville.Intl.AP.723120 | 3 | 1931227 | 43.3759 | 10.2392 | 58.4759 | 43.2734 | 15.2025 | 903.09 | 5.001 | 27.04 | 6.5524 | -1.5515 | 22.3151 | 3.209 | 7.55 | 4.7337 | -1.5247 | 0.10361 | 4.3352 | -4.84 | 7.2211 | -2.886 | -22.0546 | 5.001 | 27.04 | 6.5524 | -1.5515 | 22.3151 | 5.1415 | 26.55 | 6.8034 | -1.6619 | 21.1468 | 0.025551 | 1.1083 | 0.26162 | 1.4941 | 23.0746 | 0.12778 | 0.081993 | 0.11077 | 0.12778 | 0.13137 | 0.69089 | 0.19291 | -0.12367 | 0.69089 | 0.67837 | 0.57017 | 0.0026473 | -0.56351 | 0.57017 | 0.54032 | 0.025551 | 1.1083 | 0.26162 | 1.4941 | 23.0746 | 0.12778 | 0.081993 | 0.11077 | 0.12778 | 0.13137 | 0.69089 | 0.19291 | -0.12367 | 0.69089 | 0.67837 | 0.57017 | 0.0026473 | -0.56351 | 0.57017 | 0.54032
190 | 0.23 | 0.37 | South/Central | SC | Greenville.Intl.AP.723120 | 3 | 1931227 | 43.3852 | 10.1595 | 58.3955 | 43.2827 | 15.1128 | 900.56 | 5.0814 | 29.57 | 6.5432 | -1.4618 | 25.753 | 3.2894 | 10.08 | 4.7245 | -1.435 | 3.5415 | 4.4156 | -2.31 | 7.2119 | -2.7963 | -18.6168 | 5.0814 | 29.57 | 6.5432 | -1.4618 | 25.753 | 5.222 | 29.08 | 6.7942 | -1.5722 | 24.5846 | 0.025551 | 1.1085 | 0.25958 | 1.492 | 23.01 | 0.12983 | 0.084048 | 0.11282 | 0.12983 | 0.13342 | 0.75554 | 0.25755 | -0.059022 | 0.75554 | 0.74302 | 0.65801 | 0.090487 | -0.47567 | 0.65801 | 0.62816 | 0.025551 | 1.1085 | 0.25958 | 1.492 | 23.01 | 0.12983 | 0.084048 | 0.11282 | 0.12983 | 0.13342 | 0.75554 | 0.25755 | -0.059022 | 0.75554 | 0.74302 | 0.65801 | 0.090487 | -0.47567 | 0.65801 | 0.62816
191 | 0.23 | 0.4 | South/Central | SC | Greenville.Intl.AP.723120 | 3 | 1931227 | 43.1843 | 10.1898 | 58.2555 | 43.0822 | 15.1733 | 900.14 | 5.2213 | 29.99 | 6.7436 | -1.5223 | 25.9183 | 3.4294 | 10.5 | 4.9249 | -1.4955 | 3.7068 | 4.5555 | -1.89 | 7.4123 | -2.8568 | -18.4514 | 5.2213 | 29.99 | 6.7436 | -1.5223 | 25.9183 | 5.3619 | 29.5 | 6.9946 | -1.6327 | 24.75 | 0.025551 | 1.1034 | 0.26036 | 1.4885 | 22.9993 | 0.13341 | 0.087623 | 0.1164 | 0.13341 | 0.137 | 0.76627 | 0.26828 | -0.048291 | 0.76627 | 0.75375 | 0.66223 | 0.094711 | -0.47145 | 0.66223 | 0.63238 | 0.025551 | 1.1034 | 0.26036 | 1.4885 | 22.9993 | 0.13341 | 0.087623 | 0.1164 | 0.13341 | 0.137 | 0.76627 | 0.26828 | -0.048291 | 0.76627 | 0.75375 | 0.66223 | 0.094711 | -0.47145 | 0.66223 | 0.63238
192 | 0.23 | 0.42 | South/Central | SC | Greenville.Intl.AP.723120 | 3 | 1931227 | 42.942 | 10.331 | 58.2142 | 42.8405 | 15.3737 | 903.4 | 5.2626 | 26.73 | 6.9854 | -1.7227 | 21.0624 | 3.4707 | 7.24 | 5.1667 | -1.696 | -1.1492 | 4.5968 | -5.15 | 7.6541 | -3.0572 | -23.3074 | 5.2626 | 26.73 | 6.9854 | -1.7227 | 21.0624 | 5.4032 | 26.24 | 7.2364 | -1.8332 | 19.894 | 0.025551 | 1.0972 | 0.26396 | 1.4874 | 23.0826 | 0.13446 | 0.088678 | 0.11745 | 0.13446 | 0.13806 | 0.68297 | 0.18499 | -0.13159 | 0.68297 | 0.67045 | 0.53816 | -0.029362 | -0.59552 | 0.53816 | 0.50831 | 0.025551 | 1.0972 | 0.26396 | 1.4874 | 23.0826 | 0.13446 | 0.088678 | 0.11745 | 0.13446 | 0.13806 | 0.68297 | 0.18499 | -0.13159 | 0.68297 | 0.67045 | 0.53816 | -0.029362 | -0.59552 | 0.53816 | 0.50831
193 | 0.23 | 0.45 | South/Central | SC | Greenville.Intl.AP.723120 | 3 | 1931227 | 42.5495 | 10.5705 | 58.1614 | 42.4489 | 15.7125 | 909.08 | 5.3155 | 21.05 | 7.3769 | -2.0615 | 12.6379 | 3.5235 | 1.56 | 5.5582 | -2.0347 | -9.5736 | 4.6497 | -10.83 | 8.0457 | -3.396 | -31.7319 | 5.3155 | 21.05 | 7.3769 | -2.0615 | 12.6379 | 5.456 | 20.56 | 7.628 | -2.1719 | 11.4696 | 0.025551 | 1.0872 | 0.27009 | 1.4861 | 23.2277 | 0.13581 | 0.090028 | 0.1188 | 0.13581 | 0.13941 | 0.53784 | 0.039859 | -0.27671 | 0.53784 | 0.52532 | 0.32291 | -0.24461 | -0.81077 | 0.32291 | 0.29306 | 0.025551 | 1.0872 | 0.27009 | 1.4861 | 23.2277 | 0.13581 | 0.090028 | 0.1188 | 0.13581 | 0.13941 | 0.53784 | 0.039859 | -0.27671 | 0.53784 | 0.52532 | 0.32291 | -0.24461 | -0.81077 | 0.32291 | 0.29306
194 | 0.23 | 0.47 | South/Central | SC | Greenville.Intl.AP.723120 | 3 | 1931227 | 42.1576 | 10.7924 | 58.0814 | 42.0579 | 16.0235 | 913.96 | 5.3954 | 16.17 | 7.7679 | -2.3725 | 5.3077 | 3.6035 | -3.32 | 5.9492 | -2.3457 | -16.9038 | 4.7297 | -15.71 | 8.4366 | -3.707 | -39.0621 | 5.3954 | 16.17 | 7.7679 | -2.3725 | 5.3077 | 5.536 | 15.68 | 8.0189 | -2.4829 | 4.1394 | 0.025551 | 1.0772 | 0.27576 | 1.484 | 23.3524 | 0.13786 | 0.092072 | 0.12085 | 0.13786 | 0.14145 | 0.41316 | -0.084829 | -0.4014 | 0.41316 | 0.40064 | 0.13562 | -0.4319 | -0.99806 | 0.13562 | 0.10576 | 0.025551 | 1.0772 | 0.27576 | 1.484 | 23.3524 | 0.13786 | 0.092072 | 0.12085 | 0.13786 | 0.14145 | 0.41316 | -0.084829 | -0.4014 | 0.41316 | 0.40064 | 0.13562 | -0.4319 | -0.99806 | 0.13562 | 0.10576
195 | 0.23 | 0.5 | South/Central | SC | Greenville.Intl.AP.723120 | 3 | 1931227 | 41.6046 | 11.1428 | 58.0093 | 41.5062 | 16.5031 | 922.05 | 5.4676 | 8.08 | 8.3196 | -2.852 | -6.6532 | 3.6756 | -11.41 | 6.5009 | -2.8253 | -28.8648 | 4.8018 | -23.8 | 8.9883 | -4.1865 | -51.023 | 5.4676 | 8.08 | 8.3196 | -2.852 | -6.6532 | 5.6081 | 7.59 | 8.5706 | -2.9625 | -7.8216 | 0.025551 | 1.063 | 0.28471 | 1.4822 | 23.5591 | 0.1397 | 0.093915 | 0.12269 | 0.1397 | 0.14329 | 0.20645 | -0.29153 | -0.60811 | 0.20645 | 0.19393 | -0.17 | -0.73752 | -1.3037 | -0.17 | -0.19985 | 0.025551 | 1.063 | 0.28471 | 1.4822 | 23.5591 | 0.1397 | 0.093915 | 0.12269 | 0.1397 | 0.14329 | 0.20645 | -0.29153 | -0.60811 | 0.20645 | 0.19393 | -0.17 | -0.73752 | -1.3037 | -0.17 | -0.19985
196 | 0.29 | 0.17 | South/Central | SC | Greenville.Intl.AP.723120 | 3 | 1931227 | 50.2235 | 8.0899 | 62.4219 | 50.105 | 12.3169 | 893.92 | 1.055 | 36.21 | -0.27914 | 1.3341 | 49.3391 | -0.73698 | 16.72 | -2.0978 | 1.3609 | 27.1275 | 0.38917 | 4.33 | 0.38956 | -0.00039464 | 4.9693 | 1.055 | 36.21 | -0.27914 | 1.3341 | 49.3391 | 1.1955 | 35.72 | -0.028125 | 1.2237 | 48.1707 | 0.025551 | 1.2832 | 0.2067 | 1.5949 | 22.8403 | 0.026955 | -0.01883 | 0.0099435 | 0.026955 | 0.030547 | 0.92519 | 0.42721 | 0.11063 | 0.92519 | 0.91267 | 1.2607 | 0.69313 | 0.12697 | 1.2607 | 1.2308 | 0.025551 | 1.2832 | 0.2067 | 1.5949 | 22.8403 | 0.026955 | -0.01883 | 0.0099435 | 0.026955 | 0.030547 | 0.92519 | 0.42721 | 0.11063 | 0.92519 | 0.91267 | 1.2607 | 0.69313 | 0.12697 | 1.2607 | 1.2308
197 | 0.29 | 0.19 | South/Central | SC | Greenville.Intl.AP.723120 | 3 | 1931227 | 49.6304 | 8.3112 | 62.1401 | 49.5134 | 12.6267 | 896.44 | 1.3367 | 33.69 | 0.31248 | 1.0243 | 44.6213 | -0.4552 | 14.2 | -1.5062 | 1.051 | 22.4098 | 0.67095 | 1.81 | 0.98119 | -0.31023 | 0.25151 | 1.3367 | 33.69 | 0.31248 | 1.0243 | 44.6213 | 1.4773 | 33.2 | 0.5635 | 0.91382 | 43.4529 | 0.025551 | 1.2681 | 0.21236 | 1.5877 | 22.9047 | 0.034155 | -0.011631 | 0.017143 | 0.034155 | 0.037747 | 0.8608 | 0.36282 | 0.046247 | 0.8608 | 0.84829 | 1.1401 | 0.57259 | 0.0064263 | 1.1401 | 1.1103 | 0.025551 | 1.2681 | 0.21236 | 1.5877 | 22.9047 | 0.034155 | -0.011631 | 0.017143 | 0.034155 | 0.037747 | 0.8608 | 0.36282 | 0.046247 | 0.8608 | 0.84829 | 1.1401 | 0.57259 | 0.0064263 | 1.1401 | 1.1103
198 | 0.29 | 0.2 | South/Central | SC | Greenville.Intl.AP.723120 | 3 | 1931227 | 49.3389 | 8.4313 | 62.0185 | 49.2225 | 12.796 | 898.17 | 1.4584 | 31.96 | 0.60338 | 0.85497 | 41.6295 | -0.3336 | 12.47 | -1.2153 | 0.88173 | 19.4179 | 0.79255 | 0.08 | 1.2721 | -0.47953 | -2.7403 | 1.4584 | 31.96 | 0.60338 | 0.85497 | 41.6295 | 1.5989 | 31.47 | 0.85439 | 0.74452 | 40.4611 | 0.025551 | 1.2606 | 0.21543 | 1.5846 | 22.9489 | 0.037262 | -0.0085237 | 0.02025 | 0.037262 | 0.040854 | 0.8166 | 0.31862 | 0.0020441 | 0.8166 | 0.80408 | 1.0637 | 0.49614 | -0.070017 | 1.0637 | 1.0338 | 0.025551 | 1.2606 | 0.21543 | 1.5846 | 22.9489 | 0.037262 | -0.0085237 | 0.02025 | 0.037262 | 0.040854 | 0.8166 | 0.31862 | 0.0020441 | 0.8166 | 0.80408 | 1.0637 | 0.49614 | -0.070017 | 1.0637 | 1.0338
199 | 0.29 | 0.23 | South/Central | SC | Greenville.Intl.AP.723120 | 3 | 1931227 | 48.5141 | 8.7724 | 61.6556 | 48.3997 | 13.256 | 902.56 | 1.8212 | 27.57 | 1.4262 | 0.39504 | 33.9171 | 0.029269 | 8.08 | -0.39252 | 0.42179 | 11.7056 | 1.1554 | -4.31 | 2.0949 | -0.93946 | -10.4526 | 1.8212 | 27.57 | 1.4262 | 0.39504 | 33.9171 | 1.9618 | 27.08 | 1.6772 | 0.28459 | 32.7488 | 0.025551 | 1.2396 | 0.22414 | 1.5753 | 23.0611 | 0.046533 | 0.00074785 | 0.029522 | 0.046533 | 0.050125 | 0.70443 | 0.20645 | -0.11012 | 0.70443 | 0.69191 | 0.86661 | 0.29909 | -0.26707 | 0.86661 | 0.83676 | 0.025551 | 1.2396 | 0.22414 | 1.5753 | 23.0611 | 0.046533 | 0.00074785 | 0.029522 | 0.046533 | 0.050125 | 0.70443 | 0.20645 | -0.11012 | 0.70443 | 0.69191 | 0.86661 | 0.29909 | -0.26707 | 0.86661 | 0.83676
200 | 0.29 | 0.25 | South/Central | SC | Greenville.Intl.AP.723120 | 3 | 1931227 | 47.982 | 9.0032 | 61.4441 | 47.8688 | 13.5754 | 906.05 | 2.0327 | 24.08 | 1.9571 | 0.075656 | 28.0435 | 0.24076 | 4.59 | 0.13835 | 0.10241 | 5.8319 | 1.3669 | -7.8 | 2.6258 | -1.2588 | -16.3263 | 2.0327 | 24.08 | 1.9571 | 0.075656 | 28.0435 | 2.1733 | 23.59 | 2.2081 | -0.034792 | 26.8751 | 0.025551 | 1.226 | 0.23004 | 1.5699 | 23.1503 | 0.051937 | 0.0061515 | 0.034926 | 0.051937 | 0.055529 | 0.61526 | 0.11728 | -0.1993 | 0.61526 | 0.60274 | 0.71653 | 0.14901 | -0.41715 | 0.71653 | 0.68668 | 0.025551 | 1.226 | 0.23004 | 1.5699 | 23.1503 | 0.051937 | 0.0061515 | 0.034926 | 0.051937 | 0.055529 | 0.61526 | 0.11728 | -0.1993 | 0.61526 | 0.60274 | 0.71653 | 0.14901 | -0.41715 | 0.71653 | 0.68668
201 | 0.29 | 0.27 | South/Central | SC | Greenville.Intl.AP.723120 | 3 | 1931227 | 47.9512 | 8.9641 | 61.3949 | 47.838 | 13.5569 | 905.18 | 2.0819 | 24.95 | 1.9878 | 0.094118 | 29.169 | 0.28996 | 5.46 | 0.16909 | 0.12087 | 6.9575 | 1.4161 | -6.93 | 2.6565 | -1.2404 | -15.2007 | 2.0819 | 24.95 | 1.9878 | 0.094118 | 29.169 | 2.2225 | 24.46 | 2.2388 | -0.01633 | 28.0007 | 0.025551 | 1.2252 | 0.22904 | 1.5687 | 23.128 | 0.053194 | 0.0074088 | 0.036183 | 0.053194 | 0.056786 | 0.63749 | 0.13951 | -0.17707 | 0.63749 | 0.62497 | 0.74529 | 0.17777 | -0.38839 | 0.74529 | 0.71544 | 0.025551 | 1.2252 | 0.22904 | 1.5687 | 23.128 | 0.053194 | 0.0074088 | 0.036183 | 0.053194 | 0.056786 | 0.63749 | 0.13951 | -0.17707 | 0.63749 | 0.62497 | 0.74529 | 0.17777 | -0.38839 | 0.74529 | 0.71544
202 | 0.29 | 0.3 | South/Central | SC | Greenville.Intl.AP.723120 | 3 | 1931227 | 47.6192 | 9.0946 | 61.2634 | 47.5068 | 13.7566 | 907.4 | 2.2135 | 22.73 | 2.3191 | -0.10558 | 25.488 | 0.42154 | 3.24 | 0.50036 | -0.078827 | 3.2765 | 1.5477 | -9.15 | 2.9878 | -1.4401 | -18.8818 | 2.2135 | 22.73 | 2.3191 | -0.10558 | 25.488 | 2.3541 | 22.24 | 2.5701 | -0.21603 | 24.3197 | 0.025551 | 1.2167 | 0.23237 | 1.5653 | 23.1848 | 0.056556 | 0.010771 | 0.039545 | 0.056556 | 0.060148 | 0.58077 | 0.082784 | -0.23379 | 0.58077 | 0.56825 | 0.65124 | 0.083717 | -0.48244 | 0.65124 | 0.62139 | 0.025551 | 1.2167 | 0.23237 | 1.5653 | 23.1848 | 0.056556 | 0.010771 | 0.039545 | 0.056556 | 0.060148 | 0.58077 | 0.082784 | -0.23379 | 0.58077 | 0.56825 | 0.65124 | 0.083717 | -0.48244 | 0.65124 | 0.62139
203 | 0.29 | 0.32 | South/Central | SC | Greenville.Intl.AP.723120 | 3 | 1931227 | 47.137 | 9.2961 | 61.0627 | 47.0257 | 14.0369 | 910.33 | 2.4142 | 19.8 | 2.8001 | -0.38592 | 20.5249 | 0.62222 | 0.31 | 0.98139 | -0.35917 | -1.6866 | 1.7484 | -12.08 | 3.4688 | -1.7204 | -23.8448 | 2.4142 | 19.8 | 2.8001 | -0.38592 | 20.5249 | 2.5547 | 19.31 | 3.0511 | -0.49637 | 19.3566 | 0.025551 | 1.2044 | 0.23752 | 1.5602 | 23.2596 | 0.061684 | 0.015898 | 0.044672 | 0.061684 | 0.065275 | 0.5059 | 0.0079207 | -0.30865 | 0.5059 | 0.49339 | 0.52443 | -0.043094 | -0.60925 | 0.52443 | 0.49458 | 0.025551 | 1.2044 | 0.23752 | 1.5602 | 23.2596 | 0.061684 | 0.015898 | 0.044672 | 0.061684 | 0.065275 | 0.5059 | 0.0079207 | -0.30865 | 0.5059 | 0.49339 | 0.52443 | -0.043094 | -0.60925 | 0.52443 | 0.49458
204 | 0.29 | 0.35 | South/Central | SC | Greenville.Intl.AP.723120 | 3 | 1931227 | 46.4431 | 9.6072 | 60.7908 | 46.3335 | 14.4573 | 915.05 | 2.6861 | 15.08 | 3.4923 | -0.80625 | 12.7128 | 0.89415 | -4.41 | 1.6736 | -0.7795 | -9.4987 | 2.0203 | -16.8 | 4.161 | -2.1408 | -31.657 | 2.6861 | 15.08 | 3.4923 | -0.80625 | 12.7128 | 2.8267 | 14.59 | 3.7434 | -0.9167 | 11.5445 | 0.025551 | 1.1867 | 0.24547 | 1.5532 | 23.3802 | 0.068632 | 0.022846 | 0.05162 | 0.068632 | 0.072223 | 0.38531 | -0.11268 | -0.42925 | 0.38531 | 0.37279 | 0.32482 | -0.2427 | -0.80886 | 0.32482 | 0.29497 | 0.025551 | 1.1867 | 0.24547 | 1.5532 | 23.3802 | 0.068632 | 0.022846 | 0.05162 | 0.068632 | 0.072223 | 0.38531 | -0.11268 | -0.42925 | 0.38531 | 0.37279 | 0.32482 | -0.2427 | -0.80886 | 0.32482 | 0.29497
205 | 0.29 | 0.37 | South/Central | SC | Greenville.Intl.AP.723120 | 3 | 1931227 | 46.0316 | 9.7882 | 60.6305 | 45.9229 | 14.7077 | 917.87 | 2.8463 | 12.26 | 3.9029 | -1.0566 | 8.0363 | 1.0544 | -7.23 | 2.0842 | -1.0299 | -14.1752 | 2.1805 | -19.62 | 4.5716 | -2.3911 | -36.3334 | 2.8463 | 12.26 | 3.9029 | -1.0566 | 8.0363 | 2.9869 | 11.77 | 4.154 | -1.1671 | 6.868 | 0.025551 | 1.1761 | 0.2501 | 1.5492 | 23.4523 | 0.072725 | 0.02694 | 0.055714 | 0.072725 | 0.076317 | 0.31325 | -0.18473 | -0.50131 | 0.31325 | 0.30073 | 0.20533 | -0.36219 | -0.92835 | 0.20533 | 0.17548 | 0.025551 | 1.1761 | 0.2501 | 1.5492 | 23.4523 | 0.072725 | 0.02694 | 0.055714 | 0.072725 | 0.076317 | 0.31325 | -0.18473 | -0.50131 | 0.31325 | 0.30073 | 0.20533 | -0.36219 | -0.92835 | 0.20533 | 0.17548
206 | 0.29 | 0.4 | South/Central | SC | Greenville.Intl.AP.723120 | 3 | 1931227 | 45.4488 | 10.0791 | 60.4394 | 45.3415 | 15.098 | 922.97 | 3.0374 | 7.16 | 4.4844 | -1.447 | -0.0038788 | 1.2455 | -12.33 | 2.6657 | -1.4202 | -22.2154 | 2.3716 | -24.72 | 5.1531 | -2.7815 | -44.3736 | 3.0374 | 7.16 | 4.4844 | -1.447 | -0.0038788 | 3.178 | 6.67 | 4.7354 | -1.5574 | -1.1722 | 0.025551 | 1.1613 | 0.25753 | 1.5443 | 23.5826 | 0.077608 | 0.031822 | 0.060596 | 0.077608 | 0.0812 | 0.18294 | -0.31504 | -0.63161 | 0.18294 | 0.17042 | -9.9107e-05 | -0.56762 | -1.1338 | -9.9107e-05 | -0.029951 | 0.025551 | 1.1613 | 0.25753 | 1.5443 | 23.5826 | 0.077608 | 0.031822 | 0.060596 | 0.077608 | 0.0812 | 0.18294 | -0.31504 | -0.63161 | 0.18294 | 0.17042 | -9.9107e-05 | -0.56762 | -1.1338 | -9.9107e-05 | -0.029951
207 | 0.29 | 0.42 | South/Central | SC | Greenville.Intl.AP.723120 | 3 | 1931227 | 45.0764 | 10.2794 | 60.3372 | 44.97 | 15.3672 | 926.81 | 3.1396 | 3.32 | 4.8558 | -1.7162 | -5.9275 | 1.3477 | -16.17 | 3.0371 | -1.6894 | -28.139 | 2.4739 | -28.56 | 5.5245 | -3.0507 | -50.2973 | 3.1396 | 3.32 | 4.8558 | -1.7162 | -5.9275 | 3.2802 | 2.83 | 5.1068 | -1.8266 | -7.0959 | 0.025551 | 1.1517 | 0.26265 | 1.5417 | 23.6807 | 0.08022 | 0.034435 | 0.063209 | 0.08022 | 0.083812 | 0.084829 | -0.41316 | -0.72973 | 0.084829 | 0.072309 | -0.15145 | -0.71897 | -1.2851 | -0.15145 | -0.1813 | 0.025551 | 1.1517 | 0.26265 | 1.5417 | 23.6807 | 0.08022 | 0.034435 | 0.063209 | 0.08022 | 0.083812 | 0.084829 | -0.41316 | -0.72973 | 0.084829 | 0.072309 | -0.15145 | -0.71897 | -1.2851 | -0.15145 | -0.1813
208 | 0.29 | 0.47 | South/Central | SC | Greenville.Intl.AP.723120 | 3 | 1931227 | 44.1309 | 10.8304 | 60.1427 | 44.0267 | 16.1159 | 938.49 | 3.3342 | -8.36 | 5.7991 | -2.4649 | -23.5527 | 1.5422 | -27.85 | 3.9804 | -2.4382 | -45.7642 | 2.6684 | -40.24 | 6.4678 | -3.7994 | -67.9224 | 3.3342 | -8.36 | 5.7991 | -2.4649 | -23.5527 | 3.4748 | -8.85 | 6.0501 | -2.5754 | -24.721 | 0.025551 | 1.1276 | 0.27673 | 1.5367 | 23.9791 | 0.085191 | 0.039406 | 0.06818 | 0.085191 | 0.088783 | -0.2136 | -0.71159 | -1.0282 | -0.2136 | -0.22612 | -0.60179 | -1.1693 | -1.7355 | -0.60179 | -0.63164 | 0.025551 | 1.1276 | 0.27673 | 1.5367 | 23.9791 | 0.085191 | 0.039406 | 0.06818 | 0.085191 | 0.088783 | -0.2136 | -0.71159 | -1.0282 | -0.2136 | -0.22612 | -0.60179 | -1.1693 | -1.7355 | -0.60179 | -0.63164
209 | 0.31 | 0.17 | South/Central | SC | Greenville.Intl.AP.723120 | 3 | 1931227 | 50.9845 | 8.0694 | 63.1815 | 50.8643 | 12.3173 | 902.41 | 0.29533 | 27.72 | -1.0384 | 1.3338 | 39.6093 | -1.4966 | 8.23 | -2.8571 | 1.3605 | 17.3977 | -0.37046 | -4.16 | -0.36972 | -0.00074217 | -4.7605 | 0.29533 | 27.72 | -1.0384 | 1.3338 | 39.6093 | 0.4359 | 27.23 | -0.78741 | 1.2233 | 38.4409 | 0.025551 | 1.3027 | 0.20618 | 1.6143 | 23.0573 | 0.007546 | -0.03824 | -0.0094657 | 0.007546 | 0.011138 | 0.70827 | 0.21028 | -0.10629 | 0.70827 | 0.69575 | 1.012 | 0.44453 | -0.12163 | 1.012 | 0.98219 | 0.025551 | 1.3027 | 0.20618 | 1.6143 | 23.0573 | 0.007546 | -0.03824 | -0.0094657 | 0.007546 | 0.011138 | 0.70827 | 0.21028 | -0.10629 | 0.70827 | 0.69575 | 1.012 | 0.44453 | -0.12163 | 1.012 | 0.98219
210 | 0.31 | 0.19 | South/Central | SC | Greenville.Intl.AP.723120 | 3 | 1931227 | 50.3909 | 8.2906 | 62.8902 | 50.2721 | 12.6181 | 904.66 | 0.58669 | 25.47 | -0.44627 | 1.033 | 35.2567 | -1.2053 | 5.98 | -2.265 | 1.0597 | 13.0452 | -0.079111 | -6.41 | 0.22244 | -0.30155 | -9.1131 | 0.58669 | 25.47 | -0.44627 | 1.033 | 35.2567 | 0.72725 | 24.98 | -0.19525 | 0.92251 | 34.0884 | 0.025551 | 1.2875 | 0.21183 | 1.6069 | 23.1147 | 0.01499 | -0.030795 | -0.0020213 | 0.01499 | 0.018582 | 0.65078 | 0.15279 | -0.16378 | 0.65078 | 0.63826 | 0.90084 | 0.33331 | -0.23285 | 0.90084 | 0.87098 | 0.025551 | 1.2875 | 0.21183 | 1.6069 | 23.1147 | 0.01499 | -0.030795 | -0.0020213 | 0.01499 | 0.018582 | 0.65078 | 0.15279 | -0.16378 | 0.65078 | 0.63826 | 0.90084 | 0.33331 | -0.23285 | 0.90084 | 0.87098
211 | 0.31 | 0.2 | South/Central | SC | Greenville.Intl.AP.723120 | 3 | 1931227 | 50.0999 | 8.411 | 62.7692 | 49.9817 | 12.7875 | 906.4 | 0.70763 | 23.73 | -0.15591 | 0.86354 | 32.2532 | -1.0843 | 4.24 | -1.9746 | 0.89029 | 10.0416 | 0.041835 | -8.15 | 0.5128 | -0.47096 | -12.1166 | 0.70763 | 23.73 | -0.15591 | 0.86354 | 32.2532 | 0.8482 | 23.24 | 0.095109 | 0.75309 | 31.0848 | 0.025551 | 1.2801 | 0.21491 | 1.6038 | 23.1592 | 0.018081 | -0.027705 | 0.0010689 | 0.018081 | 0.021672 | 0.60632 | 0.10834 | -0.20824 | 0.60632 | 0.5938 | 0.82409 | 0.25657 | -0.30959 | 0.82409 | 0.79424 | 0.025551 | 1.2801 | 0.21491 | 1.6038 | 23.1592 | 0.018081 | -0.027705 | 0.0010689 | 0.018081 | 0.021672 | 0.60632 | 0.10834 | -0.20824 | 0.60632 | 0.5938 | 0.82409 | 0.25657 | -0.30959 | 0.82409 | 0.79424
212 | 0.31 | 0.23 | South/Central | SC | Greenville.Intl.AP.723120 | 3 | 1931227 | 49.256 | 8.7523 | 62.388 | 49.1398 | 13.2481 | 910.58 | 1.0889 | 19.55 | 0.686 | 0.40286 | 24.756 | -0.70308 | 0.06 | -1.1327 | 0.42962 | 2.5444 | 0.42307 | -12.33 | 1.3547 | -0.93164 | -19.6138 | 1.0889 | 19.55 | 0.686 | 0.40286 | 24.756 | 1.2294 | 19.06 | 0.93702 | 0.29242 | 23.5876 | 0.025551 | 1.2585 | 0.22363 | 1.5941 | 23.266 | 0.027821 | -0.017964 | 0.01081 | 0.027821 | 0.031413 | 0.49952 | 0.001533 | -0.31504 | 0.49952 | 0.487 | 0.63253 | 0.065012 | -0.50115 | 0.63253 | 0.60268 | 0.025551 | 1.2585 | 0.22363 | 1.5941 | 23.266 | 0.027821 | -0.017964 | 0.01081 | 0.027821 | 0.031413 | 0.49952 | 0.001533 | -0.31504 | 0.49952 | 0.487 | 0.63253 | 0.065012 | -0.50115 | 0.63253 | 0.60268
213 | 0.31 | 0.25 | South/Central | SC | Greenville.Intl.AP.723120 | 3 | 1931227 | 48.733 | 8.9734 | 62.1753 | 48.618 | 13.5573 | 913.87 | 1.3016 | 16.26 | 1.2078 | 0.093737 | 19.1734 | -0.49038 | -3.23 | -0.61087 | 0.12049 | -3.0381 | 0.63578 | -15.62 | 1.8765 | -1.2408 | -25.1964 | 1.3016 | 16.26 | 1.2078 | 0.093737 | 19.1734 | 1.4421 | 15.77 | 1.4589 | -0.016711 | 18.0051 | 0.025551 | 1.2452 | 0.22928 | 1.5886 | 23.3501 | 0.033256 | -0.012529 | 0.016245 | 0.033256 | 0.036848 | 0.41546 | -0.082529 | -0.3991 | 0.41546 | 0.40294 | 0.48989 | -0.077627 | -0.64379 | 0.48989 | 0.46004 | 0.025551 | 1.2452 | 0.22928 | 1.5886 | 23.3501 | 0.033256 | -0.012529 | 0.016245 | 0.033256 | 0.036848 | 0.41546 | -0.082529 | -0.3991 | 0.41546 | 0.40294 | 0.48989 | -0.077627 | -0.64379 | 0.48989 | 0.46004
214 | 0.31 | 0.27 | South/Central | SC | Greenville.Intl.AP.723120 | 3 | 1931227 | 48.7825 | 8.9034 | 62.1656 | 48.6674 | 13.4982 | 912.71 | 1.3112 | 17.42 | 1.1584 | 0.15283 | 20.8847 | -0.4807 | -2.07 | -0.66028 | 0.17958 | -1.3268 | 0.64545 | -14.46 | 1.8271 | -1.1817 | -23.4851 | 1.3112 | 17.42 | 1.1584 | 0.15283 | 20.8847 | 1.4518 | 16.93 | 1.4094 | 0.042382 | 19.7163 | 0.025551 | 1.2464 | 0.22749 | 1.5884 | 23.3204 | 0.033503 | -0.012282 | 0.016492 | 0.033503 | 0.037095 | 0.44509 | -0.05289 | -0.36946 | 0.44509 | 0.43257 | 0.53362 | -0.033902 | -0.60006 | 0.53362 | 0.50377 | 0.025551 | 1.2464 | 0.22749 | 1.5884 | 23.3204 | 0.033503 | -0.012282 | 0.016492 | 0.033503 | 0.037095 | 0.44509 | -0.05289 | -0.36946 | 0.44509 | 0.43257 | 0.53362 | -0.033902 | -0.60006 | 0.53362 | 0.50377
215 | 0.31 | 0.3 | South/Central | SC | Greenville.Intl.AP.723120 | 3 | 1931227 | 48.4906 | 9.0048 | 62.0352 | 48.3762 | 13.659 | 914.2 | 1.4417 | 15.93 | 1.4496 | -0.0079541 | 18.2342 | -0.35029 | -3.56 | -0.36909 | 0.018799 | -3.9774 | 0.77586 | -15.95 | 2.1183 | -1.3425 | -26.1356 | 1.4417 | 15.93 | 1.4496 | -0.0079541 | 18.2342 | 1.5822 | 15.44 | 1.7006 | -0.1184 | 17.0658 | 0.025551 | 1.239 | 0.23008 | 1.585 | 23.3585 | 0.036835 | -0.0089502 | 0.019824 | 0.036835 | 0.040427 | 0.40702 | -0.090961 | -0.40753 | 0.40702 | 0.3945 | 0.4659 | -0.10162 | -0.66778 | 0.4659 | 0.43604 | 0.025551 | 1.239 | 0.23008 | 1.585 | 23.3585 | 0.036835 | -0.0089502 | 0.019824 | 0.036835 | 0.040427 | 0.40702 | -0.090961 | -0.40753 | 0.40702 | 0.3945 | 0.4659 | -0.10162 | -0.66778 | 0.4659 | 0.43604
216 | 0.31 | 0.32 | South/Central | SC | Greenville.Intl.AP.723120 | 3 | 1931227 | 47.9985 | 9.2157 | 61.8345 | 47.8852 | 13.9492 | 917.29 | 1.6424 | 12.84 | 1.9406 | -0.29823 | 13.0044 | -0.14958 | -6.65 | 0.1219 | -0.27148 | -9.2071 | 0.97657 | -19.04 | 2.6093 | -1.6327 | -31.3654 | 1.6424 | 12.84 | 1.9406 | -0.29823 | 13.0044 | 1.7829 | 12.35 | 2.1916 | -0.40868 | 11.8361 | 0.025551 | 1.2264 | 0.23547 | 1.5799 | 23.4375 | 0.041964 | -0.0038218 | 0.024952 | 0.041964 | 0.045555 | 0.32807 | -0.16991 | -0.48649 | 0.32807 | 0.31555 | 0.33227 | -0.23525 | -0.80141 | 0.33227 | 0.30242 | 0.025551 | 1.2264 | 0.23547 | 1.5799 | 23.4375 | 0.041964 | -0.0038218 | 0.024952 | 0.041964 | 0.045555 | 0.32807 | -0.16991 | -0.48649 | 0.32807 | 0.31555 | 0.33227 | -0.23525 | -0.80141 | 0.33227 | 0.30242
217 | 0.31 | 0.35 | South/Central | SC | Greenville.Intl.AP.723120 | 3 | 1931227 | 47.2851 | 9.5267 | 61.5429 | 47.1736 | 14.3693 | 921.78 | 1.9339 | 8.35 | 2.6523 | -0.71833 | 5.4497 | 0.14199 | -11.14 | 0.83357 | -0.69158 | -16.7618 | 1.2681 | -23.53 | 3.321 | -2.0528 | -38.92 | 1.9339 | 8.35 | 2.6523 | -0.71833 | 5.4497 | 2.0745 | 7.86 | 2.9033 | -0.82878 | 4.2814 | 0.025551 | 1.2082 | 0.24341 | 1.5725 | 23.5522 | 0.049413 | 0.0036278 | 0.032402 | 0.049413 | 0.053005 | 0.21335 | -0.28464 | -0.60121 | 0.21335 | 0.20083 | 0.13925 | -0.42828 | -0.99444 | 0.13925 | 0.10939 | 0.025551 | 1.2082 | 0.24341 | 1.5725 | 23.5522 | 0.049413 | 0.0036278 | 0.032402 | 0.049413 | 0.053005 | 0.21335 | -0.28464 | -0.60121 | 0.21335 | 0.20083 | 0.13925 | -0.42828 | -0.99444 | 0.13925 | 0.10939
218 | 0.31 | 0.37 | South/Central | SC | Greenville.Intl.AP.723120 | 3 | 1931227 | 46.8328 | 9.7375 | 61.381 | 46.7223 | 14.6588 | 925.31 | 2.0958 | 4.82 | 3.1036 | -1.0077 | -0.25318 | 0.30389 | -14.67 | 1.2849 | -0.98099 | -22.4647 | 1.43 | -27.06 | 3.7723 | -2.3422 | -44.6229 | 2.0958 | 4.82 | 3.1036 | -1.0077 | -0.25318 | 2.2364 | 4.33 | 3.3546 | -1.1182 | -1.4215 | 0.025551 | 1.1966 | 0.2488 | 1.5683 | 23.6424 | 0.05355 | 0.0077646 | 0.036539 | 0.05355 | 0.057142 | 0.12315 | -0.37483 | -0.6914 | 0.12315 | 0.11063 | -0.0064689 | -0.57399 | -1.1401 | -0.0064689 | -0.036321 | 0.025551 | 1.1966 | 0.2488 | 1.5683 | 23.6424 | 0.05355 | 0.0077646 | 0.036539 | 0.05355 | 0.057142 | 0.12315 | -0.37483 | -0.6914 | 0.12315 | 0.11063 | -0.0064689 | -0.57399 | -1.1401 | -0.0064689 | -0.036321
219 | 0.31 | 0.4 | South/Central | SC | Greenville.Intl.AP.723120 | 3 | 1931227 | 46.1894 | 10.0484 | 61.1684 | 46.0804 | 15.088 | 930.87 | 2.3085 | -0.74 | 3.7455 | -1.437 | -9.0623 | 0.51655 | -20.23 | 1.9268 | -1.4102 | -31.2738 | 1.6427 | -32.62 | 4.4142 | -2.7715 | -53.4321 | 2.3085 | -0.74 | 3.7455 | -1.437 | -9.0623 | 2.4491 | -1.23 | 3.9965 | -1.5474 | -10.2307 | 0.025551 | 1.1802 | 0.25675 | 1.5629 | 23.7844 | 0.058984 | 0.013198 | 0.041972 | 0.058984 | 0.062575 | -0.018908 | -0.51689 | -0.83347 | -0.018908 | -0.031427 | -0.23155 | -0.79907 | -1.3652 | -0.23155 | -0.2614 | 0.025551 | 1.1802 | 0.25675 | 1.5629 | 23.7844 | 0.058984 | 0.013198 | 0.041972 | 0.058984 | 0.062575 | -0.018908 | -0.51689 | -0.83347 | -0.018908 | -0.031427 | -0.23155 | -0.79907 | -1.3652 | -0.23155 | -0.2614
220 | 0.31 | 0.42 | South/Central | SC | Greenville.Intl.AP.723120 | 3 | 1931227 | 45.7778 | 10.2591 | 61.0383 | 45.6698 | 15.3685 | 934.61 | 2.4386 | -4.48 | 4.1561 | -1.7175 | -14.9341 | 0.64662 | -23.97 | 2.3374 | -1.6907 | -37.1457 | 1.7728 | -36.36 | 4.8248 | -3.052 | -59.3039 | 2.4386 | -4.48 | 4.1561 | -1.7175 | -14.9341 | 2.5791 | -4.97 | 4.4071 | -1.8279 | -16.1025 | 0.025551 | 1.1697 | 0.26213 | 1.5596 | 23.88 | 0.062307 | 0.016522 | 0.045296 | 0.062307 | 0.065899 | -0.11447 | -0.61245 | -0.92903 | -0.11447 | -0.12699 | -0.38158 | -0.9491 | -1.5153 | -0.38158 | -0.41143 | 0.025551 | 1.1697 | 0.26213 | 1.5596 | 23.88 | 0.062307 | 0.016522 | 0.045296 | 0.062307 | 0.065899 | -0.11447 | -0.61245 | -0.92903 | -0.11447 | -0.12699 | -0.38158 | -0.9491 | -1.5153 | -0.38158 | -0.41143
221 | 0.31 | 0.47 | South/Central | SC | Greenville.Intl.AP.723120 | 3 | 1931227 | 44.7313 | 10.8704 | 60.8131 | 44.6257 | 16.1873 | 947.23 | 2.6638 | -17.1 | 5.2001 | -2.5363 | -34.0492 | 0.87183 | -36.59 | 3.3814 | -2.5096 | -56.2608 | 1.998 | -48.98 | 5.8688 | -3.8708 | -78.419 | 2.6638 | -17.1 | 5.2001 | -2.5363 | -34.0492 | 2.8043 | -17.59 | 5.4511 | -2.6468 | -35.2176 | 0.025551 | 1.1429 | 0.27775 | 1.5538 | 24.2024 | 0.068062 | 0.022276 | 0.05105 | 0.068062 | 0.071653 | -0.43692 | -0.9349 | -1.2515 | -0.43692 | -0.44944 | -0.86998 | -1.4375 | -2.0037 | -0.86998 | -0.89984 | 0.025551 | 1.1429 | 0.27775 | 1.5538 | 24.2024 | 0.068062 | 0.022276 | 0.05105 | 0.068062 | 0.071653 | -0.43692 | -0.9349 | -1.2515 | -0.43692 | -0.44944 | -0.86998 | -1.4375 | -2.0037 | -0.86998 | -0.89984
222 | 0.32 | 0.17 | South/Central | SC | Greenville.Intl.AP.723120 | 3 | 1931227 | 51.355 | 8.0596 | 63.5429 | 51.2339 | 12.309 | 906.29 | -0.066025 | 23.84 | -1.408 | 1.342 | 35.2073 | -1.858 | 4.35 | -3.2268 | 1.3688 | 12.9958 | -0.73182 | -8.04 | -0.73935 | 0.0075238 | -9.1625 | -0.066025 | 23.84 | -1.408 | 1.342 | 35.2073 | 0.074542 | 23.35 | -1.157 | 1.2316 | 34.039 | 0.025551 | 1.3122 | 0.20593 | 1.6236 | 23.1564 | -0.001687 | -0.047473 | -0.018699 | -0.001687 | 0.0019046 | 0.60913 | 0.11115 | -0.20543 | 0.60913 | 0.59661 | 0.89957 | 0.33205 | -0.23411 | 0.89957 | 0.86972 | 0.025551 | 1.3122 | 0.20593 | 1.6236 | 23.1564 | -0.001687 | -0.047473 | -0.018699 | -0.001687 | 0.0019046 | 0.60913 | 0.11115 | -0.20543 | 0.60913 | 0.59661 | 0.89957 | 0.33205 | -0.23411 | 0.89957 | 0.86972
223 | 0.32 | 0.19 | South/Central | SC | Greenville.Intl.AP.723120 | 3 | 1931227 | 50.7615 | 8.2905 | 63.2703 | 50.6418 | 12.6284 | 909.09 | 0.20658 | 21.04 | -0.81599 | 1.0226 | 30.1138 | -1.5854 | 1.55 | -2.6347 | 1.0493 | 7.9022 | -0.45922 | -10.84 | -0.14729 | -0.31193 | -14.256 | 0.20658 | 21.04 | -0.81599 | 1.0226 | 30.1138 | 0.34715 | 20.55 | -0.56497 | 0.91212 | 28.9454 | 0.025551 | 1.297 | 0.21183 | 1.6166 | 23.2279 | 0.0052782 | -0.040507 | -0.011733 | 0.0052782 | 0.0088698 | 0.53759 | 0.039604 | -0.27697 | 0.53759 | 0.52507 | 0.76943 | 0.20191 | -0.36425 | 0.76943 | 0.73958 | 0.025551 | 1.297 | 0.21183 | 1.6166 | 23.2279 | 0.0052782 | -0.040507 | -0.011733 | 0.0052782 | 0.0088698 | 0.53759 | 0.039604 | -0.27697 | 0.53759 | 0.52507 | 0.76943 | 0.20191 | -0.36425 | 0.76943 | 0.73958
227 | 0.32 | 0.27 | South/Central | SC | Greenville.Intl.AP.723120 | 3 | 1931227 | 49.153 | 8.8934 | 62.5353 | 49.037 | 13.4983 | 916.83 | 0.94154 | 13.3 | 0.7888 | 0.15275 | 16.1517 | -0.8504 | -6.19 | -1.0299 | 0.1795 | -6.0598 | 0.27575 | -18.58 | 1.4575 | -1.1818 | -28.2181 | 0.94154 | 13.3 | 0.7888 | 0.15275 | 16.1517 | 1.0821 | 12.81 | 1.0398 | 0.042301 | 14.9833 | 0.025551 | 1.2559 | 0.22723 | 1.5978 | 23.4257 | 0.024057 | -0.021728 | 0.0070456 | 0.024057 | 0.027649 | 0.33983 | -0.15816 | -0.47473 | 0.33983 | 0.32731 | 0.41269 | -0.15483 | -0.72099 | 0.41269 | 0.38284 | 0.025551 | 1.2559 | 0.22723 | 1.5978 | 23.4257 | 0.024057 | -0.021728 | 0.0070456 | 0.024057 | 0.027649 | 0.33983 | -0.15816 | -0.47473 | 0.33983 | 0.32731 | 0.41269 | -0.15483 | -0.72099 | 0.41269 | 0.38284
229 | 0.32 | 0.32 | South/Central | SC | Greenville.Intl.AP.723120 | 3 | 1931227 | 48.3593 | 9.2051 | 62.194 | 48.2452 | 13.9488 | 921.28 | 1.2829 | 8.85 | 1.5807 | -0.29778 | 8.4163 | -0.50908 | -10.64 | -0.23805 | -0.27103 | -13.7952 | 0.61708 | -23.03 | 2.2494 | -1.6323 | -35.9534 | 1.2829 | 8.85 | 1.5807 | -0.29778 | 8.4163 | 1.4234 | 8.36 | 1.8317 | -0.40823 | 7.248 | 0.025551 | 1.2356 | 0.2352 | 1.5891 | 23.5394 | 0.032778 | -0.013007 | 0.015767 | 0.032778 | 0.03637 | 0.22612 | -0.27186 | -0.58843 | 0.22612 | 0.2136 | 0.21504 | -0.35248 | -0.91864 | 0.21504 | 0.18519 | 0.025551 | 1.2356 | 0.2352 | 1.5891 | 23.5394 | 0.032778 | -0.013007 | 0.015767 | 0.032778 | 0.03637 | 0.22612 | -0.27186 | -0.58843 | 0.22612 | 0.2136 | 0.21504 | -0.35248 | -0.91864 | 0.21504 | 0.18519
231 | 0.32 | 0.37 | South/Central | SC | Greenville.Intl.AP.723120 | 3 | 1931227 | 47.1935 | 9.7178 | 61.7225 | 47.0822 | 14.6403 | 928.76 | 1.7544 | 1.37 | 2.7436 | -0.98924 | -4.1254 | -0.03756 | -18.12 | 0.92493 | -0.96249 | -26.3369 | 1.0886 | -30.51 | 3.4123 | -2.3237 | -48.4952 | 1.7544 | 1.37 | 2.7436 | -0.98924 | -4.1254 | 1.895 | 0.88 | 2.9946 | -1.0997 | -5.2938 | 0.025551 | 1.2058 | 0.2483 | 1.5771 | 23.7305 | 0.044826 | -0.0009597 | 0.027814 | 0.044826 | 0.048418 | 0.035005 | -0.46298 | -0.77955 | 0.035005 | 0.022485 | -0.10541 | -0.67293 | -1.2391 | -0.10541 | -0.13526 | 0.025551 | 1.2058 | 0.2483 | 1.5771 | 23.7305 | 0.044826 | -0.0009597 | 0.027814 | 0.044826 | 0.048418 | 0.035005 | -0.46298 | -0.77955 | 0.035005 | 0.022485 | -0.10541 | -0.67293 | -1.2391 | -0.10541 | -0.13526
233 | 0.32 | 0.42 | South/Central | SC | Greenville.Intl.AP.723120 | 3 | 1931227 | 46.1383 | 10.2488 | 61.3885 | 46.0294 | 15.3591 | 938.32 | 2.0883 | -8.19 | 3.7964 | -1.7081 | -19.1631 | 0.29638 | -27.68 | 1.9777 | -1.6813 | -41.3746 | 1.4225 | -40.07 | 4.4651 | -3.0426 | -63.5329 | 2.0883 | -8.19 | 3.7964 | -1.7081 | -19.1631 | 2.2289 | -8.68 | 4.0474 | -1.8185 | -20.3315 | 0.025551 | 1.1789 | 0.26187 | 1.5685 | 23.9748 | 0.053358 | 0.0075726 | 0.036347 | 0.053358 | 0.05695 | -0.20926 | -0.70724 | -1.0238 | -0.20926 | -0.22178 | -0.48963 | -1.0572 | -1.6233 | -0.48963 | -0.51948 | 0.025551 | 1.1789 | 0.26187 | 1.5685 | 23.9748 | 0.053358 | 0.0075726 | 0.036347 | 0.053358 | 0.05695 | -0.20926 | -0.70724 | -1.0238 | -0.20926 | -0.22178 | -0.48963 | -1.0572 | -1.6233 | -0.48963 | -0.51948
234 | 0.32 | 0.47 | South/Central | SC | Greenville.Intl.AP.723120 | 3 | 1931227 | 45.0919 | 10.8511 | 61.1549 | 44.9855 | 16.1694 | 950.71 | 2.3219 | -20.58 | 4.8403 | -2.5184 | -37.9432 | 0.52996 | -40.07 | 3.0216 | -2.4917 | -60.1547 | 1.6561 | -52.46 | 5.509 | -3.8529 | -82.313 | 2.3219 | -20.58 | 4.8403 | -2.5184 | -37.9432 | 2.4625 | -21.07 | 5.0913 | -2.6289 | -39.1116 | 0.025551 | 1.1521 | 0.27725 | 1.5626 | 24.2914 | 0.059327 | 0.013541 | 0.042315 | 0.059327 | 0.062918 | -0.52583 | -1.0238 | -1.3404 | -0.52583 | -0.53835 | -0.96948 | -1.537 | -2.1032 | -0.96948 | -0.99933 | 0.025551 | 1.1521 | 0.27725 | 1.5626 | 24.2914 | 0.059327 | 0.013541 | 0.042315 | 0.059327 | 0.062918 | -0.52583 | -1.0238 | -1.3404 | -0.52583 | -0.53835 | -0.96948 | -1.537 | -2.1032 | -0.96948 | -0.99933
235 | 0.34 | 0.17 | South/Central | SC | Greenville.Intl.AP.723120 | 3 | 1931227 | 52.086 | 8.0496 | 64.2832 | 51.9633 | 12.32 | 914.76 | -0.80639 | 15.37 | -2.1374 | 1.331 | 25.438 | -2.5983 | -4.12 | -3.9561 | 1.3578 | 3.2265 | -1.4722 | -16.51 | -1.4687 | -0.003471 | -18.9318 | -0.80639 | 15.37 | -2.1374 | 1.331 | 25.438 | -0.66583 | 14.88 | -1.8864 | 1.2206 | 24.2697 | 0.025551 | 1.3308 | 0.20567 | 1.6425 | 23.3728 | -0.020604 | -0.06639 | -0.037616 | -0.020604 | -0.017012 | 0.39272 | -0.10527 | -0.42184 | 0.39272 | 0.3802 | 0.64996 | 0.082439 | -0.48372 | 0.64996 | 0.62011 | 0.025551 | 1.3308 | 0.20567 | 1.6425 | 23.3728 | -0.020604 | -0.06639 | -0.037616 | -0.020604 | -0.017012 | 0.39272 | -0.10527 | -0.42184 | 0.39272 | 0.3802 | 0.64996 | 0.082439 | -0.48372 | 0.64996 | 0.62011
236 | 0.34 | 0.19 | South/Central | SC | Greenville.Intl.AP.723120 | 3 | 1931227 | 51.4931 | 8.2797 | 64.0011 | 51.3717 | 12.6293 | 917.25 | -0.52423 | 12.88 | -1.5459 | 1.0217 | 20.7378 | -2.3162 | -6.61 | -3.3646 | 1.0484 | -1.4737 | -1.19 | -19 | -0.8772 | -0.31284 | -23.632 | -0.52423 | 12.88 | -1.5459 | 1.0217 | 20.7378 | -0.38367 | 12.39 | -1.2949 | 0.91122 | 19.5694 | 0.025551 | 1.3157 | 0.21155 | 1.6353 | 23.4364 | -0.013395 | -0.05918 | -0.030406 | -0.013395 | -0.009803 | 0.32909 | -0.16889 | -0.48546 | 0.32909 | 0.31657 | 0.52987 | -0.037655 | -0.60381 | 0.52987 | 0.50001 | 0.025551 | 1.3157 | 0.21155 | 1.6353 | 23.4364 | -0.013395 | -0.05918 | -0.030406 | -0.013395 | -0.009803 | 0.32909 | -0.16889 | -0.48546 | 0.32909 | 0.31657 | 0.52987 | -0.037655 | -0.60381 | 0.52987 | 0.50001
237 | 0.34 | 0.2 | South/Central | SC | Greenville.Intl.AP.723120 | 3 | 1931227 | 51.2015 | 8.3903 | 63.8701 | 51.0808 | 12.7892 | 918.72 | -0.39323 | 11.41 | -1.255 | 0.86177 | 18.1187 | -2.1852 | -8.08 | -3.0737 | 0.88852 | -4.0928 | -1.059 | -20.47 | -0.5863 | -0.47273 | -26.2511 | -0.39323 | 11.41 | -1.255 | 0.86177 | 18.1187 | -0.25267 | 10.92 | -1.004 | 0.75132 | 16.9503 | 0.025551 | 1.3082 | 0.21438 | 1.6319 | 23.474 | -0.010047 | -0.055833 | -0.027059 | -0.010047 | -0.0064558 | 0.29153 | -0.20645 | -0.52302 | 0.29153 | 0.27901 | 0.46295 | -0.10458 | -0.67074 | 0.46295 | 0.43309 | 0.025551 | 1.3082 | 0.21438 | 1.6319 | 23.474 | -0.010047 | -0.055833 | -0.027059 | -0.010047 | -0.0064558 | 0.29153 | -0.20645 | -0.52302 | 0.29153 | 0.27901 | 0.46295 | -0.10458 | -0.67074 | 0.46295 | 0.43309
238 | 0.34 | 0.23 | South/Central | SC | Greenville.Intl.AP.723120 | 3 | 1931227 | 50.3669 | 8.722 | 63.4878 | 50.2482 | 13.2396 | 922.67 | -0.010959 | 7.46 | -0.42233 | 0.41137 | 10.911 | -1.8029 | -12.03 | -2.241 | 0.43813 | -11.3006 | -0.67676 | -24.42 | 0.24637 | -0.92313 | -33.4588 | -0.010959 | 7.46 | -0.42233 | 0.41137 | 10.911 | 0.12961 | 6.97 | -0.17132 | 0.30093 | 9.7426 | 0.025551 | 1.2869 | 0.22285 | 1.6222 | 23.5749 | -0.00028002 | -0.046066 | -0.017292 | -0.00028002 | 0.0033116 | 0.19061 | -0.30738 | -0.62395 | 0.19061 | 0.17809 | 0.27878 | -0.28874 | -0.8549 | 0.27878 | 0.24893 | 0.025551 | 1.2869 | 0.22285 | 1.6222 | 23.5749 | -0.00028002 | -0.046066 | -0.017292 | -0.00028002 | 0.0033116 | 0.19061 | -0.30738 | -0.62395 | 0.19061 | 0.17809 | 0.27878 | -0.28874 | -0.8549 | 0.27878 | 0.24893
239 | 0.34 | 0.25 | South/Central | SC | Greenville.Intl.AP.723120 | 3 | 1931227 | 49.8341 | 8.9431 | 63.266 | 49.7166 | 13.5494 | 925.89 | 0.21089 | 4.24 | 0.10927 | 0.10162 | 5.4284 | -1.5811 | -15.25 | -1.7094 | 0.12837 | -16.7831 | -0.45491 | -27.64 | 0.77797 | -1.2329 | -38.9413 | 0.21089 | 4.24 | 0.10927 | 0.10162 | 5.4284 | 0.35146 | 3.75 | 0.36029 | -0.0088302 | 4.2601 | 0.025551 | 1.2733 | 0.2285 | 1.6165 | 23.6572 | 0.0053884 | -0.040397 | -0.011623 | 0.0053884 | 0.00898 | 0.10834 | -0.38965 | -0.70622 | 0.10834 | 0.095815 | 0.1387 | -0.42882 | -0.99498 | 0.1387 | 0.10885 | 0.025551 | 1.2733 | 0.2285 | 1.6165 | 23.6572 | 0.0053884 | -0.040397 | -0.011623 | 0.0053884 | 0.00898 | 0.10834 | -0.38965 | -0.70622 | 0.10834 | 0.095815 | 0.1387 | -0.42882 | -0.99498 | 0.1387 | 0.10885
240 | 0.34 | 0.27 | South/Central | SC | Greenville.Intl.AP.723120 | 3 | 1931227 | 49.8842 | 8.8731 | 63.2562 | 49.7666 | 13.4896 | 924.7 | 0.22062 | 5.43 | 0.059222 | 0.16139 | 7.1588 | -1.5713 | -14.06 | -1.7595 | 0.18815 | -15.0527 | -0.44518 | -26.45 | 0.72792 | -1.1731 | -37.211 | 0.22062 | 5.43 | 0.059222 | 0.16139 | 7.1588 | 0.36118 | 4.94 | 0.31024 | 0.050947 | 5.9904 | 0.025551 | 1.2746 | 0.22671 | 1.6162 | 23.6268 | 0.0056369 | -0.040149 | -0.011375 | 0.0056369 | 0.0092285 | 0.13874 | -0.35924 | -0.67582 | 0.13874 | 0.12622 | 0.18291 | -0.38461 | -0.95077 | 0.18291 | 0.15306 | 0.025551 | 1.2746 | 0.22671 | 1.6162 | 23.6268 | 0.0056369 | -0.040149 | -0.011375 | 0.0056369 | 0.0092285 | 0.13874 | -0.35924 | -0.67582 | 0.13874 | 0.12622 | 0.18291 | -0.38461 | -0.95077 | 0.18291 | 0.15306
241 | 0.34 | 0.3 | South/Central | SC | Greenville.Intl.AP.723120 | 3 | 1931227 | 49.583 | 8.9743 | 63.1169 | 49.4661 | 13.6509 | 926.12 | 0.35991 | 4.01 | 0.35975 | 0.00015572 | 4.6097 | -1.432 | -15.48 | -1.4589 | 0.026909 | -17.6019 | -0.30589 | -27.87 | 1.0285 | -1.3343 | -39.7601 | 0.35991 | 4.01 | 0.35975 | 0.00015572 | 4.6097 | 0.50048 | 3.52 | 0.61077 | -0.11029 | 3.4413 | 0.025551 | 1.2669 | 0.2293 | 1.6127 | 23.6631 | 0.0091959 | -0.03659 | -0.0078157 | 0.0091959 | 0.012788 | 0.10246 | -0.39553 | -0.7121 | 0.10246 | 0.089939 | 0.11778 | -0.44974 | -1.0159 | 0.11778 | 0.087928 | 0.025551 | 1.2669 | 0.2293 | 1.6127 | 23.6631 | 0.0091959 | -0.03659 | -0.0078157 | 0.0091959 | 0.012788 | 0.10246 | -0.39553 | -0.7121 | 0.10246 | 0.089939 | 0.11778 | -0.44974 | -1.0159 | 0.11778 | 0.087928
242 | 0.34 | 0.32 | South/Central | SC | Greenville.Intl.AP.723120 | 3 | 1931227 | 49.09 | 9.1846 | 62.9142 | 48.9743 | 13.9399 | 929.14 | 0.56265 | 0.99 | 0.85158 | -0.28893 | -0.56206 | -1.2293 | -18.5 | -0.96712 | -0.26218 | -22.7736 | -0.10315 | -30.89 | 1.5203 | -1.6234 | -44.9318 | 0.56265 | 0.99 | 0.85158 | -0.28893 | -0.56206 | 0.70321 | 0.5 | 1.1026 | -0.39938 | -1.7304 | 0.025551 | 1.2543 | 0.23467 | 1.6075 | 23.7402 | 0.014376 | -0.03141 | -0.0026355 | 0.014376 | 0.017968 | 0.025295 | -0.47269 | -0.78926 | 0.025295 | 0.012775 | -0.014361 | -0.58188 | -1.148 | -0.014361 | -0.044213 | 0.025551 | 1.2543 | 0.23467 | 1.6075 | 23.7402 | 0.014376 | -0.03141 | -0.0026355 | 0.014376 | 0.017968 | 0.025295 | -0.47269 | -0.78926 | 0.025295 | 0.012775 | -0.014361 | -0.58188 | -1.148 | -0.014361 | -0.044213
243 | 0.34 | 0.35 | South/Central | SC | Greenville.Intl.AP.723120 | 3 | 1931227 | 48.367 | 9.4955 | 62.6127 | 48.2529 | 14.3598 | 933.51 | 0.86411 | -3.38 | 1.5729 | -0.7088 | -7.9839 | -0.92784 | -22.87 | -0.24579 | -0.68205 | -30.1955 | 0.19831 | -35.26 | 2.2416 | -2.0433 | -52.3537 | 0.86411 | -3.38 | 1.5729 | -0.7088 | -7.9839 | 1.0047 | -3.87 | 1.8239 | -0.81925 | -9.1523 | 0.025551 | 1.2358 | 0.24262 | 1.5998 | 23.8519 | 0.022079 | -0.023707 | 0.005067 | 0.022079 | 0.02567 | -0.086362 | -0.58435 | -0.90092 | -0.086362 | -0.098881 | -0.204 | -0.77152 | -1.3377 | -0.204 | -0.23385 | 0.025551 | 1.2358 | 0.24262 | 1.5998 | 23.8519 | 0.022079 | -0.023707 | 0.005067 | 0.022079 | 0.02567 | -0.086362 | -0.58435 | -0.90092 | -0.086362 | -0.098881 | -0.204 | -0.77152 | -1.3377 | -0.204 | -0.23385
244 | 0.34 | 0.37 | South/Central | SC | Greenville.Intl.AP.723120 | 3 | 1931227 | 47.9146 | 9.6972 | 62.4329 | 47.8016 | 14.6313 | 936.5 | 1.044 | -6.37 | 2.0242 | -0.98026 | -12.975 | -0.74799 | -25.86 | 0.20552 | -0.95351 | -35.1866 | 0.37816 | -38.25 | 2.6929 | -2.3148 | -57.3448 | 1.044 | -6.37 | 2.0242 | -0.98026 | -12.975 | 1.1845 | -6.86 | 2.2752 | -1.0907 | -14.1434 | 0.025551 | 1.2243 | 0.24777 | 1.5952 | 23.9283 | 0.026674 | -0.019112 | 0.0096624 | 0.026674 | 0.030266 | -0.16276 | -0.66074 | -0.97732 | -0.16276 | -0.17528 | -0.33152 | -0.89904 | -1.4652 | -0.33152 | -0.36137 | 0.025551 | 1.2243 | 0.24777 | 1.5952 | 23.9283 | 0.026674 | -0.019112 | 0.0096624 | 0.026674 | 0.030266 | -0.16276 | -0.66074 | -0.97732 | -0.16276 | -0.17528 | -0.33152 | -0.89904 | -1.4652 | -0.33152 | -0.36137
245 | 0.34 | 0.4 | South/Central | SC | Greenville.Intl.AP.723120 | 3 | 1931227 | 47.2712 | 9.9987 | 62.2015 | 47.1597 | 15.0418 | 941.48 | 1.2754 | -11.35 | 2.6661 | -1.3907 | -21.0413 | -0.5166 | -30.84 | 0.8474 | -1.364 | -43.2528 | 0.60956 | -43.23 | 3.3348 | -2.7252 | -65.4111 | 1.2754 | -11.35 | 2.6661 | -1.3907 | -21.0413 | 1.4159 | -11.84 | 2.9171 | -1.5012 | -22.2097 | 0.025551 | 1.2078 | 0.25547 | 1.5893 | 24.0555 | 0.032586 | -0.013199 | 0.015575 | 0.032586 | 0.036178 | -0.29 | -0.78799 | -1.1046 | -0.29 | -0.30252 | -0.53762 | -1.1051 | -1.6713 | -0.53762 | -0.56747 | 0.025551 | 1.2078 | 0.25547 | 1.5893 | 24.0555 | 0.032586 | -0.013199 | 0.015575 | 0.032586 | 0.036178 | -0.29 | -0.78799 | -1.1046 | -0.29 | -0.30252 | -0.53762 | -1.1051 | -1.6713 | -0.53762 | -0.56747
246 | 0.34 | 0.42 | South/Central | SC | Greenville.Intl.AP.723120 | 3 | 1931227 | 46.8491 | 10.2185 | 62.079 | 46.7386 | 15.3404 | 945.65 | 1.3978 | -15.52 | 3.0872 | -1.6894 | -27.4964 | -0.39412 | -35.01 | 1.2685 | -1.6626 | -49.708 | 0.73203 | -47.4 | 3.7559 | -3.0239 | -71.8662 | 1.3978 | -15.52 | 3.0872 | -1.6894 | -27.4964 | 1.5384 | -16.01 | 3.3382 | -1.7998 | -28.6648 | 0.025551 | 1.197 | 0.26109 | 1.5862 | 24.1621 | 0.035716 | -0.01007 | 0.018704 | 0.035716 | 0.039307 | -0.39655 | -0.89453 | -1.2111 | -0.39655 | -0.40907 | -0.70255 | -1.2701 | -1.8362 | -0.70255 | -0.73241 | 0.025551 | 1.197 | 0.26109 | 1.5862 | 24.1621 | 0.035716 | -0.01007 | 0.018704 | 0.035716 | 0.039307 | -0.39655 | -0.89453 | -1.2111 | -0.39655 | -0.40907 | -0.70255 | -1.2701 | -1.8362 | -0.70255 | -0.73241
247 | 0.34 | 0.47 | South/Central | SC | Greenville.Intl.AP.723120 | 3 | 1931227 | 45.7934 | 10.8206 | 61.8354 | 45.6854 | 16.15 | 957.91 | 1.6415 | -27.78 | 4.1405 | -2.499 | -46.1279 | -0.15046 | -47.27 | 2.3218 | -2.4722 | -68.3394 | 0.97569 | -59.66 | 4.8092 | -3.8335 | -90.4977 | 1.6415 | -27.78 | 4.1405 | -2.499 | -46.1279 | 1.7821 | -28.27 | 4.3915 | -2.6094 | -47.2962 | 0.025551 | 1.1701 | 0.27647 | 1.5799 | 24.4753 | 0.041941 | -0.0038444 | 0.02493 | 0.041941 | 0.045533 | -0.7098 | -1.2078 | -1.5244 | -0.7098 | -0.72232 | -1.1786 | -1.7461 | -2.3123 | -1.1786 | -1.2085 | 0.025551 | 1.1701 | 0.27647 | 1.5799 | 24.4753 | 0.041941 | -0.0038444 | 0.02493 | 0.041941 | 0.045533 | -0.7098 | -1.2078 | -1.5244 | -0.7098 | -0.72232 | -1.1786 | -1.7461 | -2.3123 | -1.1786 | -1.2085
248 | 0.2 | 0.21 | South/Central | SC | Greenville.Intl.AP.723120 | 3 | 1931227 | 45.5422 | 8.6535 | 58.4346 | 45.4345 | 13.0001 | 862.02 | 5.0423 | 68.11 | 4.3914 | 0.65092 | 82.0085 | 3.2503 | 48.62 | 2.5727 | 0.67767 | 59.797 | 4.3765 | 36.23 | 5.0601 | -0.68358 | 37.6388 | 5.0423 | 68.11 | 4.3914 | 0.65092 | 82.0085 | 5.1828 | 67.62 | 4.6424 | 0.54047 | 80.8402 | 0.025551 | 1.1636 | 0.2211 | 1.493 | 22.0253 | 0.12883 | 0.083048 | 0.11182 | 0.12883 | 0.13243 | 1.7403 | 1.2423 | 0.9257 | 1.7403 | 1.7277 | 2.0954 | 1.5279 | 0.9617 | 2.0954 | 2.0655 | 0.025551 | 1.1636 | 0.2211 | 1.493 | 22.0253 | 0.12883 | 0.083048 | 0.11182 | 0.12883 | 0.13243 | 1.7403 | 1.2423 | 0.9257 | 1.7403 | 1.7277 | 2.0954 | 1.5279 | 0.9617 | 2.0954 | 2.0655
249 | 0.21 | 0.21 | South/Central | SC | Greenville.Intl.AP.723120 | 3 | 1931227 | 45.9427 | 8.6429 | 58.8339 | 45.8341 | 12.9998 | 866.45 | 4.6429 | 63.68 | 3.9917 | 0.65121 | 76.9064 | 2.851 | 44.19 | 2.173 | 0.67796 | 54.6949 | 3.9771 | 31.8 | 4.6604 | -0.68329 | 32.5367 | 4.6429 | 63.68 | 3.9917 | 0.65121 | 76.9064 | 4.7835 | 63.19 | 4.2427 | 0.54076 | 75.7381 | 0.025551 | 1.1739 | 0.22083 | 1.5033 | 22.1385 | 0.11863 | 0.072845 | 0.10162 | 0.11863 | 0.12222 | 1.6271 | 1.1291 | 0.81251 | 1.6271 | 1.6146 | 1.965 | 1.3975 | 0.83134 | 1.965 | 1.9352 | 0.025551 | 1.1739 | 0.22083 | 1.5033 | 22.1385 | 0.11863 | 0.072845 | 0.10162 | 0.11863 | 0.12222 | 1.6271 | 1.1291 | 0.81251 | 1.6271 | 1.6146 | 1.965 | 1.3975 | 0.83134 | 1.965 | 1.9352
250 | 0.22 | 0.21 | South/Central | SC | Greenville.Intl.AP.723120 | 3 | 1931227 | 46.3338 | 8.6324 | 59.2151 | 46.2243 | 12.9908 | 870.51 | 4.2617 | 59.62 | 3.6015 | 0.66021 | 72.2702 | 2.4698 | 40.13 | 1.7828 | 0.68696 | 50.0587 | 3.5959 | 27.74 | 4.2702 | -0.67429 | 27.9004 | 4.2617 | 59.62 | 3.6015 | 0.66021 | 72.2702 | 4.4023 | 59.13 | 3.8526 | 0.54976 | 71.1018 | 0.025551 | 1.1839 | 0.22056 | 1.513 | 22.2422 | 0.10889 | 0.063105 | 0.091879 | 0.10889 | 0.11248 | 1.5233 | 1.0254 | 0.70878 | 1.5233 | 1.5108 | 1.8466 | 1.279 | 0.71288 | 1.8466 | 1.8167 | 0.025551 | 1.1839 | 0.22056 | 1.513 | 22.2422 | 0.10889 | 0.063105 | 0.091879 | 0.10889 | 0.11248 | 1.5233 | 1.0254 | 0.70878 | 1.5233 | 1.5108 | 1.8466 | 1.279 | 0.71288 | 1.8466 | 1.8167
251 | 0.23 | 0.21 | South/Central | SC | Greenville.Intl.AP.723120 | 3 | 1931227 | 46.7246 | 8.6224 | 59.6052 | 46.6142 | 12.991 | 874.86 | 3.8716 | 55.27 | 3.2117 | 0.65997 | 67.272 | 2.0797 | 35.78 | 1.393 | 0.68672 | 45.0605 | 3.2058 | 23.39 | 3.8804 | -0.67453 | 22.9022 | 3.8716 | 55.27 | 3.2117 | 0.65997 | 67.272 | 4.0122 | 54.78 | 3.4627 | 0.54952 | 66.1036 | 0.025551 | 1.1938 | 0.22031 | 1.523 | 22.3533 | 0.098923 | 0.053138 | 0.081912 | 0.098923 | 0.10252 | 1.4122 | 0.91421 | 0.59763 | 1.4122 | 1.3997 | 1.7188 | 1.1513 | 0.58517 | 1.7188 | 1.689 | 0.025551 | 1.1938 | 0.22031 | 1.523 | 22.3533 | 0.098923 | 0.053138 | 0.081912 | 0.098923 | 0.10252 | 1.4122 | 0.91421 | 0.59763 | 1.4122 | 1.3997 | 1.7188 | 1.1513 | 0.58517 | 1.7188 | 1.689
252 | 0.24 | 0.21 | South/Central | SC | Greenville.Intl.AP.723120 | 3 | 1931227 | 47.115 | 8.6117 | 59.995 | 47.0037 | 12.9913 | 879.21 | 3.4818 | 50.92 | 2.8221 | 0.6597 | 62.2764 | 1.6899 | 31.43 | 1.0034 | 0.68645 | 40.0649 | 2.816 | 19.04 | 3.4908 | -0.6748 | 17.9066 | 3.4818 | 50.92 | 2.8221 | 0.6597 | 62.2764 | 3.6224 | 50.43 | 3.0731 | 0.54925 | 61.108 | 0.025551 | 1.2038 | 0.22004 | 1.5329 | 22.4645 | 0.088963 | 0.043177 | 0.071951 | 0.088963 | 0.092555 | 1.301 | 0.80306 | 0.48649 | 1.301 | 1.2885 | 1.5912 | 1.0237 | 0.45753 | 1.5912 | 1.5614 | 0.025551 | 1.2038 | 0.22004 | 1.5329 | 22.4645 | 0.088963 | 0.043177 | 0.071951 | 0.088963 | 0.092555 | 1.301 | 0.80306 | 0.48649 | 1.301 | 1.2885 | 1.5912 | 1.0237 | 0.45753 | 1.5912 | 1.5614
253 | 0.25 | 0.21 | South/Central | SC | Greenville.Intl.AP.723120 | 3 | 1931227 | 47.5055 | 8.5926 | 60.3664 | 47.3933 | 12.9731 | 883.02 | 3.1105 | 47.11 | 2.4326 | 0.67794 | 58.0148 | 1.3185 | 27.62 | 0.61385 | 0.70469 | 35.8033 | 2.4447 | 15.23 | 3.1013 | -0.65656 | 13.645 | 3.1105 | 47.11 | 2.4326 | 0.67794 | 58.0148 | 3.2511 | 46.62 | 2.6836 | 0.56749 | 56.8465 | 0.025551 | 1.2138 | 0.21955 | 1.5424 | 22.5618 | 0.079475 | 0.03369 | 0.062464 | 0.079475 | 0.083067 | 1.2037 | 0.70571 | 0.38914 | 1.2037 | 1.1912 | 1.4823 | 0.9148 | 0.34864 | 1.4823 | 1.4525 | 0.025551 | 1.2138 | 0.21955 | 1.5424 | 22.5618 | 0.079475 | 0.03369 | 0.062464 | 0.079475 | 0.083067 | 1.2037 | 0.70571 | 0.38914 | 1.2037 | 1.1912 | 1.4823 | 0.9148 | 0.34864 | 1.4823 | 1.4525
254 | 0.26 | 0.21 | South/Central | SC | Greenville.Intl.AP.723120 | 3 | 1931227 | 47.8961 | 8.5821 | 60.7564 | 47.7829 | 12.9734 | 887.37 | 2.7205 | 42.76 | 2.0429 | 0.67757 | 53.014 | 0.92851 | 23.27 | 0.22419 | 0.70433 | 30.8025 | 2.0547 | 10.88 | 2.7116 | -0.65693 | 8.6443 | 2.7205 | 42.76 | 2.0429 | 0.67757 | 53.014 | 2.861 | 42.27 | 2.2939 | 0.56712 | 51.8457 | 0.025551 | 1.2238 | 0.21928 | 1.5524 | 22.673 | 0.06951 | 0.023724 | 0.052498 | 0.06951 | 0.073101 | 1.0926 | 0.59457 | 0.27799 | 1.0926 | 1.08 | 1.3545 | 0.78703 | 0.22087 | 1.3545 | 1.3247 | 0.025551 | 1.2238 | 0.21928 | 1.5524 | 22.673 | 0.06951 | 0.023724 | 0.052498 | 0.06951 | 0.073101 | 1.0926 | 0.59457 | 0.27799 | 1.0926 | 1.08 | 1.3545 | 0.78703 | 0.22087 | 1.3545 | 1.3247
255 | 0.27 | 0.21 | South/Central | SC | Greenville.Intl.AP.723120 | 3 | 1931227 | 48.2866 | 8.5718 | 61.1366 | 48.1726 | 12.964 | 891.43 | 2.3402 | 38.7 | 1.6532 | 0.687 | 48.4016 | 0.54827 | 19.21 | -0.16548 | 0.71375 | 26.1901 | 1.6744 | 6.82 | 2.3219 | -0.6475 | 4.0319 | 2.3402 | 38.7 | 1.6532 | 0.687 | 48.4016 | 2.4808 | 38.21 | 1.9042 | 0.57655 | 47.2333 | 0.025551 | 1.2338 | 0.21902 | 1.5621 | 22.7767 | 0.059794 | 0.014009 | 0.042783 | 0.059794 | 0.063386 | 0.98881 | 0.49083 | 0.17426 | 0.98881 | 0.97629 | 1.2367 | 0.66918 | 0.10302 | 1.2367 | 1.2068 | 0.025551 | 1.2338 | 0.21902 | 1.5621 | 22.7767 | 0.059794 | 0.014009 | 0.042783 | 0.059794 | 0.063386 | 0.98881 | 0.49083 | 0.17426 | 0.98881 | 0.97629 | 1.2367 | 0.66918 | 0.10302 | 1.2367 | 1.2068
256 | 0.28 | 0.21 | South/Central | SC | Greenville.Intl.AP.723120 | 3 | 1931227 | 48.6765 | 8.5521 | 61.5169 | 48.5616 | 12.9552 | 895.5 | 1.96 | 34.63 | 1.2642 | 0.69577 | 43.7714 | 0.16802 | 15.14 | -0.55451 | 0.72252 | 21.5599 | 1.2942 | 2.75 | 1.9329 | -0.63873 | -0.59835 | 1.96 | 34.63 | 1.2642 | 0.69577 | 43.7714 | 2.1005 | 34.14 | 1.5152 | 0.58532 | 42.6031 | 0.025551 | 1.2437 | 0.21851 | 1.5718 | 22.8807 | 0.050079 | 0.004293 | 0.033067 | 0.050079 | 0.05367 | 0.88482 | 0.38684 | 0.070265 | 0.88482 | 0.8723 | 1.1184 | 0.55087 | -0.015288 | 1.1184 | 1.0885 | 0.025551 | 1.2437 | 0.21851 | 1.5718 | 22.8807 | 0.050079 | 0.004293 | 0.033067 | 0.050079 | 0.05367 | 0.88482 | 0.38684 | 0.070265 | 0.88482 | 0.8723 | 1.1184 | 0.55087 | -0.015288 | 1.1184 | 1.0885
257 | 0.29 | 0.21 | South/Central | SC | Greenville.Intl.AP.723120 | 3 | 1931227 | 49.0576 | 8.542 | 61.8879 | 48.9419 | 12.946 | 899.47 | 1.589 | 30.66 | 0.88397 | 0.70502 | 39.2729 | -0.20296 | 11.17 | -0.93473 | 0.73177 | 17.0613 | 0.92319 | -1.22 | 1.5527 | -0.62948 | -5.0969 | 1.589 | 30.66 | 0.88397 | 0.70502 | 39.2729 | 1.7296 | 30.17 | 1.135 | 0.59457 | 38.1045 | 0.025551 | 1.2535 | 0.21825 | 1.5813 | 22.9821 | 0.0406 | -0.0051857 | 0.023588 | 0.0406 | 0.044192 | 0.78339 | 0.2854 | -0.031172 | 0.78339 | 0.77087 | 1.0035 | 0.43593 | -0.13023 | 1.0035 | 0.9736 | 0.025551 | 1.2535 | 0.21825 | 1.5813 | 22.9821 | 0.0406 | -0.0051857 | 0.023588 | 0.0406 | 0.044192 | 0.78339 | 0.2854 | -0.031172 | 0.78339 | 0.77087 | 1.0035 | 0.43593 | -0.13023 | 1.0035 | 0.9736
258 | 0.3 | 0.21 | South/Central | SC | Greenville.Intl.AP.723120 | 3 | 1931227 | 49.4383 | 8.5314 | 62.268 | 49.3217 | 12.9464 | 903.7 | 1.2088 | 26.43 | 0.50418 | 0.70466 | 34.3985 | -0.58311 | 6.94 | -1.3145 | 0.73141 | 12.187 | 0.54304 | -5.45 | 1.1729 | -0.62984 | -9.9713 | 1.2088 | 26.43 | 0.50418 | 0.70466 | 34.3985 | 1.3494 | 25.94 | 0.75519 | 0.59421 | 33.2302 | 0.025551 | 1.2632 | 0.21798 | 1.591 | 23.0902 | 0.030887 | -0.014899 | 0.013875 | 0.030887 | 0.034478 | 0.67531 | 0.17732 | -0.13925 | 0.67531 | 0.66279 | 0.87891 | 0.31139 | -0.25477 | 0.87891 | 0.84906 | 0.025551 | 1.2632 | 0.21798 | 1.591 | 23.0902 | 0.030887 | -0.014899 | 0.013875 | 0.030887 | 0.034478 | 0.67531 | 0.17732 | -0.13925 | 0.67531 | 0.66279 | 0.87891 | 0.31139 | -0.25477 | 0.87891 | 0.84906
259 | 0.31 | 0.21 | South/Central | SC | Greenville.Intl.AP.723120 | 3 | 1931227 | 49.8089 | 8.522 | 62.6297 | 49.6914 | 12.9383 | 907.59 | 0.84715 | 22.54 | 0.13446 | 0.71269 | 29.9861 | -0.9448 | 3.05 | -1.6842 | 0.73944 | 7.7745 | 0.18135 | -9.34 | 0.80316 | -0.62181 | -14.3837 | 0.84715 | 22.54 | 0.13446 | 0.71269 | 29.9861 | 0.98771 | 22.05 | 0.38547 | 0.60224 | 28.8177 | 0.025551 | 1.2727 | 0.21774 | 1.6002 | 23.1896 | 0.021645 | -0.02414 | 0.0046336 | 0.021645 | 0.025237 | 0.57591 | 0.07793 | -0.23864 | 0.57591 | 0.56339 | 0.76617 | 0.19865 | -0.36751 | 0.76617 | 0.73631 | 0.025551 | 1.2727 | 0.21774 | 1.6002 | 23.1896 | 0.021645 | -0.02414 | 0.0046336 | 0.021645 | 0.025237 | 0.57591 | 0.07793 | -0.23864 | 0.57591 | 0.56339 | 0.76617 | 0.19865 | -0.36751 | 0.76617 | 0.73631
260 | 0.32 | 0.21 | South/Central | SC | Greenville.Intl.AP.723120 | 3 | 1931227 | 50.1794 | 8.5208 | 63.0085 | 50.0611 | 12.9474 | 911.98 | 0.46834 | 18.15 | -0.23527 | 0.70361 | 24.8947 | -1.3236 | -1.34 | -2.054 | 0.73036 | 2.6832 | -0.19746 | -13.73 | 0.43344 | -0.63089 | -19.475 | 0.46834 | 18.15 | -0.23527 | 0.70361 | 24.8947 | 0.60891 | 17.66 | 0.015748 | 0.59316 | 23.7264 | 0.025551 | 1.2821 | 0.21771 | 1.6099 | 23.3018 | 0.011966 | -0.033819 | -0.0050452 | 0.011966 | 0.015558 | 0.46375 | -0.034238 | -0.35081 | 0.46375 | 0.45123 | 0.63608 | 0.068558 | -0.4976 | 0.63608 | 0.60623 | 0.025551 | 1.2821 | 0.21771 | 1.6099 | 23.3018 | 0.011966 | -0.033819 | -0.0050452 | 0.011966 | 0.015558 | 0.46375 | -0.034238 | -0.35081 | 0.46375 | 0.45123 | 0.63608 | 0.068558 | -0.4976 | 0.63608 | 0.60623
261 | 0.33 | 0.21 | South/Central | SC | Greenville.Intl.AP.723120 | 3 | 1931227 | 50.5499 | 8.5108 | 63.3698 | 50.4307 | 12.9391 | 915.85 | 0.10701 | 14.28 | -0.60489 | 0.7119 | 20.4939 | -1.6849 | -5.21 | -2.4236 | 0.73865 | -1.7176 | -0.55879 | -17.6 | 0.063813 | -0.6226 | -23.8759 | 0.10701 | 14.28 | -0.60489 | 0.7119 | 20.4939 | 0.24758 | 13.79 | -0.35388 | 0.60145 | 19.3255 | 0.025551 | 1.2916 | 0.21746 | 1.6191 | 23.4007 | 0.0027342 | -0.043051 | -0.014277 | 0.0027342 | 0.0063258 | 0.36486 | -0.13312 | -0.44969 | 0.36486 | 0.35234 | 0.52363 | -0.043887 | -0.61005 | 0.52363 | 0.49378 | 0.025551 | 1.2916 | 0.21746 | 1.6191 | 23.4007 | 0.0027342 | -0.043051 | -0.014277 | 0.0027342 | 0.0063258 | 0.36486 | -0.13312 | -0.44969 | 0.36486 | 0.35234 | 0.52363 | -0.043887 | -0.61005 | 0.52363 | 0.49378
262 | 0.34 | 0.21 | South/Central | SC | Greenville.Intl.AP.723120 | 3 | 1931227 | 50.9196 | 8.5008 | 63.7387 | 50.7996 | 12.9391 | 919.99 | -0.26189 | 10.14 | -0.97378 | 0.71189 | 15.7732 | -2.0538 | -9.35 | -2.7925 | 0.73865 | -6.4384 | -0.92768 | -21.74 | -0.30508 | -0.62261 | -28.5966 | -0.26189 | 10.14 | -0.97378 | 0.71189 | 15.7732 | -0.12132 | 9.65 | -0.72277 | 0.60145 | 14.6048 | 0.025551 | 1.301 | 0.2172 | 1.6286 | 23.5064 | -0.0066914 | -0.052477 | -0.023703 | -0.0066914 | -0.0030998 | 0.25908 | -0.2389 | -0.55547 | 0.25908 | 0.24656 | 0.40302 | -0.1645 | -0.73066 | 0.40302 | 0.37316 | 0.025551 | 1.301 | 0.2172 | 1.6286 | 23.5064 | -0.0066914 | -0.052477 | -0.023703 | -0.0066914 | -0.0030998 | 0.25908 | -0.2389 | -0.55547 | 0.25908 | 0.24656 | 0.40302 | -0.1645 | -0.73066 | 0.40302 | 0.37316
263 | 0.35 | 0.21 | South/Central | SC | Greenville.Intl.AP.723120 | 3 | 1931227 | 51.2804 | 8.491 | 64.0997 | 51.1596 | 12.9402 | 924.04 | -0.62288 | 6.09 | -1.3337 | 0.71085 | 11.1258 | -2.4148 | -13.4 | -3.1524 | 0.73761 | -11.0857 | -1.2887 | -25.79 | -0.66503 | -0.62365 | -33.2439 | -0.62288 | 6.09 | -1.3337 | 0.71085 | 11.1258 | -0.48231 | 5.6 | -1.0827 | 0.6004 | 9.9575 | 0.025551 | 1.3103 | 0.21695 | 1.6378 | 23.6099 | -0.015915 | -0.061701 | -0.032927 | -0.015915 | -0.012323 | 0.1556 | -0.34238 | -0.65895 | 0.1556 | 0.14308 | 0.28427 | -0.28325 | -0.84941 | 0.28427 | 0.25442 | 0.025551 | 1.3103 | 0.21695 | 1.6378 | 23.6099 | -0.015915 | -0.061701 | -0.032927 | -0.015915 | -0.012323 | 0.1556 | -0.34238 | -0.65895 | 0.1556 | 0.14308 | 0.28427 | -0.28325 | -0.84941 | 0.28427 | 0.25442
264 | 0.36 | 0.21 | South/Central | SC | Greenville.Intl.AP.723120 | 3 | 1931227 | 51.6415 | 8.481 | 64.4516 | 51.5199 | 12.9317 | 927.81 | -0.97474 | 2.32 | -1.694 | 0.71927 | 6.8496 | -2.7667 | -17.17 | -3.5127 | 0.74603 | -15.3619 | -1.6405 | -29.56 | -1.0253 | -0.61522 | -37.5202 | -0.97474 | 2.32 | -1.694 | 0.71927 | 6.8496 | -0.83418 | 1.83 | -1.443 | 0.60883 | 5.6812 | 0.025551 | 1.3195 | 0.2167 | 1.6468 | 23.7062 | -0.024905 | -0.070691 | -0.041917 | -0.024905 | -0.021314 | 0.059278 | -0.43871 | -0.75528 | 0.059278 | 0.046758 | 0.17501 | -0.39251 | -0.95867 | 0.17501 | 0.14516 | 0.025551 | 1.3195 | 0.2167 | 1.6468 | 23.7062 | -0.024905 | -0.070691 | -0.041917 | -0.024905 | -0.021314 | 0.059278 | -0.43871 | -0.75528 | 0.059278 | 0.046758 | 0.17501 | -0.39251 | -0.95867 | 0.17501 | 0.14516
265 | 0.37 | 0.21 | South/Central | SC | Greenville.Intl.AP.723120 | 3 | 1931227 | 52.0013 | 8.4712 | 64.8017 | 51.8788 | 12.9229 | 931.54 | -1.3248 | -1.41 | -2.0529 | 0.72813 | 2.6081 | -3.1168 | -20.9 | -3.8716 | 0.75489 | -19.6034 | -1.9906 | -33.29 | -1.3842 | -0.60637 | -41.7617 | -1.3248 | -1.41 | -2.0529 | 0.72813 | 2.6081 | -1.1842 | -1.9 | -1.8019 | 0.61769 | 1.4398 | 0.025551 | 1.3287 | 0.21645 | 1.6557 | 23.8015 | -0.03385 | -0.079635 | -0.050861 | -0.03385 | -0.030258 | -0.036027 | -0.53401 | -0.85058 | -0.036027 | -0.048546 | 0.066639 | -0.50088 | -1.067 | 0.066639 | 0.036787 | 0.025551 | 1.3287 | 0.21645 | 1.6557 | 23.8015 | -0.03385 | -0.079635 | -0.050861 | -0.03385 | -0.030258 | -0.036027 | -0.53401 | -0.85058 | -0.036027 | -0.048546 | 0.066639 | -0.50088 | -1.067 | 0.066639 | 0.036787
266 | 0.38 | 0.21 | South/Central | SC | Greenville.Intl.AP.723120 | 3 | 1931227 | 52.3618 | 8.4704 | 65.1712 | 52.2384 | 12.9328 | 935.85 | -1.6943 | -5.72 | -2.4126 | 0.71825 | -2.386 | -3.4863 | -25.21 | -4.2313 | 0.74501 | -24.5975 | -2.3601 | -37.6 | -1.7439 | -0.61625 | -46.7558 | -1.6943 | -5.72 | -2.4126 | 0.71825 | -2.386 | -1.5538 | -6.21 | -2.1616 | 0.6078 | -3.5543 | 0.025551 | 1.3379 | 0.21643 | 1.6652 | 23.9117 | -0.043292 | -0.089077 | -0.060303 | -0.043292 | -0.0397 | -0.14615 | -0.64413 | -0.96071 | -0.14615 | -0.15867 | -0.060964 | -0.62849 | -1.1946 | -0.060964 | -0.090816 | 0.025551 | 1.3379 | 0.21643 | 1.6652 | 23.9117 | -0.043292 | -0.089077 | -0.060303 | -0.043292 | -0.0397 | -0.14615 | -0.64413 | -0.96071 | -0.14615 | -0.15867 | -0.060964 | -0.62849 | -1.1946 | -0.060964 | -0.090816
267 | 0.39 | 0.21 | South/Central | SC | Greenville.Intl.AP.723120 | 3 | 1931227 | 52.7124 | 8.4605 | 65.5211 | 52.5882 | 12.9329 | 939.77 | -2.0443 | -9.64 | -2.7624 | 0.7181 | -6.868 | -3.8362 | -29.13 | -4.5811 | 0.74485 | -29.0795 | -2.7101 | -41.52 | -2.0937 | -0.6164 | -51.2377 | -2.0443 | -9.64 | -2.7624 | 0.7181 | -6.868 | -1.9037 | -10.13 | -2.5114 | 0.60765 | -8.0363 | 0.025551 | 1.3468 | 0.21617 | 1.6741 | 24.0118 | -0.052233 | -0.098018 | -0.069244 | -0.052233 | -0.048641 | -0.24631 | -0.74429 | -1.0609 | -0.24631 | -0.25883 | -0.17548 | -0.743 | -1.3092 | -0.17548 | -0.20533 | 0.025551 | 1.3468 | 0.21617 | 1.6741 | 24.0118 | -0.052233 | -0.098018 | -0.069244 | -0.052233 | -0.048641 | -0.24631 | -0.74429 | -1.0609 | -0.24631 | -0.25883 | -0.17548 | -0.743 | -1.3092 | -0.17548 | -0.20533
268 | 0.4 | 0.21 | South/Central | SC | Greenville.Intl.AP.723120 | 3 | 1931227 | 53.063 | 8.4507 | 65.8627 | 52.938 | 12.9247 | 943.43 | -2.3859 | -13.3 | -3.1122 | 0.7263 | -11.0187 | -4.1778 | -32.79 | -4.9309 | 0.75305 | -33.2303 | -3.0517 | -45.18 | -2.4435 | -0.6082 | -55.3885 | -2.3859 | -13.3 | -3.1122 | 0.7263 | -11.0187 | -2.2453 | -13.79 | -2.8611 | 0.61585 | -12.1871 | 0.025551 | 1.3558 | 0.21592 | 1.6828 | 24.1053 | -0.06096 | -0.10675 | -0.077972 | -0.06096 | -0.057369 | -0.33983 | -0.83781 | -1.1544 | -0.33983 | -0.35234 | -0.28154 | -0.84906 | -1.4152 | -0.28154 | -0.31139 | 0.025551 | 1.3558 | 0.21592 | 1.6828 | 24.1053 | -0.06096 | -0.10675 | -0.077972 | -0.06096 | -0.057369 | -0.33983 | -0.83781 | -1.1544 | -0.33983 | -0.35234 | -0.28154 | -0.84906 | -1.4152 | -0.28154 | -0.31139
Double | Double | Double | South/Central | SC | Greenville.Intl.AP.723120 | 3 | 1931227 | 50.1925 | 11.5007 | 67.375 | 50.0745 | 17.3006 | 1040.76 | -3.8982 | -110.63 | -0.24863 | -3.6495 | -147.9236 | -5.6901 | -130.12 | -2.0673 | -3.6228 | -170.1351 | -4.564 | -142.51 | 0.42007 | -4.984 | -192.2934 | -3.8982 | -110.63 | -0.24863 | -3.6495 | -147.9236 | -3.7576 | -111.12 | 0.0023828 | -3.76 | -149.0919 | 0.025551 | 1.2825 | 0.29385 | 1.7215 | 26.5922 | -0.099601 | -0.14539 | -0.11661 | -0.099601 | -0.09601 | -2.8267 | -3.3247 | -3.6412 | -2.8267 | -2.8392 | -3.7796 | -4.3471 | -4.9132 | -3.7796 | -3.8094 | 0.025551 | 1.2825 | 0.29385 | 1.7215 | 26.5922 | -0.099601 | -0.14539 | -0.11661 | -0.099601 | -0.09601 | -2.8267 | -3.3247 | -3.6412 | -2.8267 | -2.8392 | -3.7796 | -4.3471 | -4.9132 | -3.7796 | -3.8094
Single | Single | Single | South/Central | SC | Greenville.Intl.AP.723120 | 3 | 1931227 | 61.3645 | 13.2824 | 81.3907 | 61.2211 | 20.1696 | 1250.05 | -17.9139 | -319.92 | -11.3953 | -6.5186 | -404.3468 | -19.7058 | -339.41 | -13.214 | -6.4919 | -426.5583 | -18.5797 | -351.8 | -10.7266 | -7.8531 | -448.7165 | -17.9139 | -319.92 | -11.3953 | -6.5186 | -404.3468 | -17.7733 | -320.41 | -11.1443 | -6.6291 | -405.5151 | 0.025551 | 1.5679 | 0.33938 | 2.0796 | 31.9397 | -0.45771 | -0.5035 | -0.47473 | -0.45771 | -0.45412 | -8.1742 | -8.6722 | -8.9888 | -8.1742 | -8.1867 | -10.3314 | -10.8989 | -11.465 | -10.3314 | -10.3612 | 0.025551 | 1.5679 | 0.33938 | 2.0796 | 31.9397 | -0.45771 | -0.5035 | -0.47473 | -0.45771 | -0.45412 | -8.1742 | -8.6722 | -8.9888 | -8.1742 | -8.1867 | -10.3314 | -10.8989 | -11.465 | -10.3314 | -10.3612
1 | 0.35 | 0.47 | South/Central | MS | Jackson.Intl.AP.722350 | 3 | 1014636 | 35.3708 | 15.2049 | 56.247 | 34.9001 | 21.3469 | 1000.47 | 0.12103 | -54.09 | 2.9337 | -2.8126 | -74.0104 | -1.303 | -68.58 | 1.5161 | -2.8191 | -92.4066 | -0.90994 | -94.56 | 3.4312 | -4.3411 | -128.2639 | 0.12103 | -54.09 | 2.9337 | -2.8126 | -74.0104 | 0.19835 | -55.24 | 3.1076 | -2.9093 | -75.6162 | 0.013424 | 0.47482 | 0.20411 | 0.75506 | 13.4303 | 0.0016247 | -0.017492 | -0.012215 | 0.0016247 | 0.0026626 | -0.7261 | -0.92062 | -1.2694 | -0.7261 | -0.74154 | -0.99351 | -1.2405 | -1.7218 | -0.99351 | -1.0151 | 0.013424 | 0.47482 | 0.20411 | 0.75506 | 13.4303 | 0.0016247 | -0.017492 | -0.012215 | 0.0016247 | 0.0026626 | -0.7261 | -0.92062 | -1.2694 | -0.7261 | -0.74154 | -0.99351 | -1.2405 | -1.7218 | -0.99351 | -1.0151
2 | 0.35 | 0.42 | South/Central | MS | Jackson.Intl.AP.722350 | 3 | 1014636 | 36.2034 | 14.5011 | 56.1603 | 35.7216 | 20.4387 | 981.76 | 0.20768 | -35.38 | 2.1121 | -1.9044 | -48.5033 | -1.2164 | -49.87 | 0.69452 | -1.9109 | -66.8996 | -0.82329 | -75.85 | 2.6096 | -3.4329 | -102.7569 | 0.20768 | -35.38 | 2.1121 | -1.9044 | -48.5033 | 0.28499 | -36.53 | 2.286 | -2.001 | -50.1092 | 0.013424 | 0.48599 | 0.19466 | 0.75389 | 13.1791 | 0.0027878 | -0.016329 | -0.011052 | 0.0027878 | 0.0038257 | -0.47494 | -0.66945 | -1.0182 | -0.47494 | -0.49038 | -0.65111 | -0.89806 | -1.3794 | -0.65111 | -0.67266 | 0.013424 | 0.48599 | 0.19466 | 0.75389 | 13.1791 | 0.0027878 | -0.016329 | -0.011052 | 0.0027878 | 0.0038257 | -0.47494 | -0.66945 | -1.0182 | -0.47494 | -0.49038 | -0.65111 | -0.89806 | -1.3794 | -0.65111 | -0.67266
3 | 0.35 | 0.37 | South/Central | MS | Jackson.Intl.AP.722350 | 3 | 1014636 | 37.0391 | 13.8919 | 56.1907 | 36.5463 | 19.6444 | 966.44 | 0.17724 | -20.06 | 1.2874 | -1.1102 | -27.556 | -1.2468 | -34.55 | -0.13016 | -1.1167 | -45.9523 | -0.85373 | -60.53 | 1.7849 | -2.6387 | -81.8096 | 0.17724 | -20.06 | 1.2874 | -1.1102 | -27.556 | 0.25455 | -21.21 | 1.4613 | -1.2068 | -29.1618 | 0.013424 | 0.49721 | 0.18648 | 0.7543 | 12.9735 | 0.0023792 | -0.016737 | -0.01146 | 0.0023792 | 0.0034171 | -0.26928 | -0.4638 | -0.81255 | -0.26928 | -0.28472 | -0.36991 | -0.61686 | -1.0982 | -0.36991 | -0.39147 | 0.013424 | 0.49721 | 0.18648 | 0.7543 | 12.9735 | 0.0023792 | -0.016737 | -0.01146 | 0.0023792 | 0.0034171 | -0.26928 | -0.4638 | -0.81255 | -0.26928 | -0.28472 | -0.36991 | -0.61686 | -1.0982 | -0.36991 | -0.39147
4 | 0.35 | 0.32 | South/Central | MS | Jackson.Intl.AP.722350 | 3 | 1014636 | 37.9553 | 13.2865 | 56.3 | 37.4505 | 18.8495 | 951.9 | 0.067986 | -5.52 | 0.38327 | -0.31528 | -7.5998 | -1.3561 | -20.01 | -1.0343 | -0.32175 | -25.9961 | -0.96298 | -45.99 | 0.88077 | -1.8438 | -61.8533 | 0.067986 | -5.52 | 0.38327 | -0.31528 | -7.5998 | 0.1453 | -6.67 | 0.55718 | -0.41188 | -9.2056 | 0.013424 | 0.50951 | 0.17836 | 0.75577 | 12.7783 | 0.00091264 | -0.018204 | -0.012927 | 0.00091264 | 0.0019505 | -0.0741 | -0.26861 | -0.61737 | -0.0741 | -0.089538 | -0.10202 | -0.34897 | -0.83032 | -0.10202 | -0.12358 | 0.013424 | 0.50951 | 0.17836 | 0.75577 | 12.7783 | 0.00091264 | -0.018204 | -0.012927 | 0.00091264 | 0.0019505 | -0.0741 | -0.26861 | -0.61737 | -0.0741 | -0.089538 | -0.10202 | -0.34897 | -0.83032 | -0.10202 | -0.12358
5 | 0.35 | 0.27 | South/Central | MS | Jackson.Intl.AP.722350 | 3 | 1014636 | 38.5664 | 12.9298 | 56.4142 | 38.0534 | 18.3608 | 943.43 | -0.046187 | 2.95 | -0.21968 | 0.17349 | 4.0697 | -1.4702 | -11.54 | -1.6373 | 0.16702 | -14.3266 | -1.0772 | -37.52 | 0.27783 | -1.355 | -50.1839 | -0.046187 | 2.95 | -0.21968 | 0.17349 | 4.0697 | 0.031125 | 1.8 | -0.045765 | 0.07689 | 2.4639 | 0.013424 | 0.51771 | 0.17357 | 0.7573 | 12.6646 | -0.00062001 | -0.019736 | -0.01446 | -0.00062001 | 0.00041782 | 0.039601 | -0.15491 | -0.50367 | 0.039601 | 0.024163 | 0.054631 | -0.19232 | -0.67367 | 0.054631 | 0.033075 | 0.013424 | 0.51771 | 0.17357 | 0.7573 | 12.6646 | -0.00062001 | -0.019736 | -0.01446 | -0.00062001 | 0.00041782 | 0.039601 | -0.15491 | -0.50367 | 0.039601 | 0.024163 | 0.054631 | -0.19232 | -0.67367 | 0.054631 | 0.033075
6 | 0.35 | 0.23 | South/Central | MS | Jackson.Intl.AP.722350 | 3 | 1014636 | 38.938 | 12.7516 | 56.5157 | 38.4201 | 18.0956 | 939.21 | -0.14776 | 7.17 | -0.58639 | 0.43864 | 9.8928 | -1.5718 | -7.32 | -2.004 | 0.43217 | -8.5035 | -1.1787 | -33.3 | -0.088888 | -1.0898 | -44.3607 | -0.14776 | 7.17 | -0.58639 | 0.43864 | 9.8928 | -0.070445 | 6.02 | -0.41248 | 0.34203 | 8.287 | 0.013424 | 0.5227 | 0.17118 | 0.75867 | 12.6079 | -0.0019835 | -0.0211 | -0.015823 | -0.0019835 | -0.00094565 | 0.09625 | -0.098263 | -0.44702 | 0.09625 | 0.080812 | 0.1328 | -0.11415 | -0.5955 | 0.1328 | 0.11124 | 0.013424 | 0.5227 | 0.17118 | 0.75867 | 12.6079 | -0.0019835 | -0.0211 | -0.015823 | -0.0019835 | -0.00094565 | 0.09625 | -0.098263 | -0.44702 | 0.09625 | 0.080812 | 0.1328 | -0.11415 | -0.5955 | 0.1328 | 0.11124
7 | 0.35 | 0.19 | South/Central | MS | Jackson.Intl.AP.722350 | 3 | 1014636 | 39.8252 | 12.2186 | 56.6902 | 39.2956 | 17.3946 | 927.18 | -0.32224 | 19.2 | -1.4619 | 1.1397 | 26.4924 | -1.7463 | 4.71 | -2.8795 | 1.1332 | 8.0961 | -1.3532 | -21.27 | -0.96439 | -0.38882 | -27.7612 | -0.32224 | 19.2 | -1.4619 | 1.1397 | 26.4924 | -0.24493 | 18.05 | -1.288 | 1.0431 | 24.8866 | 0.013424 | 0.53461 | 0.16402 | 0.76101 | 12.4464 | -0.0043257 | -0.023442 | -0.018165 | -0.0043257 | -0.0032879 | 0.25774 | 0.063227 | -0.28553 | 0.25774 | 0.2423 | 0.35563 | 0.10868 | -0.37266 | 0.35563 | 0.33408 | 0.013424 | 0.53461 | 0.16402 | 0.76101 | 12.4464 | -0.0043257 | -0.023442 | -0.018165 | -0.0043257 | -0.0032879 | 0.25774 | 0.063227 | -0.28553 | 0.25774 | 0.2423 | 0.35563 | 0.10868 | -0.37266 | 0.35563 | 0.33408
8 | 0.35 | 0.17 | South/Central | MS | Jackson.Intl.AP.722350 | 3 | 1014636 | 40.2976 | 11.9481 | 56.8021 | 39.7618 | 17.0403 | 921.34 | -0.43407 | 25.04 | -1.928 | 1.494 | 34.5798 | -1.8581 | 10.55 | -3.3456 | 1.4875 | 16.1835 | -1.465 | -15.43 | -1.4305 | -0.0345 | -19.6738 | -0.43407 | 25.04 | -1.928 | 1.494 | 34.5798 | -0.35675 | 23.89 | -1.7541 | 1.3974 | 32.974 | 0.013424 | 0.54095 | 0.16039 | 0.76251 | 12.368 | -0.0058269 | -0.024943 | -0.019667 | -0.0058269 | -0.0047891 | 0.33614 | 0.14162 | -0.20713 | 0.33614 | 0.3207 | 0.4642 | 0.21725 | -0.2641 | 0.4642 | 0.44264 | 0.013424 | 0.54095 | 0.16039 | 0.76251 | 12.368 | -0.0058269 | -0.024943 | -0.019667 | -0.0058269 | -0.0047891 | 0.33614 | 0.14162 | -0.20713 | 0.33614 | 0.3207 | 0.4642 | 0.21725 | -0.2641 | 0.4642 | 0.44264
9 | 0.33 | 0.47 | South/Central | MS | Jackson.Intl.AP.722350 | 3 | 1014636 | 34.816 | 15.2257 | 55.7031 | 34.3524 | 21.3507 | 995.05 | 0.6649 | -48.67 | 3.4813 | -2.8164 | -67.1523 | -0.75915 | -63.16 | 2.0637 | -2.8229 | -85.5485 | -0.36607 | -89.14 | 3.9788 | -4.3449 | -121.4058 | 0.6649 | -48.67 | 3.4813 | -2.8164 | -67.1523 | 0.74222 | -49.82 | 3.6552 | -2.913 | -68.7581 | 0.013424 | 0.46737 | 0.20439 | 0.74776 | 13.3575 | 0.0089256 | -0.010191 | -0.0049141 | 0.0089256 | 0.0099635 | -0.65334 | -0.84786 | -1.1966 | -0.65334 | -0.66878 | -0.90145 | -1.1484 | -1.6297 | -0.90145 | -0.92301 | 0.013424 | 0.46737 | 0.20439 | 0.74776 | 13.3575 | 0.0089256 | -0.010191 | -0.0049141 | 0.0089256 | 0.0099635 | -0.65334 | -0.84786 | -1.1966 | -0.65334 | -0.66878 | -0.90145 | -1.1484 | -1.6297 | -0.90145 | -0.92301
10 | 0.33 | 0.42 | South/Central | MS | Jackson.Intl.AP.722350 | 3 | 1014636 | 35.6429 | 14.5227 | 55.6115 | 35.1683 | 20.4432 | 976.31 | 0.75649 | -29.93 | 2.6654 | -1.9089 | -41.6008 | -0.66757 | -44.42 | 1.2478 | -1.9154 | -59.9971 | -0.27448 | -70.4 | 3.1629 | -3.4374 | -95.8544 | 0.75649 | -29.93 | 2.6654 | -1.9089 | -41.6008 | 0.8338 | -31.08 | 2.8393 | -2.0055 | -43.2067 | 0.013424 | 0.47847 | 0.19495 | 0.74653 | 13.1059 | 0.010155 | -0.0089614 | -0.0036847 | 0.010155 | 0.011193 | -0.40178 | -0.59629 | -0.94505 | -0.40178 | -0.41722 | -0.55845 | -0.8054 | -1.2867 | -0.55845 | -0.58 | 0.013424 | 0.47847 | 0.19495 | 0.74653 | 13.1059 | 0.010155 | -0.0089614 | -0.0036847 | 0.010155 | 0.011193 | -0.40178 | -0.59629 | -0.94505 | -0.40178 | -0.41722 | -0.55845 | -0.8054 | -1.2867 | -0.55845 | -0.58
11 | 0.33 | 0.37 | South/Central | MS | Jackson.Intl.AP.722350 | 3 | 1014636 | 36.4751 | 13.9146 | 55.6394 | 35.9896 | 19.6498 | 960.98 | 0.72862 | -14.6 | 1.8441 | -1.1155 | -20.6432 | -0.69543 | -29.09 | 0.42653 | -1.122 | -39.0395 | -0.30235 | -55.07 | 2.3416 | -2.644 | -74.8967 | 0.72862 | -14.6 | 1.8441 | -1.1155 | -20.6432 | 0.80593 | -15.75 | 2.018 | -1.2121 | -22.249 | 0.013424 | 0.48964 | 0.18679 | 0.7469 | 12.9002 | 0.0097809 | -0.0093355 | -0.0040587 | 0.0097809 | 0.010819 | -0.19599 | -0.3905 | -0.73926 | -0.19599 | -0.21143 | -0.27711 | -0.52406 | -1.0054 | -0.27711 | -0.29867 | 0.013424 | 0.48964 | 0.18679 | 0.7469 | 12.9002 | 0.0097809 | -0.0093355 | -0.0040587 | 0.0097809 | 0.010819 | -0.19599 | -0.3905 | -0.73926 | -0.19599 | -0.21143 | -0.27711 | -0.52406 | -1.0054 | -0.27711 | -0.29867
12 | 0.33 | 0.32 | South/Central | MS | Jackson.Intl.AP.722350 | 3 | 1014636 | 37.3905 | 13.3054 | 55.7441 | 36.893 | 18.8511 | 946.33 | 0.62389 | 0.05 | 0.94075 | -0.31686 | -0.52868 | -0.80016 | -14.44 | -0.47684 | -0.32333 | -18.925 | -0.40708 | -40.42 | 1.4383 | -1.8453 | -54.7822 | 0.62389 | 0.05 | 0.94075 | -0.31686 | -0.52868 | 0.7012 | -1.1 | 1.1147 | -0.41346 | -2.1345 | 0.013424 | 0.50193 | 0.17861 | 0.74831 | 12.7035 | 0.0083751 | -0.010741 | -0.0054646 | 0.0083751 | 0.0094129 | 0.0006712 | -0.19384 | -0.5426 | 0.0006712 | -0.014766 | -0.0070969 | -0.25405 | -0.73539 | -0.0070969 | -0.028653 | 0.013424 | 0.50193 | 0.17861 | 0.74831 | 12.7035 | 0.0083751 | -0.010741 | -0.0054646 | 0.0083751 | 0.0094129 | 0.0006712 | -0.19384 | -0.5426 | 0.0006712 | -0.014766 | -0.0070969 | -0.25405 | -0.73539 | -0.0070969 | -0.028653
13 | 0.33 | 0.27 | South/Central | MS | Jackson.Intl.AP.722350 | 3 | 1014636 | 37.9951 | 12.9483 | 55.8514 | 37.4895 | 18.3619 | 937.78 | 0.51654 | 8.6 | 0.34423 | 0.17232 | 11.2389 | -0.90751 | -5.89 | -1.0734 | 0.16585 | -7.1574 | -0.51443 | -31.87 | 0.84173 | -1.3562 | -43.0147 | 0.51654 | 8.6 | 0.34423 | 0.17232 | 11.2389 | 0.59385 | 7.45 | 0.51814 | 0.075713 | 9.633 | 0.013424 | 0.51004 | 0.17382 | 0.74975 | 12.5887 | 0.006934 | -0.012182 | -0.0069057 | 0.006934 | 0.0079719 | 0.11545 | -0.079067 | -0.42782 | 0.11545 | 0.10001 | 0.15087 | -0.096081 | -0.57743 | 0.15087 | 0.12931 | 0.013424 | 0.51004 | 0.17382 | 0.74975 | 12.5887 | 0.006934 | -0.012182 | -0.0069057 | 0.006934 | 0.0079719 | 0.11545 | -0.079067 | -0.42782 | 0.11545 | 0.10001 | 0.15087 | -0.096081 | -0.57743 | 0.15087 | 0.12931
14 | 0.33 | 0.23 | South/Central | MS | Jackson.Intl.AP.722350 | 3 | 1014636 | 38.3644 | 12.7579 | 55.9347 | 37.8539 | 18.0808 | 933.06 | 0.4333 | 13.32 | -0.020158 | 0.45346 | 17.7264 | -0.99075 | -1.17 | -1.4377 | 0.44699 | -0.66984 | -0.59767 | -27.15 | 0.47735 | -1.075 | -36.5271 | 0.4333 | 13.32 | -0.020158 | 0.45346 | 17.7264 | 0.51062 | 12.17 | 0.15376 | 0.35686 | 16.1206 | 0.013424 | 0.515 | 0.17126 | 0.75086 | 12.5254 | 0.0058166 | -0.0133 | -0.008023 | 0.0058166 | 0.0068545 | 0.17881 | -0.015706 | -0.36446 | 0.17881 | 0.16337 | 0.23796 | -0.0089919 | -0.49034 | 0.23796 | 0.2164 | 0.013424 | 0.515 | 0.17126 | 0.75086 | 12.5254 | 0.0058166 | -0.0133 | -0.008023 | 0.0058166 | 0.0068545 | 0.17881 | -0.015706 | -0.36446 | 0.17881 | 0.16337 | 0.23796 | -0.0089919 | -0.49034 | 0.23796 | 0.2164
15 | 0.33 | 0.19 | South/Central | MS | Jackson.Intl.AP.722350 | 3 | 1014636 | 39.2549 | 12.2286 | 56.1196 | 38.7328 | 17.3868 | 921.29 | 0.24838 | 25.09 | -0.89907 | 1.1475 | 34.0036 | -1.1757 | 10.6 | -2.3167 | 1.141 | 15.6073 | -0.78259 | -15.38 | -0.40157 | -0.38102 | -20.25 | 0.24838 | 25.09 | -0.89907 | 1.1475 | 34.0036 | 0.32569 | 23.94 | -0.72516 | 1.0509 | 32.3978 | 0.013424 | 0.52696 | 0.16416 | 0.75335 | 12.3674 | 0.0033342 | -0.015782 | -0.010505 | 0.0033342 | 0.0043721 | 0.33681 | 0.14229 | -0.20646 | 0.33681 | 0.32137 | 0.45646 | 0.20951 | -0.27183 | 0.45646 | 0.43491 | 0.013424 | 0.52696 | 0.16416 | 0.75335 | 12.3674 | 0.0033342 | -0.015782 | -0.010505 | 0.0033342 | 0.0043721 | 0.33681 | 0.14229 | -0.20646 | 0.33681 | 0.32137 | 0.45646 | 0.20951 | -0.27183 | 0.45646 | 0.43491
16 | 0.33 | 0.17 | South/Central | MS | Jackson.Intl.AP.722350 | 3 | 1014636 | 39.7239 | 11.9536 | 56.2183 | 39.1955 | 17.0227 | 915.12 | 0.14972 | 31.26 | -1.3618 | 1.5115 | 42.5217 | -1.2743 | 16.77 | -2.7794 | 1.5051 | 24.1254 | -0.88125 | -9.21 | -0.8643 | -0.016944 | -11.7318 | 0.14972 | 31.26 | -1.3618 | 1.5115 | 42.5217 | 0.22704 | 30.11 | -1.1879 | 1.4149 | 40.9159 | 0.013424 | 0.53325 | 0.16046 | 0.75467 | 12.2845 | 0.0020099 | -0.017107 | -0.01183 | 0.0020099 | 0.0030477 | 0.41963 | 0.22512 | -0.12363 | 0.41963 | 0.4042 | 0.57081 | 0.32386 | -0.15749 | 0.57081 | 0.54925 | 0.013424 | 0.53325 | 0.16046 | 0.75467 | 12.2845 | 0.0020099 | -0.017107 | -0.01183 | 0.0020099 | 0.0030477 | 0.41963 | 0.22512 | -0.12363 | 0.41963 | 0.4042 | 0.57081 | 0.32386 | -0.15749 | 0.57081 | 0.54925
17 | 0.3 | 0.47 | South/Central | MS | Jackson.Intl.AP.722350 | 3 | 1014636 | 33.9666 | 15.2761 | 54.8995 | 33.5139 | 21.3856 | 987.61 | 1.4685 | -41.23 | 4.3198 | -2.8513 | -57.8065 | 0.044456 | -55.72 | 2.9022 | -2.8578 | -76.2028 | 0.43754 | -81.7 | 4.8173 | -4.3798 | -112.0601 | 1.4685 | -41.23 | 4.3198 | -2.8513 | -57.8065 | 1.5458 | -42.38 | 4.4937 | -2.9479 | -59.4123 | 0.013424 | 0.45597 | 0.20507 | 0.73697 | 13.2576 | 0.019713 | 0.00059678 | 0.0058735 | 0.019713 | 0.020751 | -0.55347 | -0.74798 | -1.0967 | -0.55347 | -0.56891 | -0.77599 | -1.0229 | -1.5043 | -0.77599 | -0.79755 | 0.013424 | 0.45597 | 0.20507 | 0.73697 | 13.2576 | 0.019713 | 0.00059678 | 0.0058735 | 0.019713 | 0.020751 | -0.55347 | -0.74798 | -1.0967 | -0.55347 | -0.56891 | -0.77599 | -1.0229 | -1.5043 | -0.77599 | -0.79755
18 | 0.3 | 0.42 | South/Central | MS | Jackson.Intl.AP.722350 | 3 | 1014636 | 34.7926 | 14.5589 | 54.7863 | 34.3291 | 20.4572 | 968.24 | 1.5817 | -21.86 | 3.5047 | -1.9229 | -31.4178 | 0.15768 | -36.35 | 2.0871 | -1.9294 | -49.8141 | 0.55077 | -62.33 | 4.0022 | -3.4514 | -85.6713 | 1.5817 | -21.86 | 3.5047 | -1.9229 | -31.4178 | 1.659 | -23.01 | 3.6786 | -2.0195 | -33.0236 | 0.013424 | 0.46705 | 0.19544 | 0.73545 | 12.9976 | 0.021233 | 0.0021167 | 0.0073935 | 0.021233 | 0.022271 | -0.29345 | -0.48796 | -0.83672 | -0.29345 | -0.30889 | -0.42175 | -0.6687 | -1.15 | -0.42175 | -0.44331 | 0.013424 | 0.46705 | 0.19544 | 0.73545 | 12.9976 | 0.021233 | 0.0021167 | 0.0073935 | 0.021233 | 0.022271 | -0.29345 | -0.48796 | -0.83672 | -0.29345 | -0.30889 | -0.42175 | -0.6687 | -1.15 | -0.42175 | -0.44331
19 | 0.3 | 0.37 | South/Central | MS | Jackson.Intl.AP.722350 | 3 | 1014636 | 35.6183 | 13.9497 | 54.802 | 35.1439 | 19.6581 | 952.69 | 1.566 | -6.31 | 2.6898 | -1.1239 | -10.1535 | 0.1419 | -20.8 | 1.2722 | -1.1303 | -28.5498 | 0.53498 | -46.78 | 3.1873 | -2.6523 | -64.4071 | 1.566 | -6.31 | 2.6898 | -1.1239 | -10.1535 | 1.6433 | -7.46 | 2.8637 | -1.2205 | -11.7593 | 0.013424 | 0.47814 | 0.18726 | 0.73566 | 12.7889 | 0.021021 | 0.0019048 | 0.0071816 | 0.021021 | 0.022059 | -0.084705 | -0.27922 | -0.62797 | -0.084705 | -0.10014 | -0.1363 | -0.38325 | -0.8646 | -0.1363 | -0.15786 | 0.013424 | 0.47814 | 0.18726 | 0.73566 | 12.7889 | 0.021021 | 0.0019048 | 0.0071816 | 0.021021 | 0.022059 | -0.084705 | -0.27922 | -0.62797 | -0.084705 | -0.10014 | -0.1363 | -0.38325 | -0.8646 | -0.1363 | -0.15786
20 | 0.3 | 0.32 | South/Central | MS | Jackson.Intl.AP.722350 | 3 | 1014636 | 36.5215 | 13.3325 | 54.8882 | 36.0351 | 18.8531 | 937.73 | 1.4798 | 8.65 | 1.7986 | -0.31882 | 10.3711 | 0.05575 | -5.84 | 0.38104 | -0.32529 | -8.0251 | 0.44883 | -31.82 | 2.2961 | -1.8473 | -43.8824 | 1.4798 | 8.65 | 1.7986 | -0.31882 | 10.3711 | 1.5571 | 7.5 | 1.9725 | -0.41542 | 8.7653 | 0.013424 | 0.49026 | 0.17897 | 0.73682 | 12.5881 | 0.019865 | 0.00074839 | 0.0060251 | 0.019865 | 0.020903 | 0.11612 | -0.078396 | -0.42715 | 0.11612 | 0.10068 | 0.13922 | -0.10773 | -0.58908 | 0.13922 | 0.11767 | 0.013424 | 0.49026 | 0.17897 | 0.73682 | 12.5881 | 0.019865 | 0.00074839 | 0.0060251 | 0.019865 | 0.020903 | 0.11612 | -0.078396 | -0.42715 | 0.11612 | 0.10068 | 0.13922 | -0.10773 | -0.58908 | 0.13922 | 0.11767
21 | 0.3 | 0.27 | South/Central | MS | Jackson.Intl.AP.722350 | 3 | 1014636 | 37.1203 | 12.9745 | 54.9862 | 36.626 | 18.3602 | 929.02 | 1.3818 | 17.36 | 1.2077 | 0.17409 | 22.3589 | -0.042225 | 2.87 | -0.20984 | 0.16762 | 3.9626 | 0.35086 | -23.11 | 1.7052 | -1.3544 | -31.8947 | 1.3818 | 17.36 | 1.2077 | 0.17409 | 22.3589 | 1.4591 | 16.21 | 1.3817 | 0.077485 | 20.7531 | 0.013424 | 0.4983 | 0.17417 | 0.73813 | 12.4711 | 0.01855 | -0.00056682 | 0.0047099 | 0.01855 | 0.019587 | 0.23304 | 0.038527 | -0.31023 | 0.23304 | 0.2176 | 0.30015 | 0.053194 | -0.42815 | 0.30015 | 0.27859 | 0.013424 | 0.4983 | 0.17417 | 0.73813 | 12.4711 | 0.01855 | -0.00056682 | 0.0047099 | 0.01855 | 0.019587 | 0.23304 | 0.038527 | -0.31023 | 0.23304 | 0.2176 | 0.30015 | 0.053194 | -0.42815 | 0.30015 | 0.27859
22 | 0.3 | 0.23 | South/Central | MS | Jackson.Intl.AP.722350 | 3 | 1014636 | 37.4941 | 12.7838 | 55.0703 | 36.9949 | 18.0754 | 924.25 | 1.2977 | 22.13 | 0.8388 | 0.45885 | 28.9318 | -0.1264 | 7.64 | -0.57879 | 0.45239 | 10.5355 | 0.26668 | -18.34 | 1.3363 | -1.0696 | -25.3218 | 1.2977 | 22.13 | 0.8388 | 0.45885 | 28.9318 | 1.375 | 20.98 | 1.0127 | 0.36225 | 27.326 | 0.013424 | 0.50332 | 0.17161 | 0.73926 | 12.4071 | 0.01742 | -0.0016968 | 0.0035799 | 0.01742 | 0.018457 | 0.29707 | 0.10256 | -0.2462 | 0.29707 | 0.28163 | 0.38838 | 0.14143 | -0.33992 | 0.38838 | 0.36682 | 0.013424 | 0.50332 | 0.17161 | 0.73926 | 12.4071 | 0.01742 | -0.0016968 | 0.0035799 | 0.01742 | 0.018457 | 0.29707 | 0.10256 | -0.2462 | 0.29707 | 0.28163 | 0.38838 | 0.14143 | -0.33992 | 0.38838 | 0.36682
23 | 0.3 | 0.19 | South/Central | MS | Jackson.Intl.AP.722350 | 3 | 1014636 | 38.376 | 12.2444 | 55.2365 | 37.8651 | 17.3714 | 912.08 | 1.1315 | 34.3 | -0.031363 | 1.1629 | 45.7191 | -0.29253 | 19.81 | -1.4489 | 1.1564 | 27.3228 | 0.10055 | -6.17 | 0.46614 | -0.36559 | -8.5345 | 1.1315 | 34.3 | -0.031363 | 1.1629 | 45.7191 | 1.2088 | 33.15 | 0.14255 | 1.0663 | 44.1133 | 0.013424 | 0.51516 | 0.16437 | 0.74149 | 12.2437 | 0.01519 | -0.0039269 | 0.0013498 | 0.01519 | 0.016227 | 0.46044 | 0.26593 | -0.082826 | 0.46044 | 0.445 | 0.61373 | 0.36678 | -0.11457 | 0.61373 | 0.59217 | 0.013424 | 0.51516 | 0.16437 | 0.74149 | 12.2437 | 0.01519 | -0.0039269 | 0.0013498 | 0.01519 | 0.016227 | 0.46044 | 0.26593 | -0.082826 | 0.46044 | 0.445 | 0.61373 | 0.36678 | -0.11457 | 0.61373 | 0.59217
24 | 0.3 | 0.17 | South/Central | MS | Jackson.Intl.AP.722350 | 3 | 1014636 | 38.8484 | 11.9687 | 55.337 | 38.3312 | 17.0058 | 905.91 | 1.031 | 40.47 | -0.49751 | 1.5285 | 54.2536 | -0.39308 | 25.98 | -1.9151 | 1.522 | 35.8573 | 0 | 0 | 0 | 0 | 0 | 1.031 | 40.47 | -0.49751 | 1.5285 | 54.2536 | 1.1083 | 39.32 | -0.32359 | 1.4319 | 52.6477 | 0.013424 | 0.5215 | 0.16067 | 0.74284 | 12.1609 | 0.01384 | -0.0052767 | 0 | 0.01384 | 0.014878 | 0.54327 | 0.34875 | 0 | 0.54327 | 0.52783 | 0.7283 | 0.48135 | 0 | 0.7283 | 0.70674 | 0.013424 | 0.5215 | 0.16067 | 0.74284 | 12.1609 | 0.01384 | -0.0052767 | 0 | 0.01384 | 0.014878 | 0.54327 | 0.34875 | 0 | 0.54327 | 0.52783 | 0.7283 | 0.48135 | 0 | 0.7283 | 0.70674
25 | 0.28 | 0.47 | South/Central | MS | Jackson.Intl.AP.722350 | 3 | 1014636 | 33.5619 | 15.155 | 54.3236 | 33.1144 | 21.2092 | 978.34 | 2.0444 | -31.96 | 4.7194 | -2.675 | -45.7001 | 0.62033 | -46.45 | 3.3018 | -2.6814 | -64.0964 | 1.0134 | -72.43 | 5.2169 | -4.2034 | -99.9537 | 2.0444 | -31.96 | 4.7194 | -2.675 | -45.7001 | 2.1217 | -33.11 | 4.8933 | -2.7716 | -47.3059 | 0.013424 | 0.45053 | 0.20344 | 0.72924 | 13.1332 | 0.027444 | 0.0083273 | 0.013604 | 0.027444 | 0.028482 | -0.42903 | -0.62354 | -0.9723 | -0.42903 | -0.44447 | -0.61348 | -0.86043 | -1.3418 | -0.61348 | -0.63503 | 0.013424 | 0.45053 | 0.20344 | 0.72924 | 13.1332 | 0.027444 | 0.0083273 | 0.013604 | 0.027444 | 0.028482 | -0.42903 | -0.62354 | -0.9723 | -0.42903 | -0.44447 | -0.61348 | -0.86043 | -1.3418 | -0.61348 | -0.63503
26 | 0.28 | 0.42 | South/Central | MS | Jackson.Intl.AP.722350 | 3 | 1014636 | 34.2523 | 14.557 | 54.2152 | 33.7957 | 20.4195 | 961.73 | 2.1528 | -15.35 | 4.038 | -1.8852 | -23.0971 | 0.72873 | -29.84 | 2.6204 | -1.8917 | -41.4934 | 1.1218 | -55.82 | 4.5355 | -3.4137 | -77.3507 | 2.1528 | -15.35 | 4.038 | -1.8852 | -23.0971 | 2.2301 | -16.5 | 4.2119 | -1.9818 | -24.703 | 0.013424 | 0.4598 | 0.19541 | 0.72778 | 12.9102 | 0.028899 | 0.0097824 | 0.015059 | 0.028899 | 0.029937 | -0.20606 | -0.40057 | -0.74933 | -0.20606 | -0.2215 | -0.31006 | -0.55701 | -1.0384 | -0.31006 | -0.33161 | 0.013424 | 0.4598 | 0.19541 | 0.72778 | 12.9102 | 0.028899 | 0.0097824 | 0.015059 | 0.028899 | 0.029937 | -0.20606 | -0.40057 | -0.74933 | -0.20606 | -0.2215 | -0.31006 | -0.55701 | -1.0384 | -0.31006 | -0.33161
27 | 0.28 | 0.37 | South/Central | MS | Jackson.Intl.AP.722350 | 3 | 1014636 | 34.934 | 14.046 | 54.223 | 34.4684 | 19.7546 | 948.75 | 2.145 | -2.37 | 3.3653 | -1.2204 | -5.3363 | 0.72091 | -16.86 | 1.9477 | -1.2268 | -23.7326 | 1.114 | -42.84 | 3.8628 | -2.7488 | -59.5899 | 2.145 | -2.37 | 3.3653 | -1.2204 | -5.3363 | 2.2223 | -3.52 | 3.5392 | -1.317 | -6.9421 | 0.013424 | 0.46895 | 0.18855 | 0.72789 | 12.736 | 0.028794 | 0.0096775 | 0.014954 | 0.028794 | 0.029832 | -0.031815 | -0.22633 | -0.57508 | -0.031815 | -0.047252 | -0.071635 | -0.31859 | -0.79993 | -0.071635 | -0.093191 | 0.013424 | 0.46895 | 0.18855 | 0.72789 | 12.736 | 0.028794 | 0.0096775 | 0.014954 | 0.028794 | 0.029832 | -0.031815 | -0.22633 | -0.57508 | -0.031815 | -0.047252 | -0.071635 | -0.31859 | -0.79993 | -0.071635 | -0.093191
28 | 0.28 | 0.32 | South/Central | MS | Jackson.Intl.AP.722350 | 3 | 1014636 | 35.7402 | 13.4931 | 54.2911 | 35.2641 | 19.027 | 935.13 | 2.0769 | 11.25 | 2.5697 | -0.49275 | 13.3392 | 0.65284 | -3.24 | 1.1521 | -0.49922 | -5.0571 | 1.0459 | -29.22 | 3.0672 | -2.0212 | -40.9144 | 2.0769 | 11.25 | 2.5697 | -0.49275 | 13.3392 | 2.1542 | 10.1 | 2.7436 | -0.58935 | 11.7334 | 0.013424 | 0.47978 | 0.18113 | 0.7288 | 12.5531 | 0.02788 | 0.0087638 | 0.014041 | 0.02788 | 0.028918 | 0.15102 | -0.043494 | -0.39225 | 0.15102 | 0.13558 | 0.17906 | -0.067886 | -0.54923 | 0.17906 | 0.15751 | 0.013424 | 0.47978 | 0.18113 | 0.7288 | 12.5531 | 0.02788 | 0.0087638 | 0.014041 | 0.02788 | 0.028918 | 0.15102 | -0.043494 | -0.39225 | 0.15102 | 0.13558 | 0.17906 | -0.067886 | -0.54923 | 0.17906 | 0.15751
29 | 0.28 | 0.27 | South/Central | MS | Jackson.Intl.AP.722350 | 3 | 1014636 | 36.3692 | 13.1096 | 54.3866 | 35.8848 | 18.5018 | 925.75 | 1.9814 | 20.63 | 1.949 | 0.032456 | 26.2267 | 0.55737 | 6.14 | 0.53138 | 0.025988 | 7.8304 | 0.95046 | -19.84 | 2.4465 | -1.496 | -28.0268 | 1.9814 | 20.63 | 1.949 | 0.032456 | 26.2267 | 2.0587 | 19.48 | 2.1229 | -0.064146 | 24.6209 | 0.013424 | 0.48822 | 0.17598 | 0.73008 | 12.4272 | 0.026599 | 0.0074821 | 0.012759 | 0.026599 | 0.027636 | 0.27694 | 0.082423 | -0.26633 | 0.27694 | 0.2615 | 0.35207 | 0.10512 | -0.37623 | 0.35207 | 0.33051 | 0.013424 | 0.48822 | 0.17598 | 0.73008 | 12.4272 | 0.026599 | 0.0074821 | 0.012759 | 0.026599 | 0.027636 | 0.27694 | 0.082423 | -0.26633 | 0.27694 | 0.2615 | 0.35207 | 0.10512 | -0.37623 | 0.35207 | 0.33051
30 | 0.28 | 0.23 | South/Central | MS | Jackson.Intl.AP.722350 | 3 | 1014636 | 36.8941 | 12.8027 | 54.4791 | 36.4026 | 18.0765 | 918.3 | 1.8889 | 28.08 | 1.4311 | 0.45774 | 36.4673 | 0.46482 | 13.59 | 0.013542 | 0.45128 | 18.071 | 0.8579 | -12.39 | 1.9286 | -1.0707 | -17.7863 | 1.8889 | 28.08 | 1.4311 | 0.45774 | 36.4673 | 1.9662 | 26.93 | 1.605 | 0.36114 | 34.8615 | 0.013424 | 0.49526 | 0.17186 | 0.73133 | 12.3272 | 0.025356 | 0.0062397 | 0.011516 | 0.025356 | 0.026394 | 0.37694 | 0.18243 | -0.16632 | 0.37694 | 0.36151 | 0.48954 | 0.24258 | -0.23876 | 0.48954 | 0.46798 | 0.013424 | 0.49526 | 0.17186 | 0.73133 | 12.3272 | 0.025356 | 0.0062397 | 0.011516 | 0.025356 | 0.026394 | 0.37694 | 0.18243 | -0.16632 | 0.37694 | 0.36151 | 0.48954 | 0.24258 | -0.23876 | 0.48954 | 0.46798
31 | 0.28 | 0.19 | South/Central | MS | Jackson.Intl.AP.722350 | 3 | 1014636 | 37.7659 | 12.2599 | 54.6319 | 37.2629 | 17.369 | 905.94 | 1.7361 | 40.44 | 0.5708 | 1.1653 | 53.5199 | 0.31204 | 25.95 | -0.84678 | 1.1588 | 35.1236 | 0.70512 | -0.03 | 1.0683 | -0.36318 | -0.73364 | 1.7361 | 40.44 | 0.5708 | 1.1653 | 53.5199 | 1.8134 | 39.29 | 0.74472 | 1.0687 | 51.9141 | 0.013424 | 0.50697 | 0.16458 | 0.73338 | 12.1613 | 0.023305 | 0.0041888 | 0.0094656 | 0.023305 | 0.024343 | 0.54286 | 0.34835 | -0.00040272 | 0.54286 | 0.52743 | 0.71845 | 0.4715 | -0.0098484 | 0.71845 | 0.69689 | 0.013424 | 0.50697 | 0.16458 | 0.73338 | 12.1613 | 0.023305 | 0.0041888 | 0.0094656 | 0.023305 | 0.024343 | 0.54286 | 0.34835 | -0.00040272 | 0.54286 | 0.52743 | 0.71845 | 0.4715 | -0.0098484 | 0.71845 | 0.69689
32 | 0.28 | 0.17 | South/Central | MS | Jackson.Intl.AP.722350 | 3 | 1014636 | 38.2341 | 11.9894 | 54.7342 | 37.7249 | 17.0094 | 899.91 | 1.6337 | 46.47 | 0.10885 | 1.5249 | 61.8706 | 0.20969 | 31.98 | -1.3087 | 1.5184 | 43.4743 | 0.60278 | 6 | 0.60636 | -0.0035837 | 7.617 | 1.6337 | 46.47 | 0.10885 | 1.5249 | 61.8706 | 1.7111 | 45.32 | 0.28277 | 1.4283 | 60.2647 | 0.013424 | 0.51325 | 0.16095 | 0.73475 | 12.0804 | 0.021931 | 0.0028149 | 0.0080916 | 0.021931 | 0.022969 | 0.62381 | 0.4293 | 0.080544 | 0.62381 | 0.60837 | 0.83055 | 0.5836 | 0.10225 | 0.83055 | 0.80899 | 0.013424 | 0.51325 | 0.16095 | 0.73475 | 12.0804 | 0.021931 | 0.0028149 | 0.0080916 | 0.021931 | 0.022969 | 0.62381 | 0.4293 | 0.080544 | 0.62381 | 0.60837 | 0.83055 | 0.5836 | 0.10225 | 0.83055 | 0.80899
33 | 0.27 | 0.47 | South/Central | MS | Jackson.Intl.AP.722350 | 3 | 1014636 | 33.3073 | 15.1359 | 54.0345 | 32.8632 | 21.1713 | 974.67 | 2.3335 | -28.29 | 4.9706 | -2.6371 | -40.9816 | 0.90947 | -42.78 | 3.553 | -2.6435 | -59.3779 | 1.3026 | -68.76 | 5.4681 | -4.1655 | -95.2352 | 2.3335 | -28.29 | 4.9706 | -2.6371 | -40.9816 | 2.4108 | -29.44 | 5.1445 | -2.7337 | -42.5874 | 0.013424 | 0.44712 | 0.20318 | 0.72536 | 13.0839 | 0.031325 | 0.012209 | 0.017485 | 0.031325 | 0.032363 | -0.37976 | -0.57428 | -0.92303 | -0.37976 | -0.3952 | -0.55014 | -0.79709 | -1.2784 | -0.55014 | -0.57169 | 0.013424 | 0.44712 | 0.20318 | 0.72536 | 13.0839 | 0.031325 | 0.012209 | 0.017485 | 0.031325 | 0.032363 | -0.37976 | -0.57428 | -0.92303 | -0.37976 | -0.3952 | -0.55014 | -0.79709 | -1.2784 | -0.55014 | -0.57169
34 | 0.27 | 0.42 | South/Central | MS | Jackson.Intl.AP.722350 | 3 | 1014636 | 33.9768 | 14.557 | 53.9298 | 33.5238 | 20.406 | 958.58 | 2.4382 | -12.2 | 4.31 | -1.8718 | -19.0833 | 1.0142 | -26.69 | 2.8924 | -1.8782 | -37.4796 | 1.4072 | -52.67 | 4.8075 | -3.4002 | -73.3368 | 2.4382 | -12.2 | 4.31 | -1.8718 | -19.0833 | 2.5155 | -13.35 | 4.4839 | -1.9684 | -20.6891 | 0.013424 | 0.4561 | 0.19541 | 0.72395 | 12.8679 | 0.03273 | 0.013614 | 0.018891 | 0.03273 | 0.033768 | -0.16377 | -0.35829 | -0.70704 | -0.16377 | -0.17921 | -0.25617 | -0.50312 | -0.98447 | -0.25617 | -0.27773 | 0.013424 | 0.4561 | 0.19541 | 0.72395 | 12.8679 | 0.03273 | 0.013614 | 0.018891 | 0.03273 | 0.033768 | -0.16377 | -0.35829 | -0.70704 | -0.16377 | -0.17921 | -0.25617 | -0.50312 | -0.98447 | -0.25617 | -0.27773
35 | 0.27 | 0.37 | South/Central | MS | Jackson.Intl.AP.722350 | 3 | 1014636 | 34.5428 | 14.1491 | 53.9515 | 34.0823 | 19.8692 | 948.25 | 2.4165 | -1.87 | 3.7514 | -1.335 | -4.9408 | 0.9924 | -16.36 | 2.3338 | -1.3414 | -23.337 | 1.3855 | -42.34 | 4.2489 | -2.8634 | -59.1943 | 2.4165 | -1.87 | 3.7514 | -1.335 | -4.9408 | 2.4938 | -3.02 | 3.9253 | -1.4316 | -6.5466 | 0.013424 | 0.4637 | 0.18994 | 0.72424 | 12.7293 | 0.032438 | 0.013322 | 0.018599 | 0.032438 | 0.033476 | -0.025103 | -0.21962 | -0.56837 | -0.025103 | -0.04054 | -0.066324 | -0.31328 | -0.79462 | -0.066324 | -0.087881 | 0.013424 | 0.4637 | 0.18994 | 0.72424 | 12.7293 | 0.032438 | 0.013322 | 0.018599 | 0.032438 | 0.033476 | -0.025103 | -0.21962 | -0.56837 | -0.025103 | -0.04054 | -0.066324 | -0.31328 | -0.79462 | -0.066324 | -0.087881
36 | 0.27 | 0.32 | South/Central | MS | Jackson.Intl.AP.722350 | 3 | 1014636 | 35.2728 | 13.6427 | 54.0033 | 34.8027 | 19.2005 | 935.62 | 2.3647 | 10.76 | 3.031 | -0.66627 | 12.361 | 0.94068 | -3.73 | 1.6134 | -0.67274 | -6.0353 | 1.3338 | -29.71 | 3.5285 | -2.1947 | -41.8926 | 2.3647 | 10.76 | 3.031 | -0.66627 | 12.361 | 2.442 | 9.61 | 3.2049 | -0.76288 | 10.7552 | 0.013424 | 0.4735 | 0.18314 | 0.72494 | 12.5597 | 0.031744 | 0.012628 | 0.017904 | 0.031744 | 0.032782 | 0.14444 | -0.050071 | -0.39883 | 0.14444 | 0.129 | 0.16593 | -0.081018 | -0.56236 | 0.16593 | 0.14438 | 0.013424 | 0.4735 | 0.18314 | 0.72494 | 12.5597 | 0.031744 | 0.012628 | 0.017904 | 0.031744 | 0.032782 | 0.14444 | -0.050071 | -0.39883 | 0.14444 | 0.129 | 0.16593 | -0.081018 | -0.56236 | 0.16593 | 0.14438
37 | 0.27 | 0.27 | South/Central | MS | Jackson.Intl.AP.722350 | 3 | 1014636 | 35.975 | 13.195 | 54.0911 | 35.4956 | 18.5956 | 924.6 | 2.2769 | 21.78 | 2.3382 | -0.061312 | 27.4882 | 0.85281 | 7.29 | 0.92059 | -0.067779 | 9.092 | 1.2459 | -18.69 | 2.8357 | -1.5898 | -26.7653 | 2.2769 | 21.78 | 2.3382 | -0.061312 | 27.4882 | 2.3542 | 20.63 | 2.5121 | -0.15791 | 25.8824 | 0.013424 | 0.48293 | 0.17713 | 0.72612 | 12.4118 | 0.030565 | 0.011448 | 0.016725 | 0.030565 | 0.031602 | 0.29237 | 0.097861 | -0.25089 | 0.29237 | 0.27694 | 0.369 | 0.12205 | -0.3593 | 0.369 | 0.34744 | 0.013424 | 0.48293 | 0.17713 | 0.72612 | 12.4118 | 0.030565 | 0.011448 | 0.016725 | 0.030565 | 0.031602 | 0.29237 | 0.097861 | -0.25089 | 0.29237 | 0.27694 | 0.369 | 0.12205 | -0.3593 | 0.369 | 0.34744
38 | 0.27 | 0.23 | South/Central | MS | Jackson.Intl.AP.722350 | 3 | 1014636 | 36.5894 | 12.8126 | 54.1843 | 36.1019 | 18.0824 | 915.44 | 2.1837 | 30.94 | 1.7318 | 0.4519 | 40.0834 | 0.75967 | 16.45 | 0.31423 | 0.44544 | 21.6872 | 1.1528 | -9.53 | 2.2293 | -1.0766 | -14.1701 | 2.1837 | 30.94 | 1.7318 | 0.4519 | 40.0834 | 2.261 | 29.79 | 1.9057 | 0.3553 | 38.4776 | 0.013424 | 0.49117 | 0.172 | 0.72737 | 12.2888 | 0.029314 | 0.010198 | 0.015475 | 0.029314 | 0.030352 | 0.41534 | 0.22082 | -0.12793 | 0.41534 | 0.3999 | 0.53808 | 0.29113 | -0.19022 | 0.53808 | 0.51652 | 0.013424 | 0.49117 | 0.172 | 0.72737 | 12.2888 | 0.029314 | 0.010198 | 0.015475 | 0.029314 | 0.030352 | 0.41534 | 0.22082 | -0.12793 | 0.41534 | 0.3999 | 0.53808 | 0.29113 | -0.19022 | 0.53808 | 0.51652
39 | 0.27 | 0.19 | South/Central | MS | Jackson.Intl.AP.722350 | 3 | 1014636 | 37.4601 | 12.2699 | 54.3261 | 36.9612 | 17.365 | 902.78 | 2.0418 | 43.6 | 0.87257 | 1.1693 | 57.5392 | 0.61779 | 29.11 | -0.54501 | 1.1628 | 39.1429 | 1.0109 | 3.13 | 1.3701 | -0.35921 | 3.2856 | 2.0418 | 43.6 | 0.87257 | 1.1693 | 57.5392 | 2.1192 | 42.45 | 1.0465 | 1.0727 | 55.9334 | 0.013424 | 0.50286 | 0.16471 | 0.72927 | 12.1189 | 0.02741 | 0.0082932 | 0.01357 | 0.02741 | 0.028447 | 0.58528 | 0.39077 | 0.042017 | 0.58528 | 0.56985 | 0.7724 | 0.52545 | 0.044106 | 0.7724 | 0.75085 | 0.013424 | 0.50286 | 0.16471 | 0.72927 | 12.1189 | 0.02741 | 0.0082932 | 0.01357 | 0.02741 | 0.028447 | 0.58528 | 0.39077 | 0.042017 | 0.58528 | 0.56985 | 0.7724 | 0.52545 | 0.044106 | 0.7724 | 0.75085
40 | 0.27 | 0.17 | South/Central | MS | Jackson.Intl.AP.722350 | 3 | 1014636 | 37.9195 | 11.9991 | 54.425 | 37.4144 | 17.0107 | 896.81 | 1.943 | 49.57 | 0.41938 | 1.5236 | 65.7928 | 0.51892 | 35.08 | -0.99821 | 1.5171 | 47.3965 | 0.91201 | 9.1 | 0.91689 | -0.0048778 | 11.5392 | 1.943 | 49.57 | 0.41938 | 1.5236 | 65.7928 | 2.0203 | 48.42 | 0.59329 | 1.427 | 64.187 | 0.013424 | 0.50903 | 0.16108 | 0.7306 | 12.0387 | 0.026082 | 0.006966 | 0.012243 | 0.026082 | 0.02712 | 0.66543 | 0.47091 | 0.12216 | 0.66543 | 0.64999 | 0.8832 | 0.63625 | 0.1549 | 0.8832 | 0.86164 | 0.013424 | 0.50903 | 0.16108 | 0.7306 | 12.0387 | 0.026082 | 0.006966 | 0.012243 | 0.026082 | 0.02712 | 0.66543 | 0.47091 | 0.12216 | 0.66543 | 0.64999 | 0.8832 | 0.63625 | 0.1549 | 0.8832 | 0.86164
41 | 0.26 | 0.47 | South/Central | MS | Jackson.Intl.AP.722350 | 3 | 1014636 | 33.0614 | 15.1196 | 53.7623 | 32.6204 | 21.1419 | 971.33 | 2.6057 | -24.95 | 5.2133 | -2.6076 | -36.709 | 1.1816 | -39.44 | 3.7958 | -2.6141 | -55.1053 | 1.5747 | -65.42 | 5.7108 | -4.1361 | -90.9625 | 2.6057 | -24.95 | 5.2133 | -2.6076 | -36.709 | 2.683 | -26.1 | 5.3873 | -2.7043 | -38.3148 | 0.013424 | 0.44381 | 0.20297 | 0.7217 | 13.0391 | 0.034979 | 0.015862 | 0.021139 | 0.034979 | 0.036016 | -0.33493 | -0.52944 | -0.8782 | -0.33493 | -0.35037 | -0.49278 | -0.73973 | -1.2211 | -0.49278 | -0.51434 | 0.013424 | 0.44381 | 0.20297 | 0.7217 | 13.0391 | 0.034979 | 0.015862 | 0.021139 | 0.034979 | 0.036016 | -0.33493 | -0.52944 | -0.8782 | -0.33493 | -0.35037 | -0.49278 | -0.73973 | -1.2211 | -0.49278 | -0.51434
42 | 0.26 | 0.42 | South/Central | MS | Jackson.Intl.AP.722350 | 3 | 1014636 | 33.7074 | 14.558 | 53.6514 | 33.2579 | 20.3934 | 955.52 | 2.7166 | -9.14 | 4.5758 | -1.8592 | -15.1826 | 1.2926 | -23.63 | 3.1582 | -1.8657 | -33.5789 | 1.6857 | -49.61 | 5.0733 | -3.3877 | -69.4361 | 2.7166 | -9.14 | 4.5758 | -1.8592 | -15.1826 | 2.7939 | -10.29 | 4.7497 | -1.9558 | -16.7884 | 0.013424 | 0.45249 | 0.19543 | 0.72021 | 12.8269 | 0.036468 | 0.017351 | 0.022628 | 0.036468 | 0.037506 | -0.12269 | -0.31721 | -0.66596 | -0.12269 | -0.13813 | -0.20381 | -0.45076 | -0.93211 | -0.20381 | -0.22537 | 0.013424 | 0.45249 | 0.19543 | 0.72021 | 12.8269 | 0.036468 | 0.017351 | 0.022628 | 0.036468 | 0.037506 | -0.12269 | -0.31721 | -0.66596 | -0.12269 | -0.13813 | -0.20381 | -0.45076 | -0.93211 | -0.20381 | -0.22537
43 | 0.26 | 0.37 | South/Central | MS | Jackson.Intl.AP.722350 | 3 | 1014636 | 34.1571 | 14.2542 | 53.6898 | 33.7016 | 19.9882 | 947.94 | 2.6782 | -1.56 | 4.1322 | -1.454 | -4.7885 | 1.2541 | -16.05 | 2.7146 | -1.4604 | -23.1847 | 1.6472 | -42.03 | 4.6297 | -2.9824 | -59.042 | 2.6782 | -1.56 | 4.1322 | -1.454 | -4.7885 | 2.7555 | -2.71 | 4.3061 | -1.5506 | -6.3943 | 0.013424 | 0.45852 | 0.19135 | 0.72073 | 12.7251 | 0.035952 | 0.016836 | 0.022112 | 0.035952 | 0.03699 | -0.020941 | -0.21545 | -0.56421 | -0.020941 | -0.036379 | -0.06428 | -0.31123 | -0.79258 | -0.06428 | -0.085837 | 0.013424 | 0.45852 | 0.19135 | 0.72073 | 12.7251 | 0.035952 | 0.016836 | 0.022112 | 0.035952 | 0.03699 | -0.020941 | -0.21545 | -0.56421 | -0.020941 | -0.036379 | -0.06428 | -0.31123 | -0.79258 | -0.06428 | -0.085837
44 | 0.26 | 0.32 | South/Central | MS | Jackson.Intl.AP.722350 | 3 | 1014636 | 34.7864 | 13.8279 | 53.7373 | 34.3225 | 19.4148 | 937.14 | 2.6306 | 9.24 | 3.5112 | -0.88054 | 10.0077 | 1.2066 | -5.25 | 2.0936 | -0.887 | -8.3886 | 1.5997 | -31.23 | 4.0087 | -2.409 | -44.2459 | 2.6306 | 9.24 | 3.5112 | -0.88054 | 10.0077 | 2.708 | 8.09 | 3.6851 | -0.97714 | 8.4019 | 0.013424 | 0.46697 | 0.18562 | 0.72137 | 12.5801 | 0.035314 | 0.016197 | 0.021474 | 0.035314 | 0.036352 | 0.12404 | -0.070476 | -0.41923 | 0.12404 | 0.1086 | 0.13434 | -0.11261 | -0.59395 | 0.13434 | 0.11279 | 0.013424 | 0.46697 | 0.18562 | 0.72137 | 12.5801 | 0.035314 | 0.016197 | 0.021474 | 0.035314 | 0.036352 | 0.12404 | -0.070476 | -0.41923 | 0.12404 | 0.1086 | 0.13434 | -0.11261 | -0.59395 | 0.13434 | 0.11279
45 | 0.26 | 0.27 | South/Central | MS | Jackson.Intl.AP.722350 | 3 | 1014636 | 35.5884 | 13.2758 | 53.7965 | 35.114 | 18.6825 | 923.33 | 2.5715 | 23.05 | 2.7197 | -0.14821 | 28.9239 | 1.1474 | 8.56 | 1.3021 | -0.15468 | 10.5277 | 1.5405 | -17.42 | 3.2172 | -1.6767 | -25.3296 | 2.5715 | 23.05 | 2.7197 | -0.14821 | 28.9239 | 2.6488 | 21.9 | 2.8936 | -0.24481 | 27.3181 | 0.013424 | 0.47774 | 0.17821 | 0.72216 | 12.3947 | 0.03452 | 0.015403 | 0.02068 | 0.03452 | 0.035557 | 0.30942 | 0.11491 | -0.23385 | 0.30942 | 0.29398 | 0.38827 | 0.14132 | -0.34002 | 0.38827 | 0.36672 | 0.013424 | 0.47774 | 0.17821 | 0.72216 | 12.3947 | 0.03452 | 0.015403 | 0.02068 | 0.03452 | 0.035557 | 0.30942 | 0.11491 | -0.23385 | 0.30942 | 0.29398 | 0.38827 | 0.14132 | -0.34002 | 0.38827 | 0.36672
46 | 0.26 | 0.23 | South/Central | MS | Jackson.Intl.AP.722350 | 3 | 1014636 | 36.2894 | 12.8192 | 53.881 | 35.8058 | 18.0752 | 912.24 | 2.487 | 34.14 | 2.0279 | 0.45908 | 44.1574 | 1.063 | 19.65 | 0.61036 | 0.45261 | 25.7611 | 1.4561 | -6.33 | 2.5255 | -1.0694 | -10.0962 | 2.487 | 34.14 | 2.0279 | 0.45908 | 44.1574 | 2.5643 | 32.99 | 2.2019 | 0.36248 | 42.5515 | 0.013424 | 0.48715 | 0.17208 | 0.7233 | 12.2459 | 0.033386 | 0.014269 | 0.019546 | 0.033386 | 0.034424 | 0.45829 | 0.26378 | -0.084974 | 0.45829 | 0.44286 | 0.59277 | 0.34582 | -0.13553 | 0.59277 | 0.57121 | 0.013424 | 0.48715 | 0.17208 | 0.7233 | 12.2459 | 0.033386 | 0.014269 | 0.019546 | 0.033386 | 0.034424 | 0.45829 | 0.26378 | -0.084974 | 0.45829 | 0.44286 | 0.59277 | 0.34582 | -0.13553 | 0.59277 | 0.57121
47 | 0.26 | 0.19 | South/Central | MS | Jackson.Intl.AP.722350 | 3 | 1014636 | 37.1546 | 12.2858 | 54.0364 | 36.6597 | 17.3767 | 900.09 | 2.3316 | 46.29 | 1.174 | 1.1575 | 60.9305 | 0.9075 | 31.8 | -0.24354 | 1.151 | 42.5342 | 1.3006 | 5.82 | 1.6716 | -0.37097 | 6.6769 | 2.3316 | 46.29 | 1.174 | 1.1575 | 60.9305 | 2.4089 | 45.14 | 1.348 | 1.0609 | 59.3246 | 0.013424 | 0.49876 | 0.16492 | 0.72538 | 12.0828 | 0.031299 | 0.012182 | 0.017459 | 0.031299 | 0.032337 | 0.6214 | 0.42688 | 0.078127 | 0.6214 | 0.60596 | 0.81793 | 0.57098 | 0.08963 | 0.81793 | 0.79637 | 0.013424 | 0.49876 | 0.16492 | 0.72538 | 12.0828 | 0.031299 | 0.012182 | 0.017459 | 0.031299 | 0.032337 | 0.6214 | 0.42688 | 0.078127 | 0.6214 | 0.60596 | 0.81793 | 0.57098 | 0.08963 | 0.81793 | 0.79637
48 | 0.26 | 0.17 | South/Central | MS | Jackson.Intl.AP.722350 | 3 | 1014636 | 37.6137 | 12.0091 | 54.1236 | 37.1126 | 17.011 | 893.78 | 2.2444 | 52.6 | 0.72115 | 1.5233 | 69.6409 | 0.82036 | 38.11 | -0.69644 | 1.5168 | 51.2446 | 1.2134 | 12.13 | 1.2187 | -0.0052154 | 15.3874 | 2.2444 | 52.6 | 0.72115 | 1.5233 | 69.6409 | 2.3217 | 51.45 | 0.89506 | 1.4267 | 68.0351 | 0.013424 | 0.50493 | 0.16121 | 0.72655 | 11.9981 | 0.030129 | 0.011012 | 0.016289 | 0.030129 | 0.031167 | 0.7061 | 0.51159 | 0.16283 | 0.7061 | 0.69066 | 0.93486 | 0.68791 | 0.20656 | 0.93486 | 0.9133 | 0.013424 | 0.50493 | 0.16121 | 0.72655 | 11.9981 | 0.030129 | 0.011012 | 0.016289 | 0.030129 | 0.031167 | 0.7061 | 0.51159 | 0.16283 | 0.7061 | 0.69066 | 0.93486 | 0.68791 | 0.20656 | 0.93486 | 0.9133
49 | 0.25 | 0.47 | South/Central | MS | Jackson.Intl.AP.722350 | 3 | 1014636 | 32.8114 | 15.1058 | 53.4885 | 32.3737 | 21.1148 | 968.03 | 2.8795 | -21.65 | 5.46 | -2.5805 | -32.477 | 1.4554 | -36.14 | 4.0424 | -2.587 | -50.8733 | 1.8485 | -62.12 | 5.9575 | -4.109 | -86.7306 | 2.8795 | -21.65 | 5.46 | -2.5805 | -32.477 | 2.9568 | -22.8 | 5.6339 | -2.6771 | -34.0828 | 0.013424 | 0.44046 | 0.20278 | 0.71803 | 12.9948 | 0.038654 | 0.019537 | 0.024814 | 0.038654 | 0.039692 | -0.29063 | -0.48514 | -0.8339 | -0.29063 | -0.30607 | -0.43597 | -0.68292 | -1.1643 | -0.43597 | -0.45753 | 0.013424 | 0.44046 | 0.20278 | 0.71803 | 12.9948 | 0.038654 | 0.019537 | 0.024814 | 0.038654 | 0.039692 | -0.29063 | -0.48514 | -0.8339 | -0.29063 | -0.30607 | -0.43597 | -0.68292 | -1.1643 | -0.43597 | -0.45753
50 | 0.25 | 0.42 | South/Central | MS | Jackson.Intl.AP.722350 | 3 | 1014636 | 33.4231 | 14.5581 | 53.3571 | 32.9772 | 20.3799 | 952.28 | 3.0109 | -5.9 | 4.8565 | -1.8456 | -11.0518 | 1.5869 | -20.39 | 3.4389 | -1.8521 | -29.4481 | 1.98 | -46.37 | 5.354 | -3.3741 | -65.3054 | 3.0109 | -5.9 | 4.8565 | -1.8456 | -11.0518 | 3.0882 | -7.05 | 5.0304 | -1.9422 | -12.6576 | 0.013424 | 0.44867 | 0.19543 | 0.71626 | 12.7834 | 0.040419 | 0.021302 | 0.026579 | 0.040419 | 0.041456 | -0.079201 | -0.27371 | -0.62247 | -0.079201 | -0.094639 | -0.14836 | -0.39531 | -0.87666 | -0.14836 | -0.16992 | 0.013424 | 0.44867 | 0.19543 | 0.71626 | 12.7834 | 0.040419 | 0.021302 | 0.026579 | 0.040419 | 0.041456 | -0.079201 | -0.27371 | -0.62247 | -0.079201 | -0.094639 | -0.14836 | -0.39531 | -0.87666 | -0.14836 | -0.16992
51 | 0.25 | 0.37 | South/Central | MS | Jackson.Intl.AP.722350 | 3 | 1014636 | 33.7651 | 14.3692 | 53.4274 | 33.3147 | 20.1127 | 947.72 | 2.9406 | -1.34 | 4.519 | -1.5785 | -4.7758 | 1.5165 | -15.83 | 3.1014 | -1.5849 | -23.1721 | 1.9096 | -41.81 | 5.0165 | -3.1069 | -59.0294 | 2.9406 | -1.34 | 4.519 | -1.5785 | -4.7758 | 3.0179 | -2.49 | 4.6929 | -1.6751 | -6.3816 | 0.013424 | 0.45326 | 0.19289 | 0.71721 | 12.7222 | 0.039474 | 0.020358 | 0.025634 | 0.039474 | 0.040512 | -0.017988 | -0.2125 | -0.56126 | -0.017988 | -0.033426 | -0.064111 | -0.31106 | -0.79241 | -0.064111 | -0.085667 | 0.013424 | 0.45326 | 0.19289 | 0.71721 | 12.7222 | 0.039474 | 0.020358 | 0.025634 | 0.039474 | 0.040512 | -0.017988 | -0.2125 | -0.56126 | -0.017988 | -0.033426 | -0.064111 | -0.31106 | -0.79241 | -0.064111 | -0.085667
52 | 0.25 | 0.32 | South/Central | MS | Jackson.Intl.AP.722350 | 3 | 1014636 | 34.2852 | 14.0245 | 53.4728 | 33.828 | 19.6448 | 938.97 | 2.8952 | 7.41 | 4.0058 | -1.1106 | 7.2125 | 1.4711 | -7.08 | 2.5882 | -1.1171 | -11.1837 | 1.8642 | -33.06 | 4.5033 | -2.6391 | -47.041 | 2.8952 | 7.41 | 4.0058 | -1.1106 | 7.2125 | 2.9725 | 6.26 | 4.1797 | -1.2072 | 5.6067 | 0.013424 | 0.46024 | 0.18826 | 0.71782 | 12.6047 | 0.038865 | 0.019748 | 0.025025 | 0.038865 | 0.039902 | 0.099472 | -0.095042 | -0.4438 | 0.099472 | 0.084034 | 0.096821 | -0.15013 | -0.63148 | 0.096821 | 0.075264 | 0.013424 | 0.46024 | 0.18826 | 0.71782 | 12.6047 | 0.038865 | 0.019748 | 0.025025 | 0.038865 | 0.039902 | 0.099472 | -0.095042 | -0.4438 | 0.099472 | 0.084034 | 0.096821 | -0.15013 | -0.63148 | 0.096821 | 0.075264
53 | 0.25 | 0.27 | South/Central | MS | Jackson.Intl.AP.722350 | 3 | 1014636 | 35.1929 | 13.3647 | 53.5053 | 34.7237 | 18.7816 | 922.33 | 2.8627 | 24.05 | 3.11 | -0.24732 | 29.9874 | 1.4386 | 9.56 | 1.6924 | -0.25379 | 11.5911 | 1.8317 | -16.42 | 3.6075 | -1.7758 | -24.2661 | 2.8627 | 24.05 | 3.11 | -0.24732 | 29.9874 | 2.94 | 22.9 | 3.2839 | -0.34392 | 28.3816 | 0.013424 | 0.47243 | 0.17941 | 0.71825 | 12.3813 | 0.038428 | 0.019312 | 0.024589 | 0.038428 | 0.039466 | 0.32285 | 0.12833 | -0.22042 | 0.32285 | 0.30741 | 0.40255 | 0.1556 | -0.32575 | 0.40255 | 0.38099 | 0.013424 | 0.47243 | 0.17941 | 0.71825 | 12.3813 | 0.038428 | 0.019312 | 0.024589 | 0.038428 | 0.039466 | 0.32285 | 0.12833 | -0.22042 | 0.32285 | 0.30741 | 0.40255 | 0.1556 | -0.32575 | 0.40255 | 0.38099
54 | 0.25 | 0.23 | South/Central | MS | Jackson.Intl.AP.722350 | 3 | 1014636 | 35.9786 | 12.8289 | 53.5736 | 35.499 | 18.0746 | 909.13 | 2.7944 | 37.25 | 2.3348 | 0.45962 | 48.1049 | 1.3703 | 22.76 | 0.91718 | 0.45315 | 29.7086 | 1.7634 | -3.22 | 2.8323 | -1.0689 | -6.1487 | 2.7944 | 37.25 | 2.3348 | 0.45962 | 48.1049 | 2.8717 | 36.1 | 2.5087 | 0.36302 | 46.4991 | 0.013424 | 0.48297 | 0.17221 | 0.71917 | 12.2041 | 0.037512 | 0.018395 | 0.023672 | 0.037512 | 0.03855 | 0.50004 | 0.30553 | -0.043225 | 0.50004 | 0.4846 | 0.64576 | 0.39881 | -0.082539 | 0.64576 | 0.6242 | 0.013424 | 0.48297 | 0.17221 | 0.71917 | 12.2041 | 0.037512 | 0.018395 | 0.023672 | 0.037512 | 0.03855 | 0.50004 | 0.30553 | -0.043225 | 0.50004 | 0.4846 | 0.64576 | 0.39881 | -0.082539 | 0.64576 | 0.6242
55 | 0.25 | 0.19 | South/Central | MS | Jackson.Intl.AP.722350 | 3 | 1014636 | 36.8401 | 12.2958 | 53.7221 | 36.3492 | 17.3729 | 896.84 | 2.6459 | 49.54 | 1.4846 | 1.1613 | 65.0563 | 1.2219 | 35.05 | 0.066987 | 1.1549 | 46.66 | 1.6149 | 9.07 | 1.9821 | -0.36713 | 10.8027 | 2.6459 | 49.54 | 1.4846 | 1.1613 | 65.0563 | 2.7232 | 48.39 | 1.6585 | 1.0647 | 63.4504 | 0.013424 | 0.49454 | 0.16506 | 0.72116 | 12.0391 | 0.035519 | 0.016402 | 0.021679 | 0.035519 | 0.036557 | 0.66502 | 0.47051 | 0.12176 | 0.66502 | 0.64959 | 0.87331 | 0.62636 | 0.14501 | 0.87331 | 0.85176 | 0.013424 | 0.49454 | 0.16506 | 0.72116 | 12.0391 | 0.035519 | 0.016402 | 0.021679 | 0.035519 | 0.036557 | 0.66502 | 0.47051 | 0.12176 | 0.66502 | 0.64959 | 0.87331 | 0.62636 | 0.14501 | 0.87331 | 0.85176
56 | 0.25 | 0.17 | South/Central | MS | Jackson.Intl.AP.722350 | 3 | 1014636 | 37.2982 | 12.0246 | 53.8189 | 36.8013 | 17.0176 | 890.84 | 2.5491 | 55.54 | 1.0325 | 1.5166 | 73.3617 | 1.125 | 41.05 | -0.38513 | 1.5102 | 54.9654 | 1.5181 | 15.07 | 1.53 | -0.011842 | 19.1081 | 2.5491 | 55.54 | 1.0325 | 1.5166 | 73.3617 | 2.6264 | 54.39 | 1.2064 | 1.42 | 71.7559 | 0.013424 | 0.50069 | 0.16142 | 0.72246 | 11.9586 | 0.034219 | 0.015102 | 0.020379 | 0.034219 | 0.035257 | 0.74557 | 0.55105 | 0.2023 | 0.74557 | 0.73013 | 0.9848 | 0.73785 | 0.25651 | 0.9848 | 0.96325 | 0.013424 | 0.50069 | 0.16142 | 0.72246 | 11.9586 | 0.034219 | 0.015102 | 0.020379 | 0.034219 | 0.035257 | 0.74557 | 0.55105 | 0.2023 | 0.74557 | 0.73013 | 0.9848 | 0.73785 | 0.25651 | 0.9848 | 0.96325
57 | 0.24 | 0.47 | South/Central | MS | Jackson.Intl.AP.722350 | 3 | 1014636 | 32.5069 | 15.1247 | 53.2026 | 32.073 | 21.1296 | 965.42 | 3.1654 | -19.04 | 5.7607 | -2.5953 | -29.215 | 1.7413 | -33.53 | 4.3431 | -2.6018 | -47.6113 | 2.1344 | -59.51 | 6.2582 | -4.1238 | -83.4686 | 3.1654 | -19.04 | 5.7607 | -2.5953 | -29.215 | 3.2427 | -20.19 | 5.9346 | -2.6919 | -30.8208 | 0.013424 | 0.43637 | 0.20303 | 0.71419 | 12.9598 | 0.042492 | 0.023376 | 0.028652 | 0.042492 | 0.04353 | -0.25559 | -0.45011 | -0.79886 | -0.25559 | -0.27103 | -0.39218 | -0.63913 | -1.1205 | -0.39218 | -0.41374 | 0.013424 | 0.43637 | 0.20303 | 0.71419 | 12.9598 | 0.042492 | 0.023376 | 0.028652 | 0.042492 | 0.04353 | -0.25559 | -0.45011 | -0.79886 | -0.25559 | -0.27103 | -0.39218 | -0.63913 | -1.1205 | -0.39218 | -0.41374
58 | 0.24 | 0.42 | South/Central | MS | Jackson.Intl.AP.722350 | 3 | 1014636 | 33.1265 | 14.5735 | 53.0755 | 32.6845 | 20.391 | 949.65 | 3.2925 | -3.27 | 5.1493 | -1.8568 | -7.7495 | 1.8684 | -17.76 | 3.7317 | -1.8633 | -26.1458 | 2.2615 | -43.74 | 5.6468 | -3.3853 | -62.0031 | 3.2925 | -3.27 | 5.1493 | -1.8568 | -7.7495 | 3.3698 | -4.42 | 5.3232 | -1.9534 | -9.3554 | 0.013424 | 0.44469 | 0.19563 | 0.71248 | 12.7481 | 0.044198 | 0.025082 | 0.030358 | 0.044198 | 0.045236 | -0.043896 | -0.23841 | -0.58716 | -0.043896 | -0.059334 | -0.10403 | -0.35098 | -0.83233 | -0.10403 | -0.12559 | 0.013424 | 0.44469 | 0.19563 | 0.71248 | 12.7481 | 0.044198 | 0.025082 | 0.030358 | 0.044198 | 0.045236 | -0.043896 | -0.23841 | -0.58716 | -0.043896 | -0.059334 | -0.10403 | -0.35098 | -0.83233 | -0.10403 | -0.12559
59 | 0.24 | 0.37 | South/Central | MS | Jackson.Intl.AP.722350 | 3 | 1014636 | 33.4658 | 14.3858 | 53.141 | 33.0194 | 20.1216 | 945 | 3.227 | 1.38 | 4.8144 | -1.5874 | -1.349 | 1.803 | -13.11 | 3.3968 | -1.5938 | -19.7452 | 2.1961 | -39.09 | 5.3119 | -3.1158 | -55.6025 | 3.227 | 1.38 | 4.8144 | -1.5874 | -1.349 | 3.3043 | 0.23 | 4.9883 | -1.684 | -2.9548 | 0.013424 | 0.44924 | 0.19311 | 0.71336 | 12.6856 | 0.043319 | 0.024203 | 0.02948 | 0.043319 | 0.044357 | 0.018525 | -0.17599 | -0.52474 | 0.018525 | 0.0030875 | -0.018108 | -0.26506 | -0.74641 | -0.018108 | -0.039665 | 0.013424 | 0.44924 | 0.19311 | 0.71336 | 12.6856 | 0.043319 | 0.024203 | 0.02948 | 0.043319 | 0.044357 | 0.018525 | -0.17599 | -0.52474 | 0.018525 | 0.0030875 | -0.018108 | -0.26506 | -0.74641 | -0.018108 | -0.039665
60 | 0.24 | 0.32 | South/Central | MS | Jackson.Intl.AP.722350 | 3 | 1014636 | 33.9852 | 14.0345 | 53.1737 | 33.5319 | 19.6419 | 935.89 | 3.1943 | 10.49 | 4.3019 | -1.1076 | 11.1192 | 1.7702 | -4 | 2.8843 | -1.1141 | -7.2771 | 2.1633 | -29.98 | 4.7994 | -2.6361 | -43.1344 | 3.1943 | 10.49 | 4.3019 | -1.1076 | 11.1192 | 3.2716 | 9.34 | 4.4758 | -1.2042 | 9.5134 | 0.013424 | 0.45622 | 0.1884 | 0.7138 | 12.5634 | 0.04288 | 0.023763 | 0.02904 | 0.04288 | 0.043917 | 0.14082 | -0.053696 | -0.40245 | 0.14082 | 0.12538 | 0.14926 | -0.097687 | -0.57903 | 0.14926 | 0.12771 | 0.013424 | 0.45622 | 0.1884 | 0.7138 | 12.5634 | 0.04288 | 0.023763 | 0.02904 | 0.04288 | 0.043917 | 0.14082 | -0.053696 | -0.40245 | 0.14082 | 0.12538 | 0.14926 | -0.097687 | -0.57903 | 0.14926 | 0.12771
61 | 0.24 | 0.27 | South/Central | MS | Jackson.Intl.AP.722350 | 3 | 1014636 | 34.8872 | 13.3806 | 53.2055 | 34.422 | 18.7835 | 919.34 | 3.1625 | 27.04 | 3.4118 | -0.24925 | 33.7724 | 1.7385 | 12.55 | 1.9942 | -0.25572 | 15.3761 | 2.1315 | -13.43 | 3.9093 | -1.7777 | -20.4811 | 3.1625 | 27.04 | 3.4118 | -0.24925 | 33.7724 | 3.2398 | 25.89 | 3.5857 | -0.34585 | 32.1666 | 0.013424 | 0.46832 | 0.17962 | 0.71423 | 12.3412 | 0.042453 | 0.023337 | 0.028614 | 0.042453 | 0.043491 | 0.36298 | 0.16847 | -0.18028 | 0.36298 | 0.34755 | 0.45336 | 0.20641 | -0.27494 | 0.45336 | 0.4318 | 0.013424 | 0.46832 | 0.17962 | 0.71423 | 12.3412 | 0.042453 | 0.023337 | 0.028614 | 0.042453 | 0.043491 | 0.36298 | 0.16847 | -0.18028 | 0.36298 | 0.34755 | 0.45336 | 0.20641 | -0.27494 | 0.45336 | 0.4318
62 | 0.24 | 0.23 | South/Central | MS | Jackson.Intl.AP.722350 | 3 | 1014636 | 35.6737 | 12.8392 | 53.2752 | 35.198 | 18.0772 | 906.17 | 3.0928 | 40.21 | 2.6358 | 0.45701 | 51.8527 | 1.6687 | 25.72 | 1.2182 | 0.45054 | 33.4565 | 2.0618 | -0.26 | 3.1333 | -1.0715 | -2.4008 | 3.0928 | 40.21 | 2.6358 | 0.45701 | 51.8527 | 3.1701 | 39.06 | 2.8097 | 0.3604 | 50.2469 | 0.013424 | 0.47888 | 0.17235 | 0.71516 | 12.1644 | 0.041517 | 0.022401 | 0.027677 | 0.041517 | 0.042555 | 0.53978 | 0.34526 | -0.0034902 | 0.53978 | 0.52434 | 0.69607 | 0.44912 | -0.032228 | 0.69607 | 0.67451 | 0.013424 | 0.47888 | 0.17235 | 0.71516 | 12.1644 | 0.041517 | 0.022401 | 0.027677 | 0.041517 | 0.042555 | 0.53978 | 0.34526 | -0.0034902 | 0.53978 | 0.52434 | 0.69607 | 0.44912 | -0.032228 | 0.69607 | 0.67451
63 | 0.24 | 0.19 | South/Central | MS | Jackson.Intl.AP.722350 | 3 | 1014636 | 36.5313 | 12.3015 | 53.4185 | 36.0443 | 17.3742 | 893.8 | 2.9495 | 52.58 | 1.7895 | 1.16 | 68.9047 | 1.5254 | 38.09 | 0.37187 | 1.1535 | 50.5084 | 1.9185 | 12.11 | 2.287 | -0.36846 | 14.6511 | 2.9495 | 52.58 | 1.7895 | 1.16 | 68.9047 | 3.0268 | 51.43 | 1.9634 | 1.0634 | 67.2989 | 0.013424 | 0.49039 | 0.16513 | 0.71709 | 11.9983 | 0.039594 | 0.020477 | 0.025754 | 0.039594 | 0.040631 | 0.70583 | 0.51132 | 0.16256 | 0.70583 | 0.69039 | 0.92497 | 0.67802 | 0.19668 | 0.92497 | 0.90342 | 0.013424 | 0.49039 | 0.16513 | 0.71709 | 11.9983 | 0.039594 | 0.020477 | 0.025754 | 0.039594 | 0.040631 | 0.70583 | 0.51132 | 0.16256 | 0.70583 | 0.69039 | 0.92497 | 0.67802 | 0.19668 | 0.92497 | 0.90342
64 | 0.24 | 0.17 | South/Central | MS | Jackson.Intl.AP.722350 | 3 | 1014636 | 36.9894 | 12.0254 | 53.5055 | 36.4964 | 17.0091 | 887.51 | 2.8625 | 58.87 | 1.3373 | 1.5251 | 77.5997 | 1.4384 | 44.38 | -0.080241 | 1.5187 | 59.2034 | 1.8315 | 18.4 | 1.8349 | -0.0033544 | 23.3462 | 2.8625 | 58.87 | 1.3373 | 1.5251 | 77.5997 | 2.9398 | 57.72 | 1.5113 | 1.4285 | 75.9939 | 0.013424 | 0.49654 | 0.16143 | 0.71826 | 11.9139 | 0.038426 | 0.019309 | 0.024586 | 0.038426 | 0.039463 | 0.79027 | 0.59576 | 0.247 | 0.79027 | 0.77483 | 1.0417 | 0.79474 | 0.3134 | 1.0417 | 1.0201 | 0.013424 | 0.49654 | 0.16143 | 0.71826 | 11.9139 | 0.038426 | 0.019309 | 0.024586 | 0.038426 | 0.039463 | 0.79027 | 0.59576 | 0.247 | 0.79027 | 0.77483 | 1.0417 | 0.79474 | 0.3134 | 1.0417 | 1.0201
65 | 0.22 | 0.47 | South/Central | MS | Jackson.Intl.AP.722350 | 3 | 1014636 | 31.9122 | 15.1605 | 52.6336 | 31.4861 | 21.1476 | 960.01 | 3.7343 | -13.63 | 6.3477 | -2.6133 | -22.4189 | 2.3103 | -28.12 | 4.9301 | -2.6198 | -40.8152 | 2.7034 | -54.1 | 6.8452 | -4.1418 | -76.6725 | 3.7343 | -13.63 | 6.3477 | -2.6133 | -22.4189 | 3.8117 | -14.78 | 6.5216 | -2.7099 | -24.0248 | 0.013424 | 0.42839 | 0.20351 | 0.70655 | 12.8871 | 0.05013 | 0.031013 | 0.03629 | 0.05013 | 0.051168 | -0.18297 | -0.37748 | -0.72624 | -0.18297 | -0.19841 | -0.30095 | -0.5479 | -1.0292 | -0.30095 | -0.32251 | 0.013424 | 0.42839 | 0.20351 | 0.70655 | 12.8871 | 0.05013 | 0.031013 | 0.03629 | 0.05013 | 0.051168 | -0.18297 | -0.37748 | -0.72624 | -0.18297 | -0.19841 | -0.30095 | -0.5479 | -1.0292 | -0.30095 | -0.32251
66 | 0.22 | 0.42 | South/Central | MS | Jackson.Intl.AP.722350 | 3 | 1014636 | 32.5227 | 14.6032 | 52.4915 | 32.0884 | 20.4031 | 943.97 | 3.8764 | 2.41 | 5.7453 | -1.8688 | -0.60055 | 2.4524 | -12.08 | 4.3277 | -1.8753 | -18.9968 | 2.8455 | -38.06 | 6.2428 | -3.3973 | -54.8541 | 3.8764 | 2.41 | 5.7453 | -1.8688 | -0.60055 | 3.9538 | 1.26 | 5.9192 | -1.9654 | -2.2064 | 0.013424 | 0.43658 | 0.19603 | 0.70464 | 12.6718 | 0.052037 | 0.032921 | 0.038198 | 0.052037 | 0.053075 | 0.032352 | -0.16216 | -0.51092 | 0.032352 | 0.016914 | -0.0080618 | -0.25501 | -0.73636 | -0.0080618 | -0.029618 | 0.013424 | 0.43658 | 0.19603 | 0.70464 | 12.6718 | 0.052037 | 0.032921 | 0.038198 | 0.052037 | 0.053075 | 0.032352 | -0.16216 | -0.51092 | 0.032352 | 0.016914 | -0.0080618 | -0.25501 | -0.73636 | -0.0080618 | -0.029618
67 | 0.22 | 0.37 | South/Central | MS | Jackson.Intl.AP.722350 | 3 | 1014636 | 32.8592 | 14.4209 | 52.5594 | 32.4206 | 20.1388 | 939.45 | 3.8086 | 6.93 | 5.4131 | -1.6046 | 5.63 | 2.3845 | -7.56 | 3.9955 | -1.611 | -12.7663 | 2.7776 | -33.54 | 5.9106 | -3.133 | -48.6236 | 3.8086 | 6.93 | 5.4131 | -1.6046 | 5.63 | 3.8859 | 5.78 | 5.587 | -1.7012 | 4.0242 | 0.013424 | 0.4411 | 0.19359 | 0.70556 | 12.6111 | 0.051126 | 0.03201 | 0.037286 | 0.051126 | 0.052164 | 0.093028 | -0.10149 | -0.45024 | 0.093028 | 0.07759 | 0.075577 | -0.17137 | -0.65272 | 0.075577 | 0.05402 | 0.013424 | 0.4411 | 0.19359 | 0.70556 | 12.6111 | 0.051126 | 0.03201 | 0.037286 | 0.051126 | 0.052164 | 0.093028 | -0.10149 | -0.45024 | 0.093028 | 0.07759 | 0.075577 | -0.17137 | -0.65272 | 0.075577 | 0.05402
68 | 0.22 | 0.32 | South/Central | MS | Jackson.Intl.AP.722350 | 3 | 1014636 | 33.3751 | 14.0696 | 52.5887 | 32.9297 | 19.659 | 930.31 | 3.7793 | 16.07 | 4.904 | -1.1247 | 18.1456 | 2.3552 | 1.58 | 3.4865 | -1.1312 | -0.2507 | 2.7483 | -24.4 | 5.4016 | -2.6532 | -36.108 | 3.7793 | 16.07 | 4.904 | -1.1247 | 18.1456 | 3.8566 | 14.92 | 5.078 | -1.2213 | 16.5398 | 0.013424 | 0.44803 | 0.18887 | 0.70595 | 12.4884 | 0.050733 | 0.031617 | 0.036893 | 0.050733 | 0.051771 | 0.21572 | 0.02121 | -0.32754 | 0.21572 | 0.20029 | 0.24359 | -0.0033654 | -0.48471 | 0.24359 | 0.22203 | 0.013424 | 0.44803 | 0.18887 | 0.70595 | 12.4884 | 0.050733 | 0.031617 | 0.036893 | 0.050733 | 0.051771 | 0.21572 | 0.02121 | -0.32754 | 0.21572 | 0.20029 | 0.24359 | -0.0033654 | -0.48471 | 0.24359 | 0.22203
69 | 0.22 | 0.27 | South/Central | MS | Jackson.Intl.AP.722350 | 3 | 1014636 | 34.2672 | 13.4006 | 52.5956 | 33.81 | 18.7856 | 913.22 | 3.7724 | 33.16 | 4.0238 | -0.25133 | 41.5213 | 2.3484 | 18.67 | 2.6062 | -0.2578 | 23.125 | 2.7415 | -7.31 | 4.5213 | -1.7798 | -12.7323 | 3.7724 | 33.16 | 4.0238 | -0.25133 | 41.5213 | 3.8497 | 32.01 | 4.1977 | -0.34793 | 39.9154 | 0.013424 | 0.46 | 0.17989 | 0.70604 | 12.259 | 0.050641 | 0.031525 | 0.036801 | 0.050641 | 0.051679 | 0.44514 | 0.25063 | -0.098129 | 0.44514 | 0.4297 | 0.55738 | 0.31043 | -0.17092 | 0.55738 | 0.53582 | 0.013424 | 0.46 | 0.17989 | 0.70604 | 12.259 | 0.050641 | 0.031525 | 0.036801 | 0.050641 | 0.051679 | 0.44514 | 0.25063 | -0.098129 | 0.44514 | 0.4297 | 0.55738 | 0.31043 | -0.17092 | 0.55738 | 0.53582
70 | 0.22 | 0.23 | South/Central | MS | Jackson.Intl.AP.722350 | 3 | 1014636 | 35.0528 | 12.8642 | 52.6693 | 34.5852 | 18.0841 | 900.18 | 3.6987 | 46.2 | 3.2485 | 0.45018 | 59.4234 | 2.2747 | 31.71 | 1.831 | 0.44371 | 41.0271 | 2.6677 | 5.73 | 3.746 | -1.0783 | 5.1698 | 3.6987 | 46.2 | 3.2485 | 0.45018 | 59.4234 | 3.776 | 45.05 | 3.4225 | 0.35358 | 57.8176 | 0.013424 | 0.47055 | 0.17269 | 0.70703 | 12.084 | 0.049651 | 0.030535 | 0.035812 | 0.049651 | 0.050689 | 0.62019 | 0.42567 | 0.076919 | 0.62019 | 0.60475 | 0.7977 | 0.55075 | 0.069399 | 0.7977 | 0.77614 | 0.013424 | 0.47055 | 0.17269 | 0.70703 | 12.084 | 0.049651 | 0.030535 | 0.035812 | 0.049651 | 0.050689 | 0.62019 | 0.42567 | 0.076919 | 0.62019 | 0.60475 | 0.7977 | 0.55075 | 0.069399 | 0.7977 | 0.77614
71 | 0.22 | 0.19 | South/Central | MS | Jackson.Intl.AP.722350 | 3 | 1014636 | 35.9112 | 12.3121 | 52.7895 | 35.4323 | 17.3572 | 887.12 | 3.5785 | 59.26 | 2.4015 | 1.177 | 77.4116 | 2.1545 | 44.77 | 0.98387 | 1.1706 | 59.0154 | 2.5475 | 18.79 | 2.899 | -0.35143 | 23.1581 | 3.5785 | 59.26 | 2.4015 | 1.177 | 77.4116 | 3.6558 | 58.11 | 2.5754 | 1.0804 | 75.8058 | 0.013424 | 0.48207 | 0.16528 | 0.70864 | 11.9087 | 0.048038 | 0.028921 | 0.034198 | 0.048038 | 0.049076 | 0.7955 | 0.60099 | 0.25224 | 0.7955 | 0.78007 | 1.0392 | 0.79222 | 0.31087 | 1.0392 | 1.0176 | 0.013424 | 0.48207 | 0.16528 | 0.70864 | 11.9087 | 0.048038 | 0.028921 | 0.034198 | 0.048038 | 0.049076 | 0.7955 | 0.60099 | 0.25224 | 0.7955 | 0.78007 | 1.0392 | 0.79222 | 0.31087 | 1.0392 | 1.0176
72 | 0.22 | 0.17 | South/Central | MS | Jackson.Intl.AP.722350 | 3 | 1014636 | 36.3694 | 12.0461 | 52.8917 | 35.8844 | 17.0073 | 881.28 | 3.4763 | 65.1 | 1.9493 | 1.527 | 85.5051 | 2.0523 | 50.61 | 0.53176 | 1.5205 | 67.1089 | 2.4454 | 24.63 | 2.4469 | -0.0014857 | 31.2516 | 3.4763 | 65.1 | 1.9493 | 1.527 | 85.5051 | 3.5536 | 63.95 | 2.1233 | 1.4304 | 83.8993 | 0.013424 | 0.48822 | 0.16171 | 0.71002 | 11.8303 | 0.046666 | 0.02755 | 0.032826 | 0.046666 | 0.047704 | 0.8739 | 0.67939 | 0.33063 | 0.8739 | 0.85846 | 1.1478 | 0.90087 | 0.41952 | 1.1478 | 1.1263 | 0.013424 | 0.48822 | 0.16171 | 0.71002 | 11.8303 | 0.046666 | 0.02755 | 0.032826 | 0.046666 | 0.047704 | 0.8739 | 0.67939 | 0.33063 | 0.8739 | 0.85846 | 1.1478 | 0.90087 | 0.41952 | 1.1478 | 1.1263
73 | 0.2 | 0.47 | South/Central | MS | Jackson.Intl.AP.722350 | 3 | 1014636 | 31.3018 | 15.1907 | 52.0489 | 30.8836 | 21.1653 | 954.42 | 4.3191 | -8.04 | 6.9501 | -2.631 | -15.4117 | 2.8951 | -22.53 | 5.5325 | -2.6375 | -33.808 | 3.2881 | -48.51 | 7.4476 | -4.1595 | -69.6653 | 4.3191 | -8.04 | 6.9501 | -2.631 | -15.4117 | 4.3964 | -9.19 | 7.124 | -2.7276 | -17.0175 | 0.013424 | 0.42019 | 0.20392 | 0.6987 | 12.8121 | 0.057979 | 0.038863 | 0.04414 | 0.057979 | 0.059017 | -0.10793 | -0.30244 | -0.6512 | -0.10793 | -0.12337 | -0.20689 | -0.45384 | -0.93518 | -0.20689 | -0.22844 | 0.013424 | 0.42019 | 0.20392 | 0.6987 | 12.8121 | 0.057979 | 0.038863 | 0.04414 | 0.057979 | 0.059017 | -0.10793 | -0.30244 | -0.6512 | -0.10793 | -0.12337 | -0.20689 | -0.45384 | -0.93518 | -0.20689 | -0.22844
74 | 0.2 | 0.42 | South/Central | MS | Jackson.Intl.AP.722350 | 3 | 1014636 | 31.9114 | 14.6386 | 51.9146 | 31.4852 | 20.4294 | 938.64 | 4.4534 | 7.74 | 6.3485 | -1.8951 | 6.0772 | 3.0294 | -6.75 | 4.9309 | -1.9016 | -12.319 | 3.4225 | -32.73 | 6.846 | -3.4236 | -48.1763 | 4.4534 | 7.74 | 6.3485 | -1.8951 | 6.0772 | 4.5307 | 6.59 | 6.5224 | -1.9917 | 4.4714 | 0.013424 | 0.42838 | 0.19651 | 0.6969 | 12.6003 | 0.059783 | 0.040666 | 0.045943 | 0.059783 | 0.060821 | 0.1039 | -0.090612 | -0.43937 | 0.1039 | 0.088464 | 0.081581 | -0.16537 | -0.64672 | 0.081581 | 0.060024 | 0.013424 | 0.42838 | 0.19651 | 0.6969 | 12.6003 | 0.059783 | 0.040666 | 0.045943 | 0.059783 | 0.060821 | 0.1039 | -0.090612 | -0.43937 | 0.1039 | 0.088464 | 0.081581 | -0.16537 | -0.64672 | 0.081581 | 0.060024
75 | 0.2 | 0.37 | South/Central | MS | Jackson.Intl.AP.722350 | 3 | 1014636 | 32.2446 | 14.4506 | 51.97 | 31.8139 | 20.156 | 933.82 | 4.398 | 12.56 | 6.0198 | -1.6218 | 12.71 | 2.9739 | -1.93 | 4.6022 | -1.6283 | -5.6863 | 3.367 | -27.91 | 6.5173 | -3.1503 | -41.5435 | 4.398 | 12.56 | 6.0198 | -1.6218 | 12.71 | 4.4753 | 11.41 | 6.1937 | -1.7184 | 11.1042 | 0.013424 | 0.43285 | 0.19398 | 0.69764 | 12.5356 | 0.059039 | 0.039922 | 0.045199 | 0.059039 | 0.060076 | 0.1686 | -0.025908 | -0.37466 | 0.1686 | 0.15317 | 0.17062 | -0.076332 | -0.55768 | 0.17062 | 0.14906 | 0.013424 | 0.43285 | 0.19398 | 0.69764 | 12.5356 | 0.059039 | 0.039922 | 0.045199 | 0.059039 | 0.060076 | 0.1686 | -0.025908 | -0.37466 | 0.1686 | 0.15317 | 0.17062 | -0.076332 | -0.55768 | 0.17062 | 0.14906
76 | 0.2 | 0.32 | South/Central | MS | Jackson.Intl.AP.722350 | 3 | 1014636 | 32.7451 | 14.0993 | 51.9838 | 32.3079 | 19.6759 | 924.51 | 4.3842 | 21.87 | 5.5259 | -1.1417 | 25.4319 | 2.9602 | 7.38 | 4.1083 | -1.1481 | 7.0356 | 3.3532 | -18.6 | 6.0234 | -2.6701 | -28.8217 | 4.3842 | 21.87 | 5.5259 | -1.1417 | 25.4319 | 4.4615 | 20.72 | 5.6998 | -1.2383 | 23.8261 | 0.013424 | 0.43957 | 0.18927 | 0.69783 | 12.4106 | 0.058854 | 0.039737 | 0.045014 | 0.058854 | 0.059891 | 0.29358 | 0.099069 | -0.24969 | 0.29358 | 0.27814 | 0.3414 | 0.094445 | -0.3869 | 0.3414 | 0.31984 | 0.013424 | 0.43957 | 0.18927 | 0.69783 | 12.4106 | 0.058854 | 0.039737 | 0.045014 | 0.058854 | 0.059891 | 0.29358 | 0.099069 | -0.24969 | 0.29358 | 0.27814 | 0.3414 | 0.094445 | -0.3869 | 0.3414 | 0.31984
77 | 0.2 | 0.27 | South/Central | MS | Jackson.Intl.AP.722350 | 3 | 1014636 | 33.6372 | 13.4258 | 51.9807 | 33.1881 | 18.7926 | 907.14 | 4.3873 | 39.24 | 4.6456 | -0.25831 | 49.2016 | 2.9632 | 24.75 | 3.228 | -0.26477 | 30.8054 | 3.3563 | -1.23 | 5.1431 | -1.7868 | -5.0519 | 4.3873 | 39.24 | 4.6456 | -0.25831 | 49.2016 | 4.4646 | 38.09 | 4.8195 | -0.35491 | 47.5958 | 0.013424 | 0.45155 | 0.18023 | 0.69779 | 12.1774 | 0.058895 | 0.039778 | 0.045055 | 0.058895 | 0.059933 | 0.52676 | 0.33224 | -0.016511 | 0.52676 | 0.51132 | 0.66048 | 0.41353 | -0.067817 | 0.66048 | 0.63892 | 0.013424 | 0.45155 | 0.18023 | 0.69779 | 12.1774 | 0.058895 | 0.039778 | 0.045055 | 0.058895 | 0.059933 | 0.52676 | 0.33224 | -0.016511 | 0.52676 | 0.51132 | 0.66048 | 0.41353 | -0.067817 | 0.66048 | 0.63892
78 | 0.2 | 0.23 | South/Central | MS | Jackson.Intl.AP.722350 | 3 | 1014636 | 34.4282 | 12.8859 | 52.056 | 33.9687 | 18.0873 | 894.05 | 4.312 | 52.33 | 3.865 | 0.44694 | 67.1838 | 2.8879 | 37.84 | 2.4474 | 0.44048 | 48.7875 | 3.281 | 11.86 | 4.3625 | -1.0815 | 12.9302 | 4.312 | 52.33 | 3.865 | 0.44694 | 67.1838 | 4.3893 | 51.18 | 4.0389 | 0.35034 | 65.5779 | 0.013424 | 0.46216 | 0.17298 | 0.6988 | 12.0017 | 0.057884 | 0.038767 | 0.044044 | 0.057884 | 0.058922 | 0.70248 | 0.50796 | 0.15921 | 0.70248 | 0.68704 | 0.90187 | 0.65492 | 0.17357 | 0.90187 | 0.88032 | 0.013424 | 0.46216 | 0.17298 | 0.6988 | 12.0017 | 0.057884 | 0.038767 | 0.044044 | 0.057884 | 0.058922 | 0.70248 | 0.50796 | 0.15921 | 0.70248 | 0.68704 | 0.90187 | 0.65492 | 0.17357 | 0.90187 | 0.88032
79 | 0.2 | 0.19 | South/Central | MS | Jackson.Intl.AP.722350 | 3 | 1014636 | 35.2805 | 12.3309 | 52.1675 | 34.8097 | 17.3578 | 880.85 | 4.2005 | 65.53 | 3.0241 | 1.1765 | 85.3556 | 2.7765 | 51.04 | 1.6065 | 1.17 | 66.9593 | 3.1696 | 25.06 | 3.5216 | -0.35202 | 31.102 | 4.2005 | 65.53 | 3.0241 | 1.1765 | 85.3556 | 4.2778 | 64.38 | 3.198 | 1.0799 | 83.7497 | 0.013424 | 0.4736 | 0.16553 | 0.70029 | 11.8245 | 0.056388 | 0.037271 | 0.042548 | 0.056388 | 0.057426 | 0.87967 | 0.68516 | 0.3364 | 0.87967 | 0.86423 | 1.1458 | 0.89886 | 0.41751 | 1.1458 | 1.1243 | 0.013424 | 0.4736 | 0.16553 | 0.70029 | 11.8245 | 0.056388 | 0.037271 | 0.042548 | 0.056388 | 0.057426 | 0.87967 | 0.68516 | 0.3364 | 0.87967 | 0.86423 | 1.1458 | 0.89886 | 0.41751 | 1.1458 | 1.1243
80 | 0.2 | 0.17 | South/Central | MS | Jackson.Intl.AP.722350 | 3 | 1014636 | 35.7394 | 12.0569 | 52.2624 | 35.2626 | 16.9999 | 874.78 | 4.1056 | 71.6 | 2.5712 | 1.5344 | 93.7556 | 2.6815 | 57.11 | 1.1536 | 1.5279 | 75.3594 | 3.0746 | 31.13 | 3.0687 | 0.0059104 | 39.5021 | 4.1056 | 71.6 | 2.5712 | 1.5344 | 93.7556 | 4.1829 | 70.45 | 2.7451 | 1.4378 | 92.1498 | 0.013424 | 0.47976 | 0.16185 | 0.70157 | 11.743 | 0.055113 | 0.035997 | 0.041273 | 0.055113 | 0.056151 | 0.96116 | 0.76664 | 0.41789 | 0.96116 | 0.94572 | 1.2586 | 1.0116 | 0.53027 | 1.2586 | 1.237 | 0.013424 | 0.47976 | 0.16185 | 0.70157 | 11.743 | 0.055113 | 0.035997 | 0.041273 | 0.055113 | 0.056151 | 0.96116 | 0.76664 | 0.41789 | 0.96116 | 0.94572 | 1.2586 | 1.0116 | 0.53027 | 1.2586 | 1.237
81 | 0.35 | 0.2 | South/Central | MS | Jackson.Intl.AP.722350 | 3 | 1014636 | 39.5934 | 12.3549 | 56.6444 | 39.0669 | 17.5775 | 930.32 | -0.27638 | 16.06 | -1.2332 | 0.95679 | 22.1666 | -1.7004 | 1.57 | -2.6508 | 0.95032 | 3.7703 | -1.3074 | -24.41 | -0.73566 | -0.57169 | -32.087 | -0.27638 | 16.06 | -1.2332 | 0.95679 | 22.1666 | -0.19907 | 14.91 | -1.0593 | 0.86019 | 20.5608 | 0.013424 | 0.5315 | 0.16585 | 0.76039 | 12.4886 | -0.0037101 | -0.022827 | -0.01755 | -0.0037101 | -0.0026723 | 0.21559 | 0.021076 | -0.32768 | 0.21559 | 0.20015 | 0.29756 | 0.050612 | -0.43073 | 0.29756 | 0.27601 | 0.013424 | 0.5315 | 0.16585 | 0.76039 | 12.4886 | -0.0037101 | -0.022827 | -0.01755 | -0.0037101 | -0.0026723 | 0.21559 | 0.021076 | -0.32768 | 0.21559 | 0.20015 | 0.29756 | 0.050612 | -0.43073 | 0.29756 | 0.27601
82 | 0.35 | 0.25 | South/Central | MS | Jackson.Intl.AP.722350 | 3 | 1014636 | 38.52 | 13.013 | 56.4453 | 38.0076 | 18.4377 | 945.23 | -0.077312 | 1.15 | -0.17391 | 0.096602 | 1.6058 | -1.5014 | -13.34 | -1.5915 | 0.090135 | -16.7905 | -1.1083 | -39.32 | 0.32359 | -1.4319 | -52.6477 | -0.077312 | 1.15 | -0.17391 | 0.096602 | 1.6058 | 0 | 0 | 0 | 0 | 0 | 0.013424 | 0.51709 | 0.17469 | 0.75772 | 12.6887 | -0.0010378 | -0.020154 | -0.014878 | -0.0010378 | 0 | 0.015438 | -0.17908 | -0.52783 | 0.015438 | 0 | 0.021556 | -0.22539 | -0.70674 | 0.021556 | 0 | 0.013424 | 0.51709 | 0.17469 | 0.75772 | 12.6887 | -0.0010378 | -0.020154 | -0.014878 | -0.0010378 | 0 | 0.015438 | -0.17908 | -0.52783 | 0.015438 | 0 | 0.021556 | -0.22539 | -0.70674 | 0.021556 | 0
83 | 0.35 | 0.3 | South/Central | MS | Jackson.Intl.AP.722350 | 3 | 1014636 | 38.3437 | 13.0453 | 56.368 | 37.8337 | 18.5343 | 946.38 | 0 | 0 | 0 | 0 | 0 | -1.4241 | -14.49 | -1.4176 | -0.0064674 | -18.3963 | -1.031 | -40.47 | 0.49751 | -1.5285 | -54.2536 | 0 | 0 | 0 | 0 | 0 | 0.077312 | -1.15 | 0.17391 | -0.096602 | -1.6058 | 0.013424 | 0.51472 | 0.17512 | 0.75668 | 12.7042 | 0 | -0.019116 | -0.01384 | 0 | 0.0010378 | 0 | -0.19451 | -0.54327 | 0 | -0.015438 | 0 | -0.24695 | -0.7283 | 0 | -0.021556 | 0.013424 | 0.51472 | 0.17512 | 0.75668 | 12.7042 | 0 | -0.019116 | -0.01384 | 0 | 0.0010378 | 0 | -0.19451 | -0.54327 | 0 | -0.015438 | 0 | -0.24695 | -0.7283 | 0 | -0.021556
84 | 0.35 | 0.35 | South/Central | MS | Jackson.Intl.AP.722350 | 3 | 1014636 | 37.3961 | 13.6505 | 56.2266 | 36.8986 | 19.328 | 960.58 | 0.14136 | -14.2 | 0.9351 | -0.79375 | -19.5144 | -1.2827 | -28.69 | -0.48248 | -0.80021 | -37.9107 | -0.88961 | -54.67 | 1.4326 | -2.3222 | -73.768 | 0.14136 | -14.2 | 0.9351 | -0.79375 | -19.5144 | 0.21867 | -15.35 | 1.109 | -0.89035 | -21.1202 | 0.013424 | 0.502 | 0.18324 | 0.75478 | 12.8948 | 0.0018976 | -0.017219 | -0.011942 | 0.0018976 | 0.0029354 | -0.19062 | -0.38513 | -0.73389 | -0.19062 | -0.20606 | -0.26196 | -0.50891 | -0.99026 | -0.26196 | -0.28352 | 0.013424 | 0.502 | 0.18324 | 0.75478 | 12.8948 | 0.0018976 | -0.017219 | -0.011942 | 0.0018976 | 0.0029354 | -0.19062 | -0.38513 | -0.73389 | -0.19062 | -0.20606 | -0.26196 | -0.50891 | -0.99026 | -0.26196 | -0.28352
85 | 0.35 | 0.4 | South/Central | MS | Jackson.Intl.AP.722350 | 3 | 1014636 | 36.5308 | 14.249 | 56.1557 | 36.0447 | 20.111 | 975.26 | 0.21228 | -28.88 | 1.789 | -1.5767 | -39.6407 | -1.2118 | -43.37 | 0.37142 | -1.5832 | -58.037 | -0.81869 | -69.35 | 2.2865 | -3.1052 | -93.8942 | 0.21228 | -28.88 | 1.789 | -1.5767 | -39.6407 | 0.28959 | -30.03 | 1.9629 | -1.6733 | -41.2465 | 0.013424 | 0.49039 | 0.19128 | 0.75383 | 13.0919 | 0.0028497 | -0.016267 | -0.01099 | 0.0028497 | 0.0038875 | -0.38768 | -0.5822 | -0.93095 | -0.38768 | -0.40312 | -0.53213 | -0.77909 | -1.2604 | -0.53213 | -0.55369 | 0.013424 | 0.49039 | 0.19128 | 0.75383 | 13.0919 | 0.0028497 | -0.016267 | -0.01099 | 0.0028497 | 0.0038875 | -0.38768 | -0.5822 | -0.93095 | -0.38768 | -0.40312 | -0.53213 | -0.77909 | -1.2604 | -0.53213 | -0.55369
86 | 0.33 | 0.2 | South/Central | MS | Jackson.Intl.AP.722350 | 3 | 1014636 | 39.0232 | 12.3645 | 56.0639 | 38.5041 | 17.5598 | 924.12 | 0.30412 | 22.26 | -0.67034 | 0.97447 | 30.0698 | -1.1199 | 7.77 | -2.0879 | 0.968 | 11.6735 | -0.72685 | -18.21 | -0.17284 | -0.55401 | -24.1838 | 0.30412 | 22.26 | -0.67034 | 0.97447 | 30.0698 | 0.38144 | 21.11 | -0.49643 | 0.87786 | 28.4639 | 0.013424 | 0.52385 | 0.16598 | 0.7526 | 12.4054 | 0.0040825 | -0.015034 | -0.0097572 | 0.0040825 | 0.0051204 | 0.29882 | 0.1043 | -0.24445 | 0.29882 | 0.28338 | 0.40366 | 0.1567 | -0.32464 | 0.40366 | 0.3821 | 0.013424 | 0.52385 | 0.16598 | 0.7526 | 12.4054 | 0.0040825 | -0.015034 | -0.0097572 | 0.0040825 | 0.0051204 | 0.29882 | 0.1043 | -0.24445 | 0.29882 | 0.28338 | 0.40366 | 0.1567 | -0.32464 | 0.40366 | 0.3821
87 | 0.33 | 0.25 | South/Central | MS | Jackson.Intl.AP.722350 | 3 | 1014636 | 37.9514 | 13.0284 | 55.8822 | 37.4465 | 18.4357 | 939.52 | 0.48581 | 6.86 | 0.38727 | 0.098545 | 8.8639 | -0.93824 | -7.63 | -1.0303 | 0.092077 | -9.5324 | -0.54516 | -33.61 | 0.88477 | -1.4299 | -45.3896 | 0.48581 | 6.86 | 0.38727 | 0.098545 | 8.8639 | 0.56313 | 5.71 | 0.56118 | 0.0019428 | 7.2581 | 0.013424 | 0.50946 | 0.17489 | 0.75016 | 12.6121 | 0.0065215 | -0.012595 | -0.0073181 | 0.0065215 | 0.0075594 | 0.092088 | -0.10242 | -0.45118 | 0.092088 | 0.076651 | 0.11899 | -0.12796 | -0.60931 | 0.11899 | 0.097432 | 0.013424 | 0.50946 | 0.17489 | 0.75016 | 12.6121 | 0.0065215 | -0.012595 | -0.0073181 | 0.0065215 | 0.0075594 | 0.092088 | -0.10242 | -0.45118 | 0.092088 | 0.076651 | 0.11899 | -0.12796 | -0.60931 | 0.11899 | 0.097432
88 | 0.33 | 0.3 | South/Central | MS | Jackson.Intl.AP.722350 | 3 | 1014636 | 37.7736 | 13.0614 | 55.804 | 37.2709 | 18.533 | 940.67 | 0.56403 | 5.71 | 0.56283 | 0.0012082 | 7.25 | -0.86002 | -8.78 | -0.85476 | -0.0052592 | -11.1463 | -0.46694 | -34.76 | 1.0603 | -1.5273 | -47.0036 | 0.56403 | 5.71 | 0.56283 | 0.0012082 | 7.25 | 0.64135 | 4.56 | 0.73674 | -0.095394 | 5.6442 | 0.013424 | 0.50707 | 0.17534 | 0.74911 | 12.6275 | 0.0075716 | -0.011545 | -0.0062681 | 0.0075716 | 0.0086094 | 0.076651 | -0.11786 | -0.46662 | 0.076651 | 0.061213 | 0.097323 | -0.14963 | -0.63097 | 0.097323 | 0.075767 | 0.013424 | 0.50707 | 0.17534 | 0.74911 | 12.6275 | 0.0075716 | -0.011545 | -0.0062681 | 0.0075716 | 0.0086094 | 0.076651 | -0.11786 | -0.46662 | 0.076651 | 0.061213 | 0.097323 | -0.14963 | -0.63097 | 0.097323 | 0.075767
89 | 0.33 | 0.35 | South/Central | MS | Jackson.Intl.AP.722350 | 3 | 1014636 | 36.8317 | 13.6721 | 55.6769 | 36.3414 | 19.3355 | 955.18 | 0.69108 | -8.8 | 1.4923 | -0.80121 | -12.6806 | -0.73298 | -23.29 | 0.074704 | -0.80768 | -31.0769 | -0.33989 | -49.27 | 1.9898 | -2.3297 | -66.9342 | 0.69108 | -8.8 | 1.4923 | -0.80121 | -12.6806 | 0.76839 | -9.95 | 1.6662 | -0.89781 | -14.2864 | 0.013424 | 0.49443 | 0.18353 | 0.7474 | 12.8223 | 0.009277 | -0.0098394 | -0.0045627 | 0.009277 | 0.010315 | -0.11813 | -0.31264 | -0.6614 | -0.11813 | -0.13357 | -0.17022 | -0.41717 | -0.89852 | -0.17022 | -0.19178 | 0.013424 | 0.49443 | 0.18353 | 0.7474 | 12.8223 | 0.009277 | -0.0098394 | -0.0045627 | 0.009277 | 0.010315 | -0.11813 | -0.31264 | -0.6614 | -0.11813 | -0.13357 | -0.17022 | -0.41717 | -0.89852 | -0.17022 | -0.19178
90 | 0.33 | 0.4 | South/Central | MS | Jackson.Intl.AP.722350 | 3 | 1014636 | 35.9695 | 14.2714 | 55.6102 | 35.4907 | 20.1196 | 969.93 | 0.75776 | -23.55 | 2.3431 | -1.5853 | -32.8915 | -0.6663 | -38.04 | 0.92549 | -1.5918 | -51.2878 | -0.27321 | -64.02 | 2.8406 | -3.1138 | -87.1451 | 0.75776 | -23.55 | 2.3431 | -1.5853 | -32.8915 | 0.83507 | -24.7 | 2.517 | -1.6819 | -34.4974 | 0.013424 | 0.48285 | 0.19158 | 0.74651 | 13.0203 | 0.010172 | -0.0089443 | -0.0036676 | 0.010172 | 0.01121 | -0.31613 | -0.51065 | -0.8594 | -0.31613 | -0.33157 | -0.44153 | -0.68849 | -1.1698 | -0.44153 | -0.46309 | 0.013424 | 0.48285 | 0.19158 | 0.74651 | 13.0203 | 0.010172 | -0.0089443 | -0.0036676 | 0.010172 | 0.01121 | -0.31613 | -0.51065 | -0.8594 | -0.31613 | -0.33157 | -0.44153 | -0.68849 | -1.1698 | -0.44153 | -0.46309
91 | 0.3 | 0.2 | South/Central | MS | Jackson.Intl.AP.722350 | 3 | 1014636 | 38.1495 | 12.3799 | 55.1867 | 37.6417 | 17.5449 | 914.99 | 1.1813 | 31.39 | 0.19202 | 0.98931 | 41.6933 | -0.24273 | 16.9 | -1.2256 | 0.98284 | 23.2971 | 0.15036 | -9.08 | 0.68953 | -0.53917 | -12.5602 | 1.1813 | 31.39 | 0.19202 | 0.98931 | 41.6933 | 1.2586 | 30.24 | 0.36593 | 0.8927 | 40.0875 | 0.013424 | 0.51212 | 0.16619 | 0.74082 | 12.2828 | 0.015858 | -0.0032583 | 0.0020184 | 0.015858 | 0.016896 | 0.42138 | 0.22686 | -0.12189 | 0.42138 | 0.40594 | 0.55969 | 0.31274 | -0.16861 | 0.55969 | 0.53813 | 0.013424 | 0.51212 | 0.16619 | 0.74082 | 12.2828 | 0.015858 | -0.0032583 | 0.0020184 | 0.015858 | 0.016896 | 0.42138 | 0.22686 | -0.12189 | 0.42138 | 0.40594 | 0.55969 | 0.31274 | -0.16861 | 0.55969 | 0.53813
92 | 0.3 | 0.25 | South/Central | MS | Jackson.Intl.AP.722350 | 3 | 1014636 | 37.0758 | 13.048 | 55.0063 | 36.5822 | 18.4241 | 930.46 | 1.3617 | 15.92 | 1.2516 | 0.11015 | 20.3839 | -0.062335 | 1.43 | -0.16602 | 0.10368 | 1.9876 | 0.33075 | -24.55 | 1.7491 | -1.4183 | -33.8697 | 1.3617 | 15.92 | 1.2516 | 0.11015 | 20.3839 | 1.439 | 14.77 | 1.4255 | 0.013546 | 18.7781 | 0.013424 | 0.4977 | 0.17516 | 0.7384 | 12.4905 | 0.01828 | -0.00083679 | 0.00444 | 0.01828 | 0.019317 | 0.21371 | 0.019196 | -0.32956 | 0.21371 | 0.19827 | 0.27363 | 0.026682 | -0.45466 | 0.27363 | 0.25208 | 0.013424 | 0.4977 | 0.17516 | 0.7384 | 12.4905 | 0.01828 | -0.00083679 | 0.00444 | 0.01828 | 0.019317 | 0.21371 | 0.019196 | -0.32956 | 0.21371 | 0.19827 | 0.27363 | 0.026682 | -0.45466 | 0.27363 | 0.25208
93 | 0.3 | 0.3 | South/Central | MS | Jackson.Intl.AP.722350 | 3 | 1014636 | 36.9076 | 13.0874 | 54.9439 | 36.4161 | 18.5278 | 931.89 | 1.4241 | 14.49 | 1.4176 | 0.0064674 | 18.3963 | 0 | 0 | 0 | 0 | 0 | 0.39308 | -25.98 | 1.9151 | -1.522 | -35.8573 | 1.4241 | 14.49 | 1.4176 | 0.0064674 | 18.3963 | 1.5014 | 13.34 | 1.5915 | -0.090135 | 16.7905 | 0.013424 | 0.49545 | 0.17568 | 0.73757 | 12.5097 | 0.019116 | 0 | 0.0052767 | 0.019116 | 0.020154 | 0.19451 | 0 | -0.34875 | 0.19451 | 0.17908 | 0.24695 | 0 | -0.48135 | 0.24695 | 0.22539 | 0.013424 | 0.49545 | 0.17568 | 0.73757 | 12.5097 | 0.019116 | 0 | 0.0052767 | 0.019116 | 0.020154 | 0.19451 | 0 | -0.34875 | 0.19451 | 0.17908 | 0.24695 | 0 | -0.48135 | 0.24695 | 0.22539
94 | 0.3 | 0.35 | South/Central | MS | Jackson.Intl.AP.722350 | 3 | 1014636 | 35.9711 | 13.7026 | 54.828 | 35.492 | 19.336 | 946.62 | 1.54 | -0.24 | 2.3417 | -0.80173 | -1.8317 | 0.11592 | -14.73 | 0.92412 | -0.80819 | -20.228 | 0.50901 | -40.71 | 2.8392 | -2.3302 | -56.0852 | 1.54 | -0.24 | 2.3417 | -0.80173 | -1.8317 | 1.6173 | -1.39 | 2.5156 | -0.89833 | -3.4375 | 0.013424 | 0.48287 | 0.18394 | 0.73601 | 12.7074 | 0.020673 | 0.0015562 | 0.0068329 | 0.020673 | 0.02171 | -0.0032218 | -0.19773 | -0.54649 | -0.0032218 | -0.018659 | -0.024589 | -0.27154 | -0.75289 | -0.024589 | -0.046145 | 0.013424 | 0.48287 | 0.18394 | 0.73601 | 12.7074 | 0.020673 | 0.0015562 | 0.0068329 | 0.020673 | 0.02171 | -0.0032218 | -0.19773 | -0.54649 | -0.0032218 | -0.018659 | -0.024589 | -0.27154 | -0.75289 | -0.024589 | -0.046145
95 | 0.3 | 0.4 | South/Central | MS | Jackson.Intl.AP.722350 | 3 | 1014636 | 35.1101 | 14.3108 | 54.7714 | 34.6423 | 20.129 | 961.64 | 1.5966 | -15.26 | 3.1914 | -1.5948 | -22.412 | 0.17256 | -29.75 | 1.7738 | -1.6013 | -40.8082 | 0.56564 | -55.73 | 3.6889 | -3.1233 | -76.6655 | 1.5966 | -15.26 | 3.1914 | -1.5948 | -22.412 | 1.6739 | -16.41 | 3.3653 | -1.6914 | -24.0178 | 0.013424 | 0.47132 | 0.19211 | 0.73525 | 12.909 | 0.021433 | 0.0023164 | 0.0075932 | 0.021433 | 0.022471 | -0.20485 | -0.39936 | -0.74812 | -0.20485 | -0.22029 | -0.30086 | -0.54781 | -1.0292 | -0.30086 | -0.32241 | 0.013424 | 0.47132 | 0.19211 | 0.73525 | 12.909 | 0.021433 | 0.0023164 | 0.0075932 | 0.021433 | 0.022471 | -0.20485 | -0.39936 | -0.74812 | -0.20485 | -0.22029 | -0.30086 | -0.54781 | -1.0292 | -0.30086 | -0.32241
96 | 0.28 | 0.2 | South/Central | MS | Jackson.Intl.AP.722350 | 3 | 1014636 | 37.5395 | 12.3961 | 54.5818 | 37.0395 | 17.5423 | 908.84 | 1.7862 | 37.54 | 0.79419 | 0.99197 | 49.5043 | 0.3621 | 23.05 | -0.6234 | 0.9855 | 31.108 | 0.75518 | -2.93 | 1.2917 | -0.53651 | -4.7492 | 1.7862 | 37.54 | 0.79419 | 0.99197 | 49.5043 | 1.8635 | 36.39 | 0.9681 | 0.89536 | 47.8985 | 0.013424 | 0.50393 | 0.16641 | 0.7327 | 12.2002 | 0.023977 | 0.0048608 | 0.010138 | 0.023977 | 0.025015 | 0.50394 | 0.30942 | -0.039332 | 0.50394 | 0.4885 | 0.66454 | 0.41759 | -0.063754 | 0.66454 | 0.64299 | 0.013424 | 0.50393 | 0.16641 | 0.7327 | 12.2002 | 0.023977 | 0.0048608 | 0.010138 | 0.023977 | 0.025015 | 0.50394 | 0.30942 | -0.039332 | 0.50394 | 0.4885 | 0.66454 | 0.41759 | -0.063754 | 0.66454 | 0.64299
97 | 0.28 | 0.25 | South/Central | MS | Jackson.Intl.AP.722350 | 3 | 1014636 | 36.4857 | 13.068 | 54.4261 | 35.9997 | 18.4264 | 924.65 | 1.9419 | 21.73 | 1.8341 | 0.10781 | 27.7449 | 0.51782 | 7.24 | 0.41648 | 0.10134 | 9.3486 | 0.9109 | -18.74 | 2.3316 | -1.4207 | -26.5087 | 1.9419 | 21.73 | 1.8341 | 0.10781 | 27.7449 | 2.0192 | 20.58 | 2.008 | 0.011206 | 26.139 | 0.013424 | 0.48978 | 0.17542 | 0.73061 | 12.4125 | 0.026068 | 0.0069512 | 0.012228 | 0.026068 | 0.027105 | 0.2917 | 0.097189 | -0.25157 | 0.2917 | 0.27627 | 0.37245 | 0.12549 | -0.35585 | 0.37245 | 0.35089 | 0.013424 | 0.48978 | 0.17542 | 0.73061 | 12.4125 | 0.026068 | 0.0069512 | 0.012228 | 0.026068 | 0.027105 | 0.2917 | 0.097189 | -0.25157 | 0.2917 | 0.27627 | 0.37245 | 0.12549 | -0.35585 | 0.37245 | 0.35089
98 | 0.28 | 0.3 | South/Central | MS | Jackson.Intl.AP.722350 | 3 | 1014636 | 36.103 | 13.2525 | 54.3333 | 35.622 | 18.7112 | 929.34 | 2.0347 | 17.04 | 2.2117 | -0.17697 | 21.2827 | 0.61067 | 2.55 | 0.79411 | -0.18344 | 2.8864 | 1.0038 | -23.43 | 2.7092 | -1.7054 | -32.9709 | 2.0347 | 17.04 | 2.2117 | -0.17697 | 21.2827 | 2.112 | 15.89 | 2.3856 | -0.27357 | 19.6768 | 0.013424 | 0.48465 | 0.1779 | 0.72937 | 12.4754 | 0.027314 | 0.0081976 | 0.013474 | 0.027314 | 0.028352 | 0.22874 | 0.034231 | -0.31452 | 0.22874 | 0.21331 | 0.2857 | 0.038747 | -0.4426 | 0.2857 | 0.26414 | 0.013424 | 0.48465 | 0.1779 | 0.72937 | 12.4754 | 0.027314 | 0.0081976 | 0.013474 | 0.027314 | 0.028352 | 0.22874 | 0.034231 | -0.31452 | 0.22874 | 0.21331 | 0.2857 | 0.038747 | -0.4426 | 0.2857 | 0.26414
99 | 0.28 | 0.35 | South/Central | MS | Jackson.Intl.AP.722350 | 3 | 1014636 | 35.1848 | 13.8832 | 54.2519 | 34.7159 | 19.5359 | 944.73 | 2.1161 | 1.65 | 3.1178 | -1.0017 | 0.16901 | 0.69205 | -12.84 | 1.7002 | -1.0081 | -18.2273 | 1.0851 | -38.82 | 3.6153 | -2.5302 | -54.0845 | 2.1161 | 1.65 | 3.1178 | -1.0017 | 0.16901 | 2.1934 | 0.5 | 3.2917 | -1.0983 | -1.4368 | 0.013424 | 0.47232 | 0.18637 | 0.72828 | 12.682 | 0.028406 | 0.0092901 | 0.014567 | 0.028406 | 0.029444 | 0.02215 | -0.17236 | -0.52112 | 0.02215 | 0.006712 | 0.0022688 | -0.24468 | -0.72603 | 0.0022688 | -0.019288 | 0.013424 | 0.47232 | 0.18637 | 0.72828 | 12.682 | 0.028406 | 0.0092901 | 0.014567 | 0.028406 | 0.029444 | 0.02215 | -0.17236 | -0.52112 | 0.02215 | 0.006712 | 0.0022688 | -0.24468 | -0.72603 | 0.0022688 | -0.019288
100 | 0.28 | 0.4 | South/Central | MS | Jackson.Intl.AP.722350 | 3 | 1014636 | 34.5154 | 14.3409 | 54.1957 | 34.0553 | 20.1404 | 956.05 | 2.1722 | -9.67 | 3.7784 | -1.6061 | -15.3509 | 0.74819 | -24.16 | 2.3608 | -1.6126 | -33.7472 | 1.1413 | -50.14 | 4.2759 | -3.1346 | -69.6045 | 2.1722 | -9.67 | 3.7784 | -1.6061 | -15.3509 | 2.2496 | -10.82 | 3.9523 | -1.7027 | -16.9567 | 0.013424 | 0.46333 | 0.19251 | 0.72752 | 12.834 | 0.02916 | 0.010044 | 0.01532 | 0.02916 | 0.030198 | -0.12981 | -0.32432 | -0.67308 | -0.12981 | -0.14525 | -0.20607 | -0.45302 | -0.93437 | -0.20607 | -0.22763 | 0.013424 | 0.46333 | 0.19251 | 0.72752 | 12.834 | 0.02916 | 0.010044 | 0.01532 | 0.02916 | 0.030198 | -0.12981 | -0.32432 | -0.67308 | -0.12981 | -0.14525 | -0.20607 | -0.45302 | -0.93437 | -0.20607 | -0.22763
101 | 0.27 | 0.2 | South/Central | MS | Jackson.Intl.AP.722350 | 3 | 1014636 | 37.2342 | 12.4114 | 54.2916 | 36.7381 | 17.5536 | 906.13 | 2.0763 | 40.25 | 1.0957 | 0.98068 | 52.9145 | 0.65229 | 25.76 | -0.32192 | 0.97421 | 34.5182 | 1.0454 | -0.22 | 1.5932 | -0.54779 | -1.3391 | 2.0763 | 40.25 | 1.0957 | 0.98068 | 52.9145 | 2.1537 | 39.1 | 1.2696 | 0.88408 | 51.3087 | 0.013424 | 0.49983 | 0.16661 | 0.72881 | 12.1639 | 0.027873 | 0.0087563 | 0.014033 | 0.027873 | 0.028911 | 0.54031 | 0.3458 | -0.0029533 | 0.54031 | 0.52488 | 0.71032 | 0.46337 | -0.017976 | 0.71032 | 0.68877 | 0.013424 | 0.49983 | 0.16661 | 0.72881 | 12.1639 | 0.027873 | 0.0087563 | 0.014033 | 0.027873 | 0.028911 | 0.54031 | 0.3458 | -0.0029533 | 0.54031 | 0.52488 | 0.71032 | 0.46337 | -0.017976 | 0.71032 | 0.68877
102 | 0.27 | 0.25 | South/Central | MS | Jackson.Intl.AP.722350 | 3 | 1014636 | 36.1865 | 13.0743 | 54.1319 | 35.7043 | 18.4276 | 921.7 | 2.2361 | 24.68 | 2.1294 | 0.10666 | 31.4787 | 0.81202 | 10.19 | 0.71182 | 0.10019 | 13.0824 | 1.2051 | -15.79 | 2.6269 | -1.4218 | -22.7749 | 2.2361 | 24.68 | 2.1294 | 0.10666 | 31.4787 | 2.3134 | 23.53 | 2.3033 | 0.010059 | 29.8728 | 0.013424 | 0.48577 | 0.17551 | 0.72666 | 12.3729 | 0.030017 | 0.0109 | 0.016177 | 0.030017 | 0.031055 | 0.3313 | 0.13679 | -0.21196 | 0.3313 | 0.31587 | 0.42257 | 0.17562 | -0.30573 | 0.42257 | 0.40101 | 0.013424 | 0.48577 | 0.17551 | 0.72666 | 12.3729 | 0.030017 | 0.0109 | 0.016177 | 0.030017 | 0.031055 | 0.3313 | 0.13679 | -0.21196 | 0.3313 | 0.31587 | 0.42257 | 0.17562 | -0.30573 | 0.42257 | 0.40101
103 | 0.27 | 0.3 | South/Central | MS | Jackson.Intl.AP.722350 | 3 | 1014636 | 35.6555 | 13.3775 | 54.0309 | 35.1803 | 18.8505 | 929.02 | 2.3371 | 17.36 | 2.6534 | -0.31626 | 21.4106 | 0.91307 | 2.87 | 1.2358 | -0.32272 | 3.0143 | 1.3062 | -23.11 | 3.1509 | -1.8447 | -32.843 | 2.3371 | 17.36 | 2.6534 | -0.31626 | 21.4106 | 2.4144 | 16.21 | 2.8273 | -0.41286 | 19.8047 | 0.013424 | 0.47864 | 0.17958 | 0.72531 | 12.4711 | 0.031374 | 0.012257 | 0.017534 | 0.031374 | 0.032411 | 0.23304 | 0.038527 | -0.31023 | 0.23304 | 0.2176 | 0.28741 | 0.040464 | -0.44088 | 0.28741 | 0.26586 | 0.013424 | 0.47864 | 0.17958 | 0.72531 | 12.4711 | 0.031374 | 0.012257 | 0.017534 | 0.031374 | 0.032411 | 0.23304 | 0.038527 | -0.31023 | 0.23304 | 0.2176 | 0.28741 | 0.040464 | -0.44088 | 0.28741 | 0.26586
104 | 0.27 | 0.35 | South/Central | MS | Jackson.Intl.AP.722350 | 3 | 1014636 | 34.7236 | 14.0529 | 53.9953 | 34.2607 | 19.7346 | 946.03 | 2.3727 | 0.35 | 3.573 | -1.2003 | -1.8846 | 0.94862 | -14.14 | 2.1554 | -1.2068 | -20.2809 | 1.3417 | -40.12 | 4.0705 | -2.7288 | -56.1382 | 2.3727 | 0.35 | 3.573 | -1.2003 | -1.8846 | 2.45 | -0.8 | 3.7469 | -1.2969 | -3.4904 | 0.013424 | 0.46613 | 0.18865 | 0.72483 | 12.6995 | 0.031851 | 0.012734 | 0.018011 | 0.031851 | 0.032889 | 0.0046984 | -0.18981 | -0.53857 | 0.0046984 | -0.010739 | -0.025299 | -0.27225 | -0.7536 | -0.025299 | -0.046855 | 0.013424 | 0.46613 | 0.18865 | 0.72483 | 12.6995 | 0.031851 | 0.012734 | 0.018011 | 0.031851 | 0.032889 | 0.0046984 | -0.18981 | -0.53857 | 0.0046984 | -0.010739 | -0.025299 | -0.27225 | -0.7536 | -0.025299 | -0.046855
105 | 0.27 | 0.4 | South/Central | MS | Jackson.Intl.AP.722350 | 3 | 1014636 | 34.2196 | 14.3574 | 53.9129 | 33.7634 | 20.1495 | 953.38 | 2.4551 | -7 | 4.0703 | -1.6153 | -11.9773 | 1.031 | -21.49 | 2.6527 | -1.6217 | -30.3735 | 1.4241 | -47.47 | 4.5678 | -3.1437 | -66.2308 | 2.4551 | -7 | 4.0703 | -1.6153 | -11.9773 | 2.5324 | -8.15 | 4.2442 | -1.7119 | -13.5831 | 0.013424 | 0.45936 | 0.19273 | 0.72373 | 12.7981 | 0.032957 | 0.01384 | 0.019117 | 0.032957 | 0.033994 | -0.093968 | -0.28848 | -0.63724 | -0.093968 | -0.10941 | -0.16078 | -0.40773 | -0.88908 | -0.16078 | -0.18234 | 0.013424 | 0.45936 | 0.19273 | 0.72373 | 12.7981 | 0.032957 | 0.01384 | 0.019117 | 0.032957 | 0.033994 | -0.093968 | -0.28848 | -0.63724 | -0.093968 | -0.10941 | -0.16078 | -0.40773 | -0.88908 | -0.16078 | -0.18234
106 | 0.26 | 0.2 | South/Central | MS | Jackson.Intl.AP.722350 | 3 | 1014636 | 36.9284 | 12.4212 | 53.9857 | 36.4363 | 17.5494 | 902.97 | 2.3822 | 43.41 | 1.3974 | 0.98481 | 56.9397 | 0.95819 | 28.92 | -0.020155 | 0.97834 | 38.5434 | 1.3513 | 2.94 | 1.8949 | -0.54366 | 2.6862 | 2.3822 | 43.41 | 1.3974 | 0.98481 | 56.9397 | 2.4596 | 42.26 | 1.5713 | 0.88821 | 55.3339 | 0.013424 | 0.49573 | 0.16674 | 0.7247 | 12.1214 | 0.031979 | 0.012863 | 0.018139 | 0.031979 | 0.033017 | 0.58273 | 0.38822 | 0.039466 | 0.58273 | 0.5673 | 0.76436 | 0.51741 | 0.036059 | 0.76436 | 0.7428 | 0.013424 | 0.49573 | 0.16674 | 0.7247 | 12.1214 | 0.031979 | 0.012863 | 0.018139 | 0.031979 | 0.033017 | 0.58273 | 0.38822 | 0.039466 | 0.58273 | 0.5673 | 0.76436 | 0.51741 | 0.036059 | 0.76436 | 0.7428
107 | 0.26 | 0.25 | South/Central | MS | Jackson.Intl.AP.722350 | 3 | 1014636 | 35.881 | 13.0843 | 53.8276 | 35.4028 | 18.4247 | 918.57 | 2.5404 | 27.81 | 2.4309 | 0.10951 | 35.4494 | 1.1163 | 13.32 | 1.0133 | 0.10304 | 17.0531 | 1.5094 | -12.66 | 2.9284 | -1.419 | -18.8042 | 2.5404 | 27.81 | 2.4309 | 0.10951 | 35.4494 | 2.6177 | 26.66 | 2.6048 | 0.012908 | 33.8436 | 0.013424 | 0.48167 | 0.17564 | 0.72258 | 12.3308 | 0.034102 | 0.014986 | 0.020262 | 0.034102 | 0.03514 | 0.37332 | 0.17881 | -0.16995 | 0.37332 | 0.35788 | 0.47587 | 0.22892 | -0.25243 | 0.47587 | 0.45431 | 0.013424 | 0.48167 | 0.17564 | 0.72258 | 12.3308 | 0.034102 | 0.014986 | 0.020262 | 0.034102 | 0.03514 | 0.37332 | 0.17881 | -0.16995 | 0.37332 | 0.35788 | 0.47587 | 0.22892 | -0.25243 | 0.47587 | 0.45431
108 | 0.26 | 0.3 | South/Central | MS | Jackson.Intl.AP.722350 | 3 | 1014636 | 35.1502 | 13.5638 | 53.7517 | 34.6816 | 19.0701 | 930.5 | 2.6163 | 15.88 | 3.1521 | -0.53581 | 19.0852 | 1.1923 | 1.39 | 1.7346 | -0.54228 | 0.6889 | 1.5854 | -24.59 | 3.6497 | -2.0643 | -35.1684 | 2.6163 | 15.88 | 3.1521 | -0.53581 | 19.0852 | 2.6936 | 14.73 | 3.3261 | -0.63241 | 17.4794 | 0.013424 | 0.47185 | 0.18208 | 0.72156 | 12.491 | 0.035122 | 0.016005 | 0.021282 | 0.035122 | 0.036159 | 0.21317 | 0.018659 | -0.3301 | 0.21317 | 0.19773 | 0.2562 | 0.0092478 | -0.4721 | 0.2562 | 0.23464 | 0.013424 | 0.47185 | 0.18208 | 0.72156 | 12.491 | 0.035122 | 0.016005 | 0.021282 | 0.035122 | 0.036159 | 0.21317 | 0.018659 | -0.3301 | 0.21317 | 0.19773 | 0.2562 | 0.0092478 | -0.4721 | 0.2562 | 0.23464
109 | 0.26 | 0.35 | South/Central | MS | Jackson.Intl.AP.722350 | 3 | 1014636 | 34.2636 | 14.2344 | 53.7476 | 33.8066 | 19.941 | 947.58 | 2.6204 | -1.2 | 4.0271 | -1.4067 | -4.2599 | 1.1963 | -15.69 | 2.6095 | -1.4132 | -22.6562 | 1.5894 | -41.67 | 4.5246 | -2.9352 | -58.5135 | 2.6204 | -1.2 | 4.0271 | -1.4067 | -4.2599 | 2.6977 | -2.35 | 4.201 | -1.5033 | -5.8657 | 0.013424 | 0.45995 | 0.19108 | 0.72151 | 12.7203 | 0.035176 | 0.016059 | 0.021336 | 0.035176 | 0.036213 | -0.016109 | -0.21062 | -0.55938 | -0.016109 | -0.031546 | -0.057185 | -0.30414 | -0.78548 | -0.057185 | -0.078742 | 0.013424 | 0.45995 | 0.19108 | 0.72151 | 12.7203 | 0.035176 | 0.016059 | 0.021336 | 0.035176 | 0.036213 | -0.016109 | -0.21062 | -0.55938 | -0.016109 | -0.031546 | -0.057185 | -0.30414 | -0.78548 | -0.057185 | -0.078742
110 | 0.26 | 0.4 | South/Central | MS | Jackson.Intl.AP.722350 | 3 | 1014636 | 33.9238 | 14.377 | 53.6268 | 33.4715 | 20.1553 | 950.6 | 2.7412 | -4.22 | 4.3623 | -1.6211 | -8.4718 | 1.3171 | -18.71 | 2.9447 | -1.6275 | -26.868 | 1.7102 | -44.69 | 4.8598 | -3.1496 | -62.7253 | 2.7412 | -4.22 | 4.3623 | -1.6211 | -8.4718 | 2.8185 | -5.37 | 4.5362 | -1.7177 | -10.0776 | 0.013424 | 0.45539 | 0.193 | 0.71988 | 12.7608 | 0.036798 | 0.017681 | 0.022958 | 0.036798 | 0.037835 | -0.056649 | -0.25116 | -0.59992 | -0.056649 | -0.072087 | -0.11372 | -0.36068 | -0.84202 | -0.11372 | -0.13528 | 0.013424 | 0.45539 | 0.193 | 0.71988 | 12.7608 | 0.036798 | 0.017681 | 0.022958 | 0.036798 | 0.037835 | -0.056649 | -0.25116 | -0.59992 | -0.056649 | -0.072087 | -0.11372 | -0.36068 | -0.84202 | -0.11372 | -0.13528
111 | 0.25 | 0.2 | South/Central | MS | Jackson.Intl.AP.722350 | 3 | 1014636 | 36.6194 | 12.4312 | 53.6867 | 36.1314 | 17.5553 | 900.07 | 2.6813 | 46.31 | 1.7023 | 0.97895 | 60.6088 | 1.2572 | 31.82 | 0.28473 | 0.97248 | 42.2125 | 1.6503 | 5.84 | 2.1998 | -0.54952 | 6.3552 | 2.6813 | 46.31 | 1.7023 | 0.97895 | 60.6088 | 2.7586 | 45.16 | 1.8762 | 0.88235 | 59.003 | 0.013424 | 0.49158 | 0.16688 | 0.72069 | 12.0825 | 0.035993 | 0.016877 | 0.022154 | 0.035993 | 0.037031 | 0.62166 | 0.42715 | 0.078396 | 0.62166 | 0.60623 | 0.81361 | 0.56666 | 0.085312 | 0.81361 | 0.79205 | 0.013424 | 0.49158 | 0.16688 | 0.72069 | 12.0825 | 0.035993 | 0.016877 | 0.022154 | 0.035993 | 0.037031 | 0.62166 | 0.42715 | 0.078396 | 0.62166 | 0.60623 | 0.81361 | 0.56666 | 0.085312 | 0.81361 | 0.79205
112 | 0.25 | 0.25 | South/Central | MS | Jackson.Intl.AP.722350 | 3 | 1014636 | 35.5764 | 13.0993 | 53.5335 | 35.1022 | 18.4313 | 915.73 | 2.8345 | 30.65 | 2.7316 | 0.10293 | 39.0361 | 1.4104 | 16.16 | 1.314 | 0.09646 | 20.6398 | 1.8035 | -9.82 | 3.2291 | -1.4255 | -15.2175 | 2.8345 | 30.65 | 2.7316 | 0.10293 | 39.0361 | 2.9118 | 29.5 | 2.9055 | 0.0063258 | 37.4302 | 0.013424 | 0.47758 | 0.17584 | 0.71863 | 12.2927 | 0.03805 | 0.018934 | 0.024211 | 0.03805 | 0.039088 | 0.41144 | 0.21693 | -0.13182 | 0.41144 | 0.39601 | 0.52402 | 0.27707 | -0.20428 | 0.52402 | 0.50246 | 0.013424 | 0.47758 | 0.17584 | 0.71863 | 12.2927 | 0.03805 | 0.018934 | 0.024211 | 0.03805 | 0.039088 | 0.41144 | 0.21693 | -0.13182 | 0.41144 | 0.39601 | 0.52402 | 0.27707 | -0.20428 | 0.52402 | 0.50246
113 | 0.25 | 0.3 | South/Central | MS | Jackson.Intl.AP.722350 | 3 | 1014636 | 34.638 | 13.757 | 53.4692 | 34.1761 | 19.2931 | 932.02 | 2.8988 | 14.36 | 3.6576 | -0.75884 | 16.7081 | 1.4747 | -0.13 | 2.24 | -0.76531 | -1.6882 | 1.8678 | -26.11 | 4.1551 | -2.2873 | -37.5455 | 2.8988 | 14.36 | 3.6576 | -0.75884 | 16.7081 | 2.9761 | 13.21 | 3.8315 | -0.85544 | 15.1023 | 0.013424 | 0.46498 | 0.18467 | 0.71777 | 12.5114 | 0.038913 | 0.019797 | 0.025074 | 0.038913 | 0.039951 | 0.19277 | -0.0017451 | -0.3505 | 0.19277 | 0.17733 | 0.22429 | -0.022662 | -0.50401 | 0.22429 | 0.20273 | 0.013424 | 0.46498 | 0.18467 | 0.71777 | 12.5114 | 0.038913 | 0.019797 | 0.025074 | 0.038913 | 0.039951 | 0.19277 | -0.0017451 | -0.3505 | 0.19277 | 0.17733 | 0.22429 | -0.022662 | -0.50401 | 0.22429 | 0.20273
114 | 0.25 | 0.35 | South/Central | MS | Jackson.Intl.AP.722350 | 3 | 1014636 | 33.7613 | 14.4542 | 53.5241 | 33.311 | 20.2131 | 950.64 | 2.8439 | -4.26 | 4.5227 | -1.6788 | -8.7081 | 1.4199 | -18.75 | 3.1052 | -1.6853 | -27.1044 | 1.813 | -44.73 | 5.0202 | -3.2073 | -62.9617 | 2.8439 | -4.26 | 4.5227 | -1.6788 | -8.7081 | 2.9212 | -5.41 | 4.6967 | -1.7754 | -10.314 | 0.013424 | 0.45321 | 0.19403 | 0.7185 | 12.7614 | 0.038177 | 0.01906 | 0.024337 | 0.038177 | 0.039215 | -0.057186 | -0.2517 | -0.60045 | -0.057186 | -0.072624 | -0.1169 | -0.36385 | -0.8452 | -0.1169 | -0.13845 | 0.013424 | 0.45321 | 0.19403 | 0.7185 | 12.7614 | 0.038177 | 0.01906 | 0.024337 | 0.038177 | 0.039215 | -0.057186 | -0.2517 | -0.60045 | -0.057186 | -0.072624 | -0.1169 | -0.36385 | -0.8452 | -0.1169 | -0.13845
115 | 0.25 | 0.4 | South/Central | MS | Jackson.Intl.AP.722350 | 3 | 1014636 | 33.6184 | 14.3959 | 53.3401 | 33.17 | 20.1701 | 947.99 | 3.0278 | -1.61 | 4.6637 | -1.6359 | -5.2017 | 1.6038 | -16.1 | 3.2461 | -1.6424 | -23.5979 | 1.9969 | -42.08 | 5.1612 | -3.1644 | -59.4552 | 3.0278 | -1.61 | 4.6637 | -1.6359 | -5.2017 | 3.1052 | -2.76 | 4.8376 | -1.7325 | -6.8075 | 0.013424 | 0.45129 | 0.19325 | 0.71604 | 12.7258 | 0.040646 | 0.021529 | 0.026806 | 0.040646 | 0.041683 | -0.021613 | -0.21613 | -0.56488 | -0.021613 | -0.03705 | -0.069827 | -0.31678 | -0.79812 | -0.069827 | -0.091383 | 0.013424 | 0.45129 | 0.19325 | 0.71604 | 12.7258 | 0.040646 | 0.021529 | 0.026806 | 0.040646 | 0.041683 | -0.021613 | -0.21613 | -0.56488 | -0.021613 | -0.03705 | -0.069827 | -0.31678 | -0.79812 | -0.069827 | -0.091383
116 | 0.24 | 0.2 | South/Central | MS | Jackson.Intl.AP.722350 | 3 | 1014636 | 36.3083 | 12.4408 | 53.3753 | 35.8243 | 17.551 | 896.84 | 2.9927 | 49.54 | 2.0094 | 0.98326 | 64.7095 | 1.5686 | 35.05 | 0.59185 | 0.97679 | 46.3133 | 1.9617 | 9.07 | 2.5069 | -0.54522 | 10.456 | 2.9927 | 49.54 | 2.0094 | 0.98326 | 64.7095 | 3.07 | 48.39 | 2.1833 | 0.88666 | 63.1037 | 0.013424 | 0.4874 | 0.16701 | 0.71651 | 12.0391 | 0.040174 | 0.021057 | 0.026334 | 0.040174 | 0.041212 | 0.66502 | 0.47051 | 0.12176 | 0.66502 | 0.64959 | 0.86866 | 0.62171 | 0.14036 | 0.86866 | 0.8471 | 0.013424 | 0.4874 | 0.16701 | 0.71651 | 12.0391 | 0.040174 | 0.021057 | 0.026334 | 0.040174 | 0.041212 | 0.66502 | 0.47051 | 0.12176 | 0.66502 | 0.64959 | 0.86866 | 0.62171 | 0.14036 | 0.86866 | 0.8471
117 | 0.24 | 0.25 | South/Central | MS | Jackson.Intl.AP.722350 | 3 | 1014636 | 35.271 | 13.1093 | 53.2323 | 34.8007 | 18.4316 | 912.7 | 3.1357 | 33.68 | 3.0331 | 0.10266 | 42.8832 | 1.7117 | 19.19 | 1.6155 | 0.096193 | 24.487 | 2.1047 | -6.79 | 3.5306 | -1.4258 | -11.3703 | 3.1357 | 33.68 | 3.0331 | 0.10266 | 42.8832 | 3.213 | 32.53 | 3.207 | 0.0060588 | 41.2774 | 0.013424 | 0.47348 | 0.17598 | 0.71459 | 12.252 | 0.042094 | 0.022977 | 0.028254 | 0.042094 | 0.043131 | 0.45212 | 0.25761 | -0.091149 | 0.45212 | 0.43668 | 0.57566 | 0.32871 | -0.15263 | 0.57566 | 0.55411 | 0.013424 | 0.47348 | 0.17598 | 0.71459 | 12.252 | 0.042094 | 0.022977 | 0.028254 | 0.042094 | 0.043131 | 0.45212 | 0.25761 | -0.091149 | 0.45212 | 0.43668 | 0.57566 | 0.32871 | -0.15263 | 0.57566 | 0.55411
118 | 0.24 | 0.3 | South/Central | MS | Jackson.Intl.AP.722350 | 3 | 1014636 | 34.3326 | 13.7759 | 53.177 | 33.8746 | 19.3024 | 929.25 | 3.191 | 17.13 | 3.9591 | -0.76813 | 20.1974 | 1.7669 | 2.64 | 2.5415 | -0.7746 | 1.8011 | 2.16 | -23.34 | 4.4566 | -2.2966 | -34.0561 | 3.191 | 17.13 | 3.9591 | -0.76813 | 20.1974 | 3.2683 | 15.98 | 4.133 | -0.86473 | 18.5916 | 0.013424 | 0.46088 | 0.18493 | 0.71385 | 12.4742 | 0.042836 | 0.023719 | 0.028996 | 0.042836 | 0.043873 | 0.22995 | 0.035439 | -0.31332 | 0.22995 | 0.21451 | 0.27113 | 0.024178 | -0.45717 | 0.27113 | 0.24957 | 0.013424 | 0.46088 | 0.18493 | 0.71385 | 12.4742 | 0.042836 | 0.023719 | 0.028996 | 0.042836 | 0.043873 | 0.22995 | 0.035439 | -0.31332 | 0.22995 | 0.21451 | 0.27113 | 0.024178 | -0.45717 | 0.27113 | 0.24957
119 | 0.24 | 0.35 | South/Central | MS | Jackson.Intl.AP.722350 | 3 | 1014636 | 33.4597 | 14.4704 | 53.2294 | 33.0132 | 20.2162 | 947.72 | 3.1386 | -1.34 | 4.8205 | -1.6819 | -5.0206 | 1.7145 | -15.83 | 3.4029 | -1.6884 | -23.4169 | 2.1076 | -41.81 | 5.318 | -3.2104 | -59.2742 | 3.1386 | -1.34 | 4.8205 | -1.6819 | -5.0206 | 3.2159 | -2.49 | 4.9944 | -1.7785 | -6.6264 | 0.013424 | 0.44916 | 0.19425 | 0.71455 | 12.7222 | 0.042132 | 0.023016 | 0.028293 | 0.042132 | 0.04317 | -0.017988 | -0.2125 | -0.56126 | -0.017988 | -0.033426 | -0.067397 | -0.31435 | -0.79569 | -0.067397 | -0.088953 | 0.013424 | 0.44916 | 0.19425 | 0.71455 | 12.7222 | 0.042132 | 0.023016 | 0.028293 | 0.042132 | 0.04317 | -0.017988 | -0.2125 | -0.56126 | -0.017988 | -0.033426 | -0.067397 | -0.31435 | -0.79569 | -0.067397 | -0.088953
120 | 0.24 | 0.4 | South/Central | MS | Jackson.Intl.AP.722350 | 3 | 1014636 | 33.3195 | 14.4209 | 53.0652 | 32.8749 | 20.1902 | 945.6 | 3.3028 | 0.78 | 4.9588 | -1.656 | -2.2219 | 1.8788 | -13.71 | 3.5412 | -1.6624 | -20.6181 | 2.2719 | -39.69 | 5.4563 | -3.1844 | -56.4754 | 3.3028 | 0.78 | 4.9588 | -1.656 | -2.2219 | 3.3801 | -0.37 | 5.1327 | -1.7526 | -3.8277 | 0.013424 | 0.44728 | 0.19359 | 0.71234 | 12.6937 | 0.044337 | 0.025221 | 0.030497 | 0.044337 | 0.045375 | 0.010471 | -0.18404 | -0.5328 | 0.010471 | -0.0049669 | -0.029826 | -0.27678 | -0.75812 | -0.029826 | -0.051383 | 0.013424 | 0.44728 | 0.19359 | 0.71234 | 12.6937 | 0.044337 | 0.025221 | 0.030497 | 0.044337 | 0.045375 | 0.010471 | -0.18404 | -0.5328 | 0.010471 | -0.0049669 | -0.029826 | -0.27678 | -0.75812 | -0.029826 | -0.051383
121 | 0.22 | 0.2 | South/Central | MS | Jackson.Intl.AP.722350 | 3 | 1014636 | 35.6937 | 12.4563 | 52.7658 | 35.2176 | 17.5481 | 890.63 | 3.6022 | 55.75 | 2.6161 | 0.98613 | 72.5863 | 2.1782 | 41.26 | 1.1985 | 0.97966 | 54.1901 | 2.5712 | 15.28 | 3.1136 | -0.54234 | 18.3328 | 3.6022 | 55.75 | 2.6161 | 0.98613 | 72.5863 | 3.6795 | 54.6 | 2.79 | 0.88953 | 70.9805 | 0.013424 | 0.47915 | 0.16721 | 0.70833 | 11.9558 | 0.048356 | 0.02924 | 0.034516 | 0.048356 | 0.049394 | 0.74839 | 0.55387 | 0.20512 | 0.74839 | 0.73295 | 0.9744 | 0.72745 | 0.2461 | 0.9744 | 0.95284 | 0.013424 | 0.47915 | 0.16721 | 0.70833 | 11.9558 | 0.048356 | 0.02924 | 0.034516 | 0.048356 | 0.049394 | 0.74839 | 0.55387 | 0.20512 | 0.74839 | 0.73295 | 0.9744 | 0.72745 | 0.2461 | 0.9744 | 0.95284
122 | 0.22 | 0.25 | South/Central | MS | Jackson.Intl.AP.722350 | 3 | 1014636 | 34.6511 | 13.129 | 52.6212 | 34.1887 | 18.4325 | 906.54 | 3.7468 | 39.84 | 3.6451 | 0.10179 | 50.6799 | 2.3228 | 25.35 | 2.2275 | 0.095319 | 32.2836 | 2.7159 | -0.63 | 4.1426 | -1.4267 | -3.5737 | 3.7468 | 39.84 | 3.6451 | 0.10179 | 50.6799 | 3.8241 | 38.69 | 3.819 | 0.0051844 | 49.074 | 0.013424 | 0.46515 | 0.17624 | 0.70638 | 12.1694 | 0.050297 | 0.031181 | 0.036458 | 0.050297 | 0.051335 | 0.53481 | 0.3403 | -0.0084571 | 0.53481 | 0.51937 | 0.68032 | 0.43337 | -0.047973 | 0.68032 | 0.65877 | 0.013424 | 0.46515 | 0.17624 | 0.70638 | 12.1694 | 0.050297 | 0.031181 | 0.036458 | 0.050297 | 0.051335 | 0.53481 | 0.3403 | -0.0084571 | 0.53481 | 0.51937 | 0.68032 | 0.43337 | -0.047973 | 0.68032 | 0.65877
123 | 0.22 | 0.3 | South/Central | MS | Jackson.Intl.AP.722350 | 3 | 1014636 | 33.7179 | 13.8074 | 52.5893 | 33.268 | 19.3213 | 923.68 | 3.7787 | 22.7 | 4.5658 | -0.78703 | 27.2107 | 2.3547 | 8.21 | 3.1482 | -0.7935 | 8.8144 | 2.7478 | -17.77 | 5.0633 | -2.3155 | -27.0428 | 3.7787 | 22.7 | 4.5658 | -0.78703 | 27.2107 | 3.856 | 21.55 | 4.7397 | -0.88363 | 25.6049 | 0.013424 | 0.45263 | 0.18535 | 0.70596 | 12.3994 | 0.050725 | 0.031609 | 0.036886 | 0.050725 | 0.051763 | 0.30472 | 0.11021 | -0.23854 | 0.30472 | 0.28929 | 0.36528 | 0.11832 | -0.36302 | 0.36528 | 0.34372 | 0.013424 | 0.45263 | 0.18535 | 0.70596 | 12.3994 | 0.050725 | 0.031609 | 0.036886 | 0.050725 | 0.051763 | 0.30472 | 0.11021 | -0.23854 | 0.30472 | 0.28929 | 0.36528 | 0.11832 | -0.36302 | 0.36528 | 0.34372
124 | 0.22 | 0.35 | South/Central | MS | Jackson.Intl.AP.722350 | 3 | 1014636 | 32.8512 | 14.5053 | 52.6459 | 32.4127 | 20.2332 | 942.15 | 3.7221 | 4.23 | 5.421 | -1.699 | 1.9873 | 2.298 | -10.26 | 4.0034 | -1.7054 | -16.409 | 2.6911 | -36.24 | 5.9185 | -3.2274 | -52.2663 | 3.7221 | 4.23 | 5.421 | -1.699 | 1.9873 | 3.7994 | 3.08 | 5.5949 | -1.7956 | 0.38147 | 0.013424 | 0.44099 | 0.19472 | 0.70672 | 12.6474 | 0.049965 | 0.030848 | 0.036125 | 0.049965 | 0.051003 | 0.056783 | -0.13773 | -0.48648 | 0.056783 | 0.041346 | 0.026677 | -0.22027 | -0.70162 | 0.026677 | 0.0051208 | 0.013424 | 0.44099 | 0.19472 | 0.70672 | 12.6474 | 0.049965 | 0.030848 | 0.036125 | 0.049965 | 0.051003 | 0.056783 | -0.13773 | -0.48648 | 0.056783 | 0.041346 | 0.026677 | -0.22027 | -0.70162 | 0.026677 | 0.0051208
125 | 0.22 | 0.4 | South/Central | MS | Jackson.Intl.AP.722350 | 3 | 1014636 | 32.7129 | 14.4563 | 52.4848 | 32.2762 | 20.2086 | 940.08 | 3.8832 | 6.3 | 5.5575 | -1.6743 | 4.7115 | 2.4592 | -8.19 | 4.14 | -1.6808 | -13.6848 | 2.8522 | -34.17 | 6.055 | -3.2028 | -49.542 | 3.8832 | 6.3 | 5.5575 | -1.6743 | 4.7115 | 3.9605 | 5.15 | 5.7315 | -1.7709 | 3.1057 | 0.013424 | 0.43914 | 0.19406 | 0.70455 | 12.6196 | 0.052128 | 0.033012 | 0.038288 | 0.052128 | 0.053166 | 0.084571 | -0.10994 | -0.4587 | 0.084571 | 0.069133 | 0.063247 | -0.1837 | -0.66505 | 0.063247 | 0.041691 | 0.013424 | 0.43914 | 0.19406 | 0.70455 | 12.6196 | 0.052128 | 0.033012 | 0.038288 | 0.052128 | 0.053166 | 0.084571 | -0.10994 | -0.4587 | 0.084571 | 0.069133 | 0.063247 | -0.1837 | -0.66505 | 0.063247 | 0.041691
126 | 0.2 | 0.2 | South/Central | MS | Jackson.Intl.AP.722350 | 3 | 1014636 | 35.0584 | 12.4725 | 52.1332 | 34.5905 | 17.5427 | 884.13 | 4.2348 | 62.25 | 3.2433 | 0.99154 | 80.8266 | 2.8108 | 47.76 | 1.8257 | 0.98508 | 62.4303 | 3.2038 | 21.78 | 3.7408 | -0.53693 | 26.573 | 4.2348 | 62.25 | 3.2433 | 0.99154 | 80.8266 | 4.3121 | 61.1 | 3.4172 | 0.89494 | 79.2208 | 0.013424 | 0.47062 | 0.16743 | 0.69983 | 11.8685 | 0.056848 | 0.037732 | 0.043008 | 0.056848 | 0.057886 | 0.83564 | 0.64113 | 0.29237 | 0.83564 | 0.8202 | 1.085 | 0.83806 | 0.35672 | 1.085 | 1.0635 | 0.013424 | 0.47062 | 0.16743 | 0.69983 | 11.8685 | 0.056848 | 0.037732 | 0.043008 | 0.056848 | 0.057886 | 0.83564 | 0.64113 | 0.29237 | 0.83564 | 0.8202 | 1.085 | 0.83806 | 0.35672 | 1.085 | 1.0635
127 | 0.2 | 0.25 | South/Central | MS | Jackson.Intl.AP.722350 | 3 | 1014636 | 34.0256 | 13.1545 | 52.0078 | 33.5714 | 18.4364 | 900.42 | 4.3602 | 45.96 | 4.2623 | 0.097846 | 58.4224 | 2.9361 | 31.47 | 2.8447 | 0.091379 | 40.0261 | 3.3292 | 5.49 | 4.7598 | -1.4306 | 4.1688 | 4.3602 | 45.96 | 4.2623 | 0.097846 | 58.4224 | 4.4375 | 44.81 | 4.4362 | 0.0012439 | 56.8166 | 0.013424 | 0.45676 | 0.17659 | 0.69815 | 12.0872 | 0.058531 | 0.039414 | 0.044691 | 0.058531 | 0.059569 | 0.61697 | 0.42245 | 0.073698 | 0.61697 | 0.60153 | 0.78426 | 0.53731 | 0.055962 | 0.78426 | 0.7627 | 0.013424 | 0.45676 | 0.17659 | 0.69815 | 12.0872 | 0.058531 | 0.039414 | 0.044691 | 0.058531 | 0.059569 | 0.61697 | 0.42245 | 0.073698 | 0.61697 | 0.60153 | 0.78426 | 0.53731 | 0.055962 | 0.78426 | 0.7627
128 | 0.2 | 0.3 | South/Central | MS | Jackson.Intl.AP.722350 | 3 | 1014636 | 33.0914 | 13.8302 | 51.9756 | 32.6495 | 19.326 | 917.56 | 4.3924 | 28.82 | 5.1842 | -0.79177 | 34.9362 | 2.9684 | 14.33 | 3.7666 | -0.79824 | 16.5399 | 3.3614 | -11.65 | 5.6817 | -2.3202 | -19.3174 | 4.3924 | 28.82 | 5.1842 | -0.79177 | 34.9362 | 4.4697 | 27.67 | 5.3581 | -0.88837 | 33.3304 | 0.013424 | 0.44422 | 0.18566 | 0.69772 | 12.3173 | 0.058964 | 0.039847 | 0.045124 | 0.058964 | 0.060001 | 0.38688 | 0.19237 | -0.15639 | 0.38688 | 0.37144 | 0.46898 | 0.22203 | -0.25932 | 0.46898 | 0.44743 | 0.013424 | 0.44422 | 0.18566 | 0.69772 | 12.3173 | 0.058964 | 0.039847 | 0.045124 | 0.058964 | 0.060001 | 0.38688 | 0.19237 | -0.15639 | 0.38688 | 0.37144 | 0.46898 | 0.22203 | -0.25932 | 0.46898 | 0.44743
129 | 0.2 | 0.35 | South/Central | MS | Jackson.Intl.AP.722350 | 3 | 1014636 | 32.2343 | 14.5351 | 52.0489 | 31.8038 | 20.2451 | 936.34 | 4.3191 | 10.04 | 6.0299 | -1.7108 | 9.3079 | 2.895 | -4.45 | 4.6123 | -1.7173 | -9.0884 | 3.2881 | -30.43 | 6.5274 | -3.2393 | -44.9456 | 4.3191 | 10.04 | 6.0299 | -1.7108 | 9.3079 | 4.3964 | 8.89 | 6.2038 | -1.8074 | 7.7021 | 0.013424 | 0.43271 | 0.19512 | 0.6987 | 12.5694 | 0.057979 | 0.038863 | 0.044139 | 0.057979 | 0.059017 | 0.13478 | -0.059737 | -0.40849 | 0.13478 | 0.11934 | 0.12495 | -0.122 | -0.60335 | 0.12495 | 0.10339 | 0.013424 | 0.43271 | 0.19512 | 0.6987 | 12.5694 | 0.057979 | 0.038863 | 0.044139 | 0.057979 | 0.059017 | 0.13478 | -0.059737 | -0.40849 | 0.13478 | 0.11934 | 0.12495 | -0.122 | -0.60335 | 0.12495 | 0.10339
130 | 0.2 | 0.4 | South/Central | MS | Jackson.Intl.AP.722350 | 3 | 1014636 | 32.0991 | 14.4887 | 51.8934 | 31.6703 | 20.2231 | 934.37 | 4.4746 | 12.01 | 6.1634 | -1.6888 | 11.8885 | 3.0505 | -2.48 | 4.7458 | -1.6953 | -6.5077 | 3.4436 | -28.46 | 6.6609 | -3.2173 | -42.365 | 4.4746 | 12.01 | 6.1634 | -1.6888 | 11.8885 | 4.5519 | 10.86 | 6.3373 | -1.7854 | 10.2827 | 0.013424 | 0.4309 | 0.1945 | 0.69662 | 12.5429 | 0.060066 | 0.04095 | 0.046227 | 0.060066 | 0.061104 | 0.16122 | -0.033291 | -0.38205 | 0.16122 | 0.14578 | 0.15959 | -0.08736 | -0.56871 | 0.15959 | 0.13803 | 0.013424 | 0.4309 | 0.1945 | 0.69662 | 12.5429 | 0.060066 | 0.04095 | 0.046227 | 0.060066 | 0.061104 | 0.16122 | -0.033291 | -0.38205 | 0.16122 | 0.14578 | 0.15959 | -0.08736 | -0.56871 | 0.15959 | 0.13803
133 | 0.32 | 0.2 | South/Central | MS | Jackson.Intl.AP.722350 | 3 | 1014636 | 38.7332 | 12.3699 | 55.7791 | 38.2178 | 17.5614 | 921.29 | 0.58885 | 25.09 | -0.38405 | 0.9729 | 33.6711 | -0.8352 | 10.6 | -1.8016 | 0.96643 | 15.2748 | -0.44212 | -15.38 | 0.11346 | -0.55557 | -20.5824 | 0.58885 | 25.09 | -0.38405 | 0.9729 | 33.6711 | 0.66616 | 23.94 | -0.21014 | 0.8763 | 32.0653 | 0.013424 | 0.51995 | 0.16605 | 0.74878 | 12.3674 | 0.0079047 | -0.011212 | -0.005935 | 0.0079047 | 0.0089425 | 0.33681 | 0.14229 | -0.20646 | 0.33681 | 0.32137 | 0.452 | 0.20505 | -0.2763 | 0.452 | 0.43044 | 0.013424 | 0.51995 | 0.16605 | 0.74878 | 12.3674 | 0.0079047 | -0.011212 | -0.005935 | 0.0079047 | 0.0089425 | 0.33681 | 0.14229 | -0.20646 | 0.33681 | 0.32137 | 0.452 | 0.20505 | -0.2763 | 0.452 | 0.43044
134 | 0.32 | 0.23 | South/Central | MS | Jackson.Intl.AP.722350 | 3 | 1014636 | 38.0785 | 12.7676 | 55.6523 | 37.5718 | 18.0805 | 930.21 | 0.71572 | 16.17 | 0.26194 | 0.45377 | 21.3487 | -0.70834 | 1.68 | -1.1556 | 0.44731 | 2.9524 | -0.31525 | -24.3 | 0.75945 | -1.0747 | -32.9048 | 0.71572 | 16.17 | 0.26194 | 0.45377 | 21.3487 | 0.79303 | 15.02 | 0.43586 | 0.35717 | 19.7429 | 0.013424 | 0.51116 | 0.17139 | 0.74707 | 12.4871 | 0.0096077 | -0.0095087 | -0.0042319 | 0.0096077 | 0.010646 | 0.21707 | 0.022552 | -0.3262 | 0.21707 | 0.20163 | 0.28658 | 0.039633 | -0.44171 | 0.28658 | 0.26503 | 0.013424 | 0.51116 | 0.17139 | 0.74707 | 12.4871 | 0.0096077 | -0.0095087 | -0.0042319 | 0.0096077 | 0.010646 | 0.21707 | 0.022552 | -0.3262 | 0.21707 | 0.20163 | 0.28658 | 0.039633 | -0.44171 | 0.28658 | 0.26503
135 | 0.32 | 0.25 | South/Central | MS | Jackson.Intl.AP.722350 | 3 | 1014636 | 37.6605 | 13.0329 | 55.5911 | 37.1593 | 18.4318 | 936.51 | 0.77684 | 9.87 | 0.67442 | 0.10242 | 12.692 | -0.64721 | -4.62 | -0.74317 | 0.095952 | -5.7042 | -0.25413 | -30.6 | 1.1719 | -1.4261 | -41.5615 | 0.77684 | 9.87 | 0.67442 | 0.10242 | 12.692 | 0.85415 | 8.72 | 0.84833 | 0.0058176 | 11.0862 | 0.013424 | 0.50555 | 0.17495 | 0.74625 | 12.5717 | 0.010428 | -0.0086882 | -0.0034114 | 0.010428 | 0.011466 | 0.13249 | -0.062019 | -0.41077 | 0.13249 | 0.11706 | 0.17038 | -0.076573 | -0.55792 | 0.17038 | 0.14882 | 0.013424 | 0.50555 | 0.17495 | 0.74625 | 12.5717 | 0.010428 | -0.0086882 | -0.0034114 | 0.010428 | 0.011466 | 0.13249 | -0.062019 | -0.41077 | 0.13249 | 0.11706 | 0.17038 | -0.076573 | -0.55792 | 0.17038 | 0.14882
136 | 0.32 | 0.3 | South/Central | MS | Jackson.Intl.AP.722350 | 3 | 1014636 | 37.4878 | 13.0712 | 55.5267 | 36.9888 | 18.5379 | 937.96 | 0.84133 | 8.42 | 0.84492 | -0.0035967 | 10.6692 | -0.58272 | -6.07 | -0.57266 | -0.010064 | -7.7271 | -0.18964 | -32.05 | 1.3424 | -1.5321 | -43.5843 | 0.84133 | 8.42 | 0.84492 | -0.0035967 | 10.6692 | 0.91864 | 7.27 | 1.0188 | -0.1002 | 9.0634 | 0.013424 | 0.50323 | 0.17547 | 0.74539 | 12.5911 | 0.011294 | -0.0078225 | -0.0025457 | 0.011294 | 0.012332 | 0.11303 | -0.081483 | -0.43024 | 0.11303 | 0.097592 | 0.14322 | -0.10373 | -0.58507 | 0.14322 | 0.12167 | 0.013424 | 0.50323 | 0.17547 | 0.74539 | 12.5911 | 0.011294 | -0.0078225 | -0.0025457 | 0.011294 | 0.012332 | 0.11303 | -0.081483 | -0.43024 | 0.11303 | 0.097592 | 0.14322 | -0.10373 | -0.58507 | 0.14322 | 0.12167
137 | 0.32 | 0.35 | South/Central | MS | Jackson.Intl.AP.722350 | 3 | 1014636 | 36.5461 | 13.6821 | 55.3925 | 36.0596 | 19.3328 | 952.26 | 0.97553 | -5.88 | 1.7741 | -0.79857 | -8.9697 | -0.44853 | -20.37 | 0.35651 | -0.80504 | -27.366 | -0.055443 | -46.35 | 2.2716 | -2.327 | -63.2232 | 0.97553 | -5.88 | 1.7741 | -0.79857 | -8.9697 | 1.0528 | -7.03 | 1.948 | -0.89517 | -10.5755 | 0.013424 | 0.49059 | 0.18367 | 0.74359 | 12.7831 | 0.013095 | -0.006021 | -0.00074426 | 0.013095 | 0.014133 | -0.078933 | -0.27345 | -0.6222 | -0.078933 | -0.09437 | -0.12041 | -0.36736 | -0.84871 | -0.12041 | -0.14197 | 0.013424 | 0.49059 | 0.18367 | 0.74359 | 12.7831 | 0.013095 | -0.006021 | -0.00074426 | 0.013095 | 0.014133 | -0.078933 | -0.27345 | -0.6222 | -0.078933 | -0.09437 | -0.12041 | -0.36736 | -0.84871 | -0.12041 | -0.14197
138 | 0.32 | 0.4 | South/Central | MS | Jackson.Intl.AP.722350 | 3 | 1014636 | 35.6894 | 14.2876 | 55.3365 | 35.2142 | 20.1223 | 967.22 | 1.0315 | -20.84 | 2.6195 | -1.588 | -29.4602 | -0.39252 | -35.33 | 1.2019 | -1.5945 | -47.8565 | 0.00056614 | -61.31 | 3.117 | -3.1165 | -83.7138 | 1.0315 | -20.84 | 2.6195 | -1.588 | -29.4602 | 1.1088 | -21.99 | 2.7934 | -1.6846 | -31.066 | 0.013424 | 0.47909 | 0.1918 | 0.74283 | 12.9839 | 0.013847 | -0.0052691 | 7.5998e-06 | 0.013847 | 0.014885 | -0.27976 | -0.47427 | -0.82302 | -0.27976 | -0.29519 | -0.39547 | -0.64242 | -1.1238 | -0.39547 | -0.41703 | 0.013424 | 0.47909 | 0.1918 | 0.74283 | 12.9839 | 0.013847 | -0.0052691 | 7.5998e-06 | 0.013847 | 0.014885 | -0.27976 | -0.47427 | -0.82302 | -0.27976 | -0.29519 | -0.39547 | -0.64242 | -1.1238 | -0.39547 | -0.41703
140 | 0.2 | 0.45 | South/Central | MS | Jackson.Intl.AP.722350 | 3 | 1014636 | 31.6086 | 14.9155 | 51.9859 | 31.1863 | 20.7996 | 946.62 | 4.3821 | -0.24 | 6.6475 | -2.2654 | -4.7828 | 2.958 | -14.73 | 5.2299 | -2.2718 | -23.1791 | 3.3511 | -40.71 | 7.145 | -3.7939 | -59.0364 | 4.3821 | -0.24 | 6.6475 | -2.2654 | -4.7828 | 4.4594 | -1.39 | 6.8214 | -2.362 | -6.3886 | 0.013424 | 0.42431 | 0.20022 | 0.69786 | 12.7074 | 0.058825 | 0.039709 | 0.044985 | 0.058825 | 0.059863 | -0.0032218 | -0.19773 | -0.54649 | -0.0032218 | -0.018659 | -0.064205 | -0.31116 | -0.7925 | -0.064205 | -0.085761 | 0.013424 | 0.42431 | 0.20022 | 0.69786 | 12.7074 | 0.058825 | 0.039709 | 0.044985 | 0.058825 | 0.059863 | -0.0032218 | -0.19773 | -0.54649 | -0.0032218 | -0.018659 | -0.064205 | -0.31116 | -0.7925 | -0.064205 | -0.085761
141 | 0.22 | 0.45 | South/Central | MS | Jackson.Intl.AP.722350 | 3 | 1014636 | 32.2197 | 14.8793 | 52.57 | 31.7895 | 20.7805 | 952.16 | 3.798 | -5.78 | 6.0442 | -2.2462 | -11.743 | 2.3739 | -20.27 | 4.6267 | -2.2527 | -30.1393 | 2.767 | -46.25 | 6.5417 | -3.7747 | -65.9966 | 3.798 | -5.78 | 6.0442 | -2.2462 | -11.743 | 3.8753 | -6.93 | 6.2182 | -2.3428 | -13.3488 | 0.013424 | 0.43252 | 0.19974 | 0.7057 | 12.7818 | 0.050984 | 0.031868 | 0.037144 | 0.050984 | 0.052022 | -0.07759 | -0.2721 | -0.62086 | -0.07759 | -0.093028 | -0.15764 | -0.40459 | -0.88594 | -0.15764 | -0.17919 | 0.013424 | 0.43252 | 0.19974 | 0.7057 | 12.7818 | 0.050984 | 0.031868 | 0.037144 | 0.050984 | 0.052022 | -0.07759 | -0.2721 | -0.62086 | -0.07759 | -0.093028 | -0.15764 | -0.40459 | -0.88594 | -0.15764 | -0.17919
142 | 0.24 | 0.45 | South/Central | MS | Jackson.Intl.AP.722350 | 3 | 1014636 | 32.8236 | 14.8504 | 53.155 | 32.3855 | 20.7694 | 957.87 | 3.213 | -11.49 | 5.4482 | -2.2352 | -18.9311 | 1.789 | -25.98 | 4.0306 | -2.2416 | -37.3274 | 2.1821 | -51.96 | 5.9457 | -3.7636 | -73.1847 | 3.213 | -11.49 | 5.4482 | -2.2352 | -18.9311 | 3.2903 | -12.64 | 5.6221 | -2.3318 | -20.5369 | 0.013424 | 0.44062 | 0.19935 | 0.71355 | 12.8584 | 0.043132 | 0.024015 | 0.029292 | 0.043132 | 0.044169 | -0.15424 | -0.34875 | -0.69751 | -0.15424 | -0.16968 | -0.25413 | -0.50108 | -0.98243 | -0.25413 | -0.27569 | 0.013424 | 0.44062 | 0.19935 | 0.71355 | 12.8584 | 0.043132 | 0.024015 | 0.029292 | 0.043132 | 0.044169 | -0.15424 | -0.34875 | -0.69751 | -0.15424 | -0.16968 | -0.25413 | -0.50108 | -0.98243 | -0.25413 | -0.27569
143 | 0.25 | 0.45 | South/Central | MS | Jackson.Intl.AP.722350 | 3 | 1014636 | 33.1191 | 14.8341 | 53.4345 | 32.6772 | 20.7573 | 960.47 | 2.9335 | -14.09 | 5.1566 | -2.2231 | -22.1825 | 1.5095 | -28.58 | 3.739 | -2.2295 | -40.5787 | 1.9025 | -54.56 | 5.6541 | -3.7515 | -76.436 | 2.9335 | -14.09 | 5.1566 | -2.2231 | -22.1825 | 3.0108 | -15.24 | 5.3305 | -2.3197 | -23.7883 | 0.013424 | 0.44459 | 0.19913 | 0.7173 | 12.8933 | 0.039379 | 0.020263 | 0.02554 | 0.039379 | 0.040417 | -0.18914 | -0.38366 | -0.73241 | -0.18914 | -0.20458 | -0.29778 | -0.54473 | -1.0261 | -0.29778 | -0.31933 | 0.013424 | 0.44459 | 0.19913 | 0.7173 | 12.8933 | 0.039379 | 0.020263 | 0.02554 | 0.039379 | 0.040417 | -0.18914 | -0.38366 | -0.73241 | -0.18914 | -0.20458 | -0.29778 | -0.54473 | -1.0261 | -0.29778 | -0.31933
144 | 0.26 | 0.45 | South/Central | MS | Jackson.Intl.AP.722350 | 3 | 1014636 | 33.3746 | 14.8542 | 53.72 | 32.9295 | 20.7906 | 964.01 | 2.6479 | -17.63 | 4.9043 | -2.2563 | -26.7299 | 1.2239 | -32.12 | 3.4867 | -2.2628 | -45.1262 | 1.617 | -58.1 | 5.4018 | -3.7848 | -80.9835 | 2.6479 | -17.63 | 4.9043 | -2.2563 | -26.7299 | 2.7253 | -18.78 | 5.0782 | -2.3529 | -28.3357 | 0.013424 | 0.44802 | 0.1994 | 0.72114 | 12.9408 | 0.035546 | 0.01643 | 0.021706 | 0.035546 | 0.036584 | -0.23666 | -0.43118 | -0.77993 | -0.23666 | -0.2521 | -0.35882 | -0.60577 | -1.0871 | -0.35882 | -0.38038 | 0.013424 | 0.44802 | 0.1994 | 0.72114 | 12.9408 | 0.035546 | 0.01643 | 0.021706 | 0.035546 | 0.036584 | -0.23666 | -0.43118 | -0.77993 | -0.23666 | -0.2521 | -0.35882 | -0.60577 | -1.0871 | -0.35882 | -0.38038
145 | 0.27 | 0.45 | South/Central | MS | Jackson.Intl.AP.722350 | 3 | 1014636 | 33.6137 | 14.8742 | 53.9934 | 33.1655 | 20.8279 | 967.51 | 2.3745 | -21.13 | 4.6682 | -2.2937 | -31.2324 | 0.95049 | -35.62 | 3.2506 | -2.3001 | -49.6286 | 1.3436 | -61.6 | 5.1657 | -3.8222 | -85.4859 | 2.3745 | -21.13 | 4.6682 | -2.2937 | -31.2324 | 2.4519 | -22.28 | 4.8421 | -2.3903 | -32.8382 | 0.013424 | 0.45123 | 0.19967 | 0.72481 | 12.9878 | 0.031876 | 0.012759 | 0.018036 | 0.031876 | 0.032914 | -0.28365 | -0.47816 | -0.82692 | -0.28365 | -0.29909 | -0.41926 | -0.66621 | -1.1476 | -0.41926 | -0.44082 | 0.013424 | 0.45123 | 0.19967 | 0.72481 | 12.9878 | 0.031876 | 0.012759 | 0.018036 | 0.031876 | 0.032914 | -0.28365 | -0.47816 | -0.82692 | -0.28365 | -0.29909 | -0.41926 | -0.66621 | -1.1476 | -0.41926 | -0.44082
146 | 0.28 | 0.45 | South/Central | MS | Jackson.Intl.AP.722350 | 3 | 1014636 | 33.8593 | 14.8945 | 54.2751 | 33.408 | 20.8672 | 971.13 | 2.0929 | -24.75 | 4.4258 | -2.3329 | -35.8904 | 0.6688 | -39.24 | 3.0082 | -2.3394 | -54.2867 | 1.0619 | -65.22 | 4.9233 | -3.8614 | -90.144 | 2.0929 | -24.75 | 4.4258 | -2.3329 | -35.8904 | 2.1702 | -25.9 | 4.5997 | -2.4295 | -37.4963 | 0.013424 | 0.45453 | 0.19994 | 0.72859 | 13.0364 | 0.028094 | 0.008978 | 0.014255 | 0.028094 | 0.029132 | -0.33224 | -0.52676 | -0.87551 | -0.33224 | -0.34768 | -0.48179 | -0.72874 | -1.2101 | -0.48179 | -0.50335 | 0.013424 | 0.45453 | 0.19994 | 0.72859 | 13.0364 | 0.028094 | 0.008978 | 0.014255 | 0.028094 | 0.029132 | -0.33224 | -0.52676 | -0.87551 | -0.33224 | -0.34768 | -0.48179 | -0.72874 | -1.2101 | -0.48179 | -0.50335
147 | 0.3 | 0.45 | South/Central | MS | Jackson.Intl.AP.722350 | 3 | 1014636 | 34.2886 | 14.9891 | 54.839 | 33.8317 | 21.0073 | 979.58 | 1.529 | -33.2 | 4.002 | -2.473 | -46.8693 | 0.10494 | -47.69 | 2.5844 | -2.4795 | -65.2656 | 0.49803 | -73.67 | 4.4995 | -4.0015 | -101.1229 | 1.529 | -33.2 | 4.002 | -2.473 | -46.8693 | 1.6063 | -34.35 | 4.1759 | -2.5696 | -48.4751 | 0.013424 | 0.46029 | 0.20121 | 0.73616 | 13.1498 | 0.020525 | 0.0014087 | 0.0066855 | 0.020525 | 0.021563 | -0.44568 | -0.64019 | -0.98894 | -0.44568 | -0.46111 | -0.62917 | -0.87612 | -1.3575 | -0.62917 | -0.65073 | 0.013424 | 0.46029 | 0.20121 | 0.73616 | 13.1498 | 0.020525 | 0.0014087 | 0.0066855 | 0.020525 | 0.021563 | -0.44568 | -0.64019 | -0.98894 | -0.44568 | -0.46111 | -0.62917 | -0.87612 | -1.3575 | -0.62917 | -0.65073
148 | 0.2 | 0.5 | South/Central | MS | Jackson.Intl.AP.722350 | 3 | 1014636 | 30.8676 | 15.6004 | 52.1555 | 30.4551 | 21.7004 | 965.99 | 4.2125 | -19.61 | 7.3786 | -3.1661 | -31.1507 | 2.7884 | -34.1 | 5.961 | -3.1726 | -49.547 | 3.1815 | -60.08 | 7.8761 | -4.6946 | -85.4043 | 4.2125 | -19.61 | 7.3786 | -3.1661 | -31.1507 | 4.2898 | -20.76 | 7.5525 | -3.2627 | -32.7566 | 0.013424 | 0.41437 | 0.20942 | 0.70013 | 12.9674 | 0.056548 | 0.037432 | 0.042709 | 0.056548 | 0.057586 | -0.26324 | -0.45776 | -0.80651 | -0.26324 | -0.27868 | -0.41817 | -0.66512 | -1.1465 | -0.41817 | -0.43972 | 0.013424 | 0.41437 | 0.20942 | 0.70013 | 12.9674 | 0.056548 | 0.037432 | 0.042709 | 0.056548 | 0.057586 | -0.26324 | -0.45776 | -0.80651 | -0.26324 | -0.27868 | -0.41817 | -0.66512 | -1.1465 | -0.41817 | -0.43972
149 | 0.22 | 0.5 | South/Central | MS | Jackson.Intl.AP.722350 | 3 | 1014636 | 31.4725 | 15.5608 | 52.7308 | 31.0522 | 21.6786 | 971.4 | 3.6372 | -25.02 | 6.7815 | -3.1443 | -37.9269 | 2.2131 | -39.51 | 5.3639 | -3.1508 | -56.3232 | 2.6062 | -65.49 | 7.279 | -4.6728 | -92.1805 | 3.6372 | -25.02 | 6.7815 | -3.1443 | -37.9269 | 3.7145 | -26.17 | 6.9554 | -3.2409 | -39.5328 | 0.013424 | 0.42249 | 0.20889 | 0.70786 | 13.04 | 0.048825 | 0.029709 | 0.034986 | 0.048825 | 0.049863 | -0.33587 | -0.53038 | -0.87914 | -0.33587 | -0.35131 | -0.50913 | -0.75608 | -1.2374 | -0.50913 | -0.53069 | 0.013424 | 0.42249 | 0.20889 | 0.70786 | 13.04 | 0.048825 | 0.029709 | 0.034986 | 0.048825 | 0.049863 | -0.33587 | -0.53038 | -0.87914 | -0.33587 | -0.35131 | -0.50913 | -0.75608 | -1.2374 | -0.50913 | -0.53069
150 | 0.24 | 0.5 | South/Central | MS | Jackson.Intl.AP.722350 | 3 | 1014636 | 32.0726 | 15.5261 | 53.3062 | 31.6446 | 21.6617 | 976.91 | 3.0618 | -30.53 | 6.1892 | -3.1274 | -44.8358 | 1.6377 | -45.02 | 4.7716 | -3.1339 | -63.232 | 2.0308 | -71 | 6.6867 | -4.6559 | -99.0893 | 3.0618 | -30.53 | 6.1892 | -3.1274 | -44.8358 | 3.1391 | -31.68 | 6.3631 | -3.224 | -46.4416 | 0.013424 | 0.43054 | 0.20842 | 0.71558 | 13.114 | 0.041101 | 0.021984 | 0.027261 | 0.041101 | 0.042139 | -0.40983 | -0.60435 | -0.9531 | -0.40983 | -0.42527 | -0.60187 | -0.84882 | -1.3302 | -0.60187 | -0.62343 | 0.013424 | 0.43054 | 0.20842 | 0.71558 | 13.114 | 0.041101 | 0.021984 | 0.027261 | 0.041101 | 0.042139 | -0.40983 | -0.60435 | -0.9531 | -0.40983 | -0.42527 | -0.60187 | -0.84882 | -1.3302 | -0.60187 | -0.62343
151 | 0.25 | 0.5 | South/Central | MS | Jackson.Intl.AP.722350 | 3 | 1014636 | 32.3681 | 15.5098 | 53.5854 | 31.9362 | 21.6492 | 979.49 | 2.7826 | -33.11 | 5.8975 | -3.115 | -48.0742 | 1.3585 | -47.6 | 4.4799 | -3.1214 | -66.4705 | 1.7516 | -73.58 | 6.395 | -4.6434 | -102.3277 | 2.7826 | -33.11 | 5.8975 | -3.115 | -48.0742 | 2.8599 | -34.26 | 6.0714 | -3.2116 | -49.68 | 0.013424 | 0.43451 | 0.2082 | 0.71933 | 13.1486 | 0.037353 | 0.018236 | 0.023513 | 0.037353 | 0.038391 | -0.44447 | -0.63898 | -0.98774 | -0.44447 | -0.4599 | -0.64535 | -0.8923 | -1.3736 | -0.64535 | -0.6669 | 0.013424 | 0.43451 | 0.2082 | 0.71933 | 13.1486 | 0.037353 | 0.018236 | 0.023513 | 0.037353 | 0.038391 | -0.44447 | -0.63898 | -0.98774 | -0.44447 | -0.4599 | -0.64535 | -0.8923 | -1.3736 | -0.64535 | -0.6669
152 | 0.26 | 0.5 | South/Central | MS | Jackson.Intl.AP.722350 | 3 | 1014636 | 32.6237 | 15.5234 | 53.8646 | 32.1885 | 21.676 | 982.85 | 2.5034 | -36.47 | 5.6452 | -3.1418 | -52.3668 | 1.0794 | -50.96 | 4.2276 | -3.1483 | -70.7631 | 1.4725 | -76.94 | 6.1427 | -4.6703 | -106.6204 | 2.5034 | -36.47 | 5.6452 | -3.1418 | -52.3668 | 2.5807 | -37.62 | 5.8191 | -3.2384 | -53.9726 | 0.013424 | 0.43794 | 0.20839 | 0.72308 | 13.1937 | 0.033606 | 0.014489 | 0.019766 | 0.033606 | 0.034644 | -0.48957 | -0.68409 | -1.0328 | -0.48957 | -0.50501 | -0.70297 | -0.94992 | -1.4313 | -0.70297 | -0.72453 | 0.013424 | 0.43794 | 0.20839 | 0.72308 | 13.1937 | 0.033606 | 0.014489 | 0.019766 | 0.033606 | 0.034644 | -0.48957 | -0.68409 | -1.0328 | -0.48957 | -0.50501 | -0.70297 | -0.94992 | -1.4313 | -0.70297 | -0.72453
153 | 0.27 | 0.5 | South/Central | MS | Jackson.Intl.AP.722350 | 3 | 1014636 | 32.8732 | 15.5337 | 54.1378 | 32.4347 | 21.7031 | 986.14 | 2.2302 | -39.76 | 5.399 | -3.1688 | -56.5895 | 0.80616 | -54.25 | 3.9815 | -3.1753 | -74.9858 | 1.1992 | -80.23 | 5.8966 | -4.6973 | -110.8431 | 2.2302 | -39.76 | 5.399 | -3.1688 | -56.5895 | 2.3075 | -40.91 | 5.573 | -3.2654 | -58.1953 | 0.013424 | 0.44129 | 0.20852 | 0.72674 | 13.2379 | 0.029938 | 0.010822 | 0.016099 | 0.029938 | 0.030976 | -0.53374 | -0.72825 | -1.077 | -0.53374 | -0.54917 | -0.75966 | -1.0066 | -1.488 | -0.75966 | -0.78121 | 0.013424 | 0.44129 | 0.20852 | 0.72674 | 13.2379 | 0.029938 | 0.010822 | 0.016099 | 0.029938 | 0.030976 | -0.53374 | -0.72825 | -1.077 | -0.53374 | -0.54917 | -0.75966 | -1.0066 | -1.488 | -0.75966 | -0.78121
154 | 0.28 | 0.5 | South/Central | MS | Jackson.Intl.AP.722350 | 3 | 1014636 | 33.0977 | 15.5837 | 54.4288 | 32.6564 | 21.7724 | 990.45 | 1.9391 | -44.07 | 5.1773 | -3.2382 | -62.1772 | 0.51509 | -58.56 | 3.7597 | -3.2447 | -80.5735 | 0.90817 | -84.54 | 5.6748 | -4.7667 | -116.4307 | 1.9391 | -44.07 | 5.1773 | -3.2382 | -62.1772 | 2.0165 | -45.22 | 5.3512 | -3.3348 | -63.783 | 0.013424 | 0.4443 | 0.20919 | 0.73065 | 13.2958 | 0.026031 | 0.0069145 | 0.012191 | 0.026031 | 0.027069 | -0.59159 | -0.78611 | -1.1349 | -0.59159 | -0.60703 | -0.83466 | -1.0816 | -1.563 | -0.83466 | -0.85622 | 0.013424 | 0.4443 | 0.20919 | 0.73065 | 13.2958 | 0.026031 | 0.0069145 | 0.012191 | 0.026031 | 0.027069 | -0.59159 | -0.78611 | -1.1349 | -0.59159 | -0.60703 | -0.83466 | -1.0816 | -1.563 | -0.83466 | -0.85622
155 | 0.3 | 0.5 | South/Central | MS | Jackson.Intl.AP.722350 | 3 | 1014636 | 33.5124 | 15.6949 | 54.9948 | 33.0658 | 21.9291 | 999.24 | 1.3732 | -52.86 | 4.768 | -3.3948 | -73.6267 | -0.050887 | -67.35 | 3.3504 | -3.4013 | -92.023 | 0.3422 | -93.33 | 5.2655 | -4.9233 | -127.8802 | 1.3732 | -52.86 | 4.768 | -3.3948 | -73.6267 | 1.4505 | -54.01 | 4.9419 | -3.4914 | -75.2325 | 0.013424 | 0.44987 | 0.21069 | 0.73825 | 13.4138 | 0.018433 | -0.0006831 | 0.0045936 | 0.018433 | 0.019471 | -0.70959 | -0.9041 | -1.2529 | -0.70959 | -0.72503 | -0.98836 | -1.2353 | -1.7167 | -0.98836 | -1.0099 | 0.013424 | 0.44987 | 0.21069 | 0.73825 | 13.4138 | 0.018433 | -0.0006831 | 0.0045936 | 0.018433 | 0.019471 | -0.70959 | -0.9041 | -1.2529 | -0.70959 | -0.72503 | -0.98836 | -1.2353 | -1.7167 | -0.98836 | -1.0099
156 | 0.37 | 0.17 | South/Central | MS | Jackson.Intl.AP.722350 | 3 | 1014636 | 40.8623 | 11.9419 | 57.3741 | 40.3193 | 17.0549 | 927.39 | -1.0061 | 18.99 | -2.4855 | 1.4794 | 26.8673 | -2.4302 | 4.5 | -3.9031 | 1.4729 | 8.471 | -2.0371 | -21.48 | -1.988 | -0.049094 | -27.3862 | -1.0061 | 18.99 | -2.4855 | 1.4794 | 26.8673 | -0.92883 | 17.84 | -2.3116 | 1.3828 | 25.2615 | 0.013424 | 0.54853 | 0.16031 | 0.77019 | 12.4492 | -0.013506 | -0.032623 | -0.027346 | -0.013506 | -0.012469 | 0.25492 | 0.060408 | -0.28835 | 0.25492 | 0.23948 | 0.36067 | 0.11371 | -0.36763 | 0.36067 | 0.33911 | 0.013424 | 0.54853 | 0.16031 | 0.77019 | 12.4492 | -0.013506 | -0.032623 | -0.027346 | -0.013506 | -0.012469 | 0.25492 | 0.060408 | -0.28835 | 0.25492 | 0.23948 | 0.36067 | 0.11371 | -0.36763 | 0.36067 | 0.33911
157 | 0.37 | 0.19 | South/Central | MS | Jackson.Intl.AP.722350 | 3 | 1014636 | 40.3896 | 12.2132 | 57.2627 | 39.8528 | 17.4099 | 933.25 | -0.89476 | 13.13 | -2.0191 | 1.1243 | 18.7544 | -2.3188 | -1.36 | -3.4367 | 1.1179 | 0.35815 | -1.9257 | -27.34 | -1.5216 | -0.40415 | -35.4991 | -0.89476 | 13.13 | -2.0191 | 1.1243 | 18.7544 | -0.81745 | 11.98 | -1.8452 | 1.0277 | 17.1486 | 0.013424 | 0.54219 | 0.16395 | 0.76869 | 12.5279 | -0.012011 | -0.031128 | -0.025851 | -0.012011 | -0.010973 | 0.17626 | -0.018257 | -0.36701 | 0.17626 | 0.16082 | 0.25176 | 0.0048077 | -0.47654 | 0.25176 | 0.2302 | 0.013424 | 0.54219 | 0.16395 | 0.76869 | 12.5279 | -0.012011 | -0.031128 | -0.025851 | -0.012011 | -0.010973 | 0.17626 | -0.018257 | -0.36701 | 0.17626 | 0.16082 | 0.25176 | 0.0048077 | -0.47654 | 0.25176 | 0.2302
158 | 0.37 | 0.2 | South/Central | MS | Jackson.Intl.AP.722350 | 3 | 1014636 | 40.1632 | 12.3452 | 57.2145 | 39.6294 | 17.5851 | 936.2 | -0.84656 | 10.18 | -1.7957 | 0.94914 | 14.665 | -2.2706 | -4.31 | -3.2133 | 0.94267 | -3.7313 | -1.8775 | -30.29 | -1.2982 | -0.57933 | -39.5886 | -0.84656 | 10.18 | -1.7957 | 0.94914 | 14.665 | -0.76925 | 9.03 | -1.6218 | 0.85254 | 13.0592 | 0.013424 | 0.53915 | 0.16572 | 0.76805 | 12.5675 | -0.011364 | -0.030481 | -0.025204 | -0.011364 | -0.010326 | 0.13666 | -0.057857 | -0.40661 | 0.13666 | 0.12122 | 0.19686 | -0.050089 | -0.53144 | 0.19686 | 0.17531 | 0.013424 | 0.53915 | 0.16572 | 0.76805 | 12.5675 | -0.011364 | -0.030481 | -0.025204 | -0.011364 | -0.010326 | 0.13666 | -0.057857 | -0.40661 | 0.13666 | 0.12122 | 0.19686 | -0.050089 | -0.53144 | 0.19686 | 0.17531
159 | 0.37 | 0.23 | South/Central | MS | Jackson.Intl.AP.722350 | 3 | 1014636 | 39.5028 | 12.7363 | 57.0752 | 38.9776 | 18.0976 | 944.88 | -0.70719 | 1.5 | -1.1439 | 0.43669 | 2.6818 | -2.1312 | -12.99 | -2.5615 | 0.43022 | -15.7144 | -1.7382 | -38.97 | -0.64637 | -1.0918 | -51.5717 | -0.70719 | 1.5 | -1.1439 | 0.43669 | 2.6818 | -0.62987 | 0.35 | -0.96996 | 0.34008 | 1.076 | 0.013424 | 0.53028 | 0.17097 | 0.76617 | 12.684 | -0.0094932 | -0.02861 | -0.023333 | -0.0094932 | -0.0084554 | 0.020136 | -0.17438 | -0.52313 | 0.020136 | 0.0046984 | 0.036001 | -0.21095 | -0.6923 | 0.036001 | 0.014444 | 0.013424 | 0.53028 | 0.17097 | 0.76617 | 12.684 | -0.0094932 | -0.02861 | -0.023333 | -0.0094932 | -0.0084554 | 0.020136 | -0.17438 | -0.52313 | 0.020136 | 0.0046984 | 0.036001 | -0.21095 | -0.6923 | 0.036001 | 0.014444
160 | 0.37 | 0.25 | South/Central | MS | Jackson.Intl.AP.722350 | 3 | 1014636 | 39.0863 | 13.0067 | 57.021 | 38.5668 | 18.4543 | 951.36 | -0.65305 | -4.98 | -0.73304 | 0.079982 | -6.208 | -2.0771 | -19.47 | -2.1506 | 0.073515 | -24.6043 | -1.684 | -45.45 | -0.23553 | -1.4485 | -60.4615 | -0.65305 | -4.98 | -0.73304 | 0.079982 | -6.208 | -0.57574 | -6.13 | -0.55912 | -0.01662 | -7.8138 | 0.013424 | 0.52469 | 0.1746 | 0.76545 | 12.771 | -0.0087666 | -0.027883 | -0.022606 | -0.0087666 | -0.0077287 | -0.066851 | -0.26136 | -0.61012 | -0.066851 | -0.082289 | -0.083336 | -0.33029 | -0.81163 | -0.083336 | -0.10489 | 0.013424 | 0.52469 | 0.1746 | 0.76545 | 12.771 | -0.0087666 | -0.027883 | -0.022606 | -0.0087666 | -0.0077287 | -0.066851 | -0.26136 | -0.61012 | -0.066851 | -0.082289 | -0.083336 | -0.33029 | -0.81163 | -0.083336 | -0.10489
161 | 0.4 | 0.17 | South/Central | MS | Jackson.Intl.AP.722350 | 3 | 1014636 | 41.697 | 11.9422 | 58.229 | 41.1431 | 17.0859 | 936.6 | -1.861 | 9.78 | -3.3094 | 1.4484 | 15.0955 | -3.2851 | -4.71 | -4.727 | 1.4419 | -3.3008 | -2.892 | -30.69 | -2.8119 | -0.080087 | -39.158 | -1.861 | 9.78 | -3.3094 | 1.4484 | 15.0955 | -1.7837 | 8.63 | -3.1355 | 1.3518 | 13.4897 | 0.013424 | 0.55974 | 0.16031 | 0.78166 | 12.5729 | -0.024982 | -0.044099 | -0.038822 | -0.024982 | -0.023944 | 0.13129 | -0.063227 | -0.41198 | 0.13129 | 0.11585 | 0.20264 | -0.044309 | -0.52566 | 0.20264 | 0.18109 | 0.013424 | 0.55974 | 0.16031 | 0.78166 | 12.5729 | -0.024982 | -0.044099 | -0.038822 | -0.024982 | -0.023944 | 0.13129 | -0.063227 | -0.41198 | 0.13129 | 0.11585 | 0.20264 | -0.044309 | -0.52566 | 0.20264 | 0.18109
162 | 0.4 | 0.19 | South/Central | MS | Jackson.Intl.AP.722350 | 3 | 1014636 | 41.2193 | 12.2035 | 58.1027 | 40.6716 | 17.4311 | 942.11 | -1.7347 | 4.27 | -2.8379 | 1.1032 | 7.4382 | -3.1588 | -10.22 | -4.2555 | 1.0967 | -10.9581 | -2.7657 | -36.2 | -2.3404 | -0.42528 | -46.8154 | -1.7347 | 4.27 | -2.8379 | 1.1032 | 7.4382 | -1.6574 | 3.12 | -2.664 | 1.0066 | 5.8324 | 0.013424 | 0.55333 | 0.16382 | 0.77997 | 12.6468 | -0.023287 | -0.042403 | -0.037127 | -0.023287 | -0.022249 | 0.05732 | -0.13719 | -0.48595 | 0.05732 | 0.041883 | 0.09985 | -0.1471 | -0.62845 | 0.09985 | 0.078293 | 0.013424 | 0.55333 | 0.16382 | 0.77997 | 12.6468 | -0.023287 | -0.042403 | -0.037127 | -0.023287 | -0.022249 | 0.05732 | -0.13719 | -0.48595 | 0.05732 | 0.041883 | 0.09985 | -0.1471 | -0.62845 | 0.09985 | 0.078293
163 | 0.4 | 0.2 | South/Central | MS | Jackson.Intl.AP.722350 | 3 | 1014636 | 40.9928 | 12.3355 | 58.0545 | 40.4483 | 17.6062 | 945.07 | -1.6865 | 1.31 | -2.6145 | 0.92806 | 3.351 | -3.1105 | -13.18 | -4.0321 | 0.92159 | -15.0453 | -2.7174 | -39.16 | -2.117 | -0.60041 | -50.9026 | -1.6865 | 1.31 | -2.6145 | 0.92806 | 3.351 | -1.6092 | 0.16 | -2.4406 | 0.83146 | 1.7452 | 0.013424 | 0.55029 | 0.16559 | 0.77932 | 12.6866 | -0.022639 | -0.041756 | -0.036479 | -0.022639 | -0.021601 | 0.017585 | -0.17693 | -0.52568 | 0.017585 | 0.0021478 | 0.044984 | -0.20197 | -0.68331 | 0.044984 | 0.023427 | 0.013424 | 0.55029 | 0.16559 | 0.77932 | 12.6866 | -0.022639 | -0.041756 | -0.036479 | -0.022639 | -0.021601 | 0.017585 | -0.17693 | -0.52568 | 0.017585 | 0.0021478 | 0.044984 | -0.20197 | -0.68331 | 0.044984 | 0.023427
164 | 0.4 | 0.23 | South/Central | MS | Jackson.Intl.AP.722350 | 3 | 1014636 | 40.3374 | 12.7203 | 57.9139 | 39.8015 | 18.1124 | 953.62 | -1.5459 | -7.24 | -1.9678 | 0.42183 | -8.4499 | -2.97 | -21.73 | -3.3853 | 0.41536 | -26.8462 | -2.5769 | -47.71 | -1.4702 | -1.1066 | -62.7035 | -1.5459 | -7.24 | -1.9678 | 0.42183 | -8.4499 | -1.4686 | -8.39 | -1.7938 | 0.32523 | -10.0558 | 0.013424 | 0.54149 | 0.17076 | 0.77743 | 12.8014 | -0.020752 | -0.039869 | -0.034592 | -0.020752 | -0.019715 | -0.097189 | -0.2917 | -0.64046 | -0.097189 | -0.11263 | -0.11343 | -0.36038 | -0.84173 | -0.11343 | -0.13499 | 0.013424 | 0.54149 | 0.17076 | 0.77743 | 12.8014 | -0.020752 | -0.039869 | -0.034592 | -0.020752 | -0.019715 | -0.097189 | -0.2917 | -0.64046 | -0.097189 | -0.11263 | -0.11343 | -0.36038 | -0.84173 | -0.11343 | -0.13499
165 | 0.4 | 0.25 | South/Central | MS | Jackson.Intl.AP.722350 | 3 | 1014636 | 39.9159 | 12.9817 | 57.8403 | 39.3856 | 18.4547 | 959.61 | -1.4723 | -13.23 | -1.5519 | 0.07954 | -16.7035 | -2.8964 | -27.72 | -2.9695 | 0.073072 | -35.0998 | -2.5033 | -53.7 | -1.0544 | -1.4489 | -70.957 | -1.4723 | -13.23 | -1.5519 | 0.07954 | -16.7035 | -1.395 | -14.38 | -1.378 | -0.017062 | -18.3093 | 0.013424 | 0.53583 | 0.17427 | 0.77645 | 12.8818 | -0.019764 | -0.038881 | -0.033604 | -0.019764 | -0.018727 | -0.1776 | -0.37211 | -0.72087 | -0.1776 | -0.19304 | -0.22423 | -0.47118 | -0.95252 | -0.22423 | -0.24578 | 0.013424 | 0.53583 | 0.17427 | 0.77645 | 12.8818 | -0.019764 | -0.038881 | -0.033604 | -0.019764 | -0.018727 | -0.1776 | -0.37211 | -0.72087 | -0.1776 | -0.19304 | -0.22423 | -0.47118 | -0.95252 | -0.22423 | -0.24578
166 | 0.21 | 0.17 | South/Central | MS | Jackson.Intl.AP.722350 | 3 | 1014636 | 36.054 | 12.0523 | 52.577 | 35.5731 | 17.0039 | 878.04 | 3.791 | 68.34 | 2.2607 | 1.5304 | 89.6225 | 2.367 | 53.85 | 0.84307 | 1.5239 | 71.2263 | 2.76 | 27.87 | 2.7582 | 0.001888 | 35.369 | 3.791 | 68.34 | 2.2607 | 1.5304 | 89.6225 | 3.8683 | 67.19 | 2.4346 | 1.4338 | 88.0167 | 0.013424 | 0.48399 | 0.16179 | 0.70579 | 11.7868 | 0.05089 | 0.031774 | 0.037051 | 0.05089 | 0.051928 | 0.91739 | 0.72288 | 0.37413 | 0.91739 | 0.90196 | 1.2031 | 0.95614 | 0.47479 | 1.2031 | 1.1815 | 0.013424 | 0.48399 | 0.16179 | 0.70579 | 11.7868 | 0.05089 | 0.031774 | 0.037051 | 0.05089 | 0.051928 | 0.91739 | 0.72288 | 0.37413 | 0.91739 | 0.90196 | 1.2031 | 0.95614 | 0.47479 | 1.2031 | 1.1815
167 | 0.21 | 0.19 | South/Central | MS | Jackson.Intl.AP.722350 | 3 | 1014636 | 35.5958 | 12.322 | 52.4836 | 35.121 | 17.3626 | 884.13 | 3.8844 | 62.25 | 2.7128 | 1.1717 | 81.1818 | 2.4604 | 47.76 | 1.2952 | 1.1652 | 62.7855 | 2.8535 | 21.78 | 3.2103 | -0.35681 | 26.9283 | 3.8844 | 62.25 | 2.7128 | 1.1717 | 81.1818 | 3.9617 | 61.1 | 2.8867 | 1.0751 | 79.576 | 0.013424 | 0.47784 | 0.16541 | 0.70454 | 11.8685 | 0.052144 | 0.033028 | 0.038305 | 0.052144 | 0.053182 | 0.83564 | 0.64113 | 0.29237 | 0.83564 | 0.8202 | 1.0898 | 0.84283 | 0.36148 | 1.0898 | 1.0682 | 0.013424 | 0.47784 | 0.16541 | 0.70454 | 11.8685 | 0.052144 | 0.033028 | 0.038305 | 0.052144 | 0.053182 | 0.83564 | 0.64113 | 0.29237 | 0.83564 | 0.8202 | 1.0898 | 0.84283 | 0.36148 | 1.0898 | 1.0682
168 | 0.21 | 0.2 | South/Central | MS | Jackson.Intl.AP.722350 | 3 | 1014636 | 35.3791 | 12.4662 | 52.4514 | 34.9071 | 17.5443 | 887.38 | 3.9166 | 59 | 2.9266 | 0.98997 | 76.7121 | 2.4925 | 44.51 | 1.509 | 0.9835 | 58.3158 | 2.8856 | 18.53 | 3.4241 | -0.53851 | 22.4586 | 3.9166 | 59 | 2.9266 | 0.98997 | 76.7121 | 3.9939 | 57.85 | 3.1005 | 0.89337 | 75.1063 | 0.013424 | 0.47493 | 0.16735 | 0.70411 | 11.9122 | 0.052576 | 0.03346 | 0.038736 | 0.052576 | 0.053614 | 0.79201 | 0.5975 | 0.24875 | 0.79201 | 0.77658 | 1.0298 | 0.78283 | 0.30148 | 1.0298 | 1.0082 | 0.013424 | 0.47493 | 0.16735 | 0.70411 | 11.9122 | 0.052576 | 0.03346 | 0.038736 | 0.052576 | 0.053614 | 0.79201 | 0.5975 | 0.24875 | 0.79201 | 0.77658 | 1.0298 | 0.78283 | 0.30148 | 1.0298 | 1.0082
169 | 0.21 | 0.23 | South/Central | MS | Jackson.Intl.AP.722350 | 3 | 1014636 | 34.7436 | 12.8706 | 52.3566 | 34.28 | 18.0765 | 896.88 | 4.0114 | 49.5 | 3.5537 | 0.45771 | 63.6272 | 2.5874 | 35.01 | 2.1361 | 0.45124 | 45.2309 | 2.9805 | 9.03 | 4.0512 | -1.0708 | 9.3736 | 4.0114 | 49.5 | 3.5537 | 0.45771 | 63.6272 | 4.0887 | 48.35 | 3.7276 | 0.36111 | 62.0214 | 0.013424 | 0.4664 | 0.17277 | 0.70283 | 12.0397 | 0.053849 | 0.034733 | 0.04001 | 0.053849 | 0.054887 | 0.66449 | 0.46997 | 0.12122 | 0.66449 | 0.64905 | 0.85413 | 0.60718 | 0.12583 | 0.85413 | 0.83257 | 0.013424 | 0.4664 | 0.17277 | 0.70283 | 12.0397 | 0.053849 | 0.034733 | 0.04001 | 0.053849 | 0.054887 | 0.66449 | 0.46997 | 0.12122 | 0.66449 | 0.64905 | 0.85413 | 0.60718 | 0.12583 | 0.85413 | 0.83257
170 | 0.21 | 0.25 | South/Central | MS | Jackson.Intl.AP.722350 | 3 | 1014636 | 34.3356 | 13.1444 | 52.3124 | 33.8774 | 18.435 | 903.47 | 4.0556 | 42.91 | 3.9564 | 0.099271 | 54.5637 | 2.6316 | 28.42 | 2.5388 | 0.092803 | 36.1674 | 3.0247 | 2.44 | 4.4539 | -1.4292 | 0.31013 | 4.0556 | 42.91 | 3.9564 | 0.099271 | 54.5637 | 4.1329 | 41.76 | 4.1303 | 0.0026686 | 52.9579 | 0.013424 | 0.46092 | 0.17645 | 0.70224 | 12.1281 | 0.054443 | 0.035326 | 0.040603 | 0.054443 | 0.05548 | 0.57602 | 0.38151 | 0.032754 | 0.57602 | 0.56058 | 0.73246 | 0.48551 | 0.0041632 | 0.73246 | 0.7109 | 0.013424 | 0.46092 | 0.17645 | 0.70224 | 12.1281 | 0.054443 | 0.035326 | 0.040603 | 0.054443 | 0.05548 | 0.57602 | 0.38151 | 0.032754 | 0.57602 | 0.56058 | 0.73246 | 0.48551 | 0.0041632 | 0.73246 | 0.7109
171 | 0.21 | 0.27 | South/Central | MS | Jackson.Intl.AP.722350 | 3 | 1014636 | 33.9526 | 13.416 | 52.2959 | 33.4994 | 18.7964 | 910.4 | 4.0721 | 35.98 | 4.3343 | -0.26215 | 45.0657 | 2.6481 | 21.49 | 2.9167 | -0.26861 | 26.6694 | 3.0412 | -4.49 | 4.8318 | -1.7906 | -9.1878 | 4.0721 | 35.98 | 4.3343 | -0.26215 | 45.0657 | 4.1494 | 34.83 | 4.5082 | -0.35875 | 43.4599 | 0.013424 | 0.45578 | 0.1801 | 0.70202 | 12.2212 | 0.054664 | 0.035548 | 0.040824 | 0.054664 | 0.055702 | 0.48299 | 0.28848 | -0.060274 | 0.48299 | 0.46756 | 0.60496 | 0.35801 | -0.12334 | 0.60496 | 0.5834 | 0.013424 | 0.45578 | 0.1801 | 0.70202 | 12.2212 | 0.054664 | 0.035548 | 0.040824 | 0.054664 | 0.055702 | 0.48299 | 0.28848 | -0.060274 | 0.48299 | 0.46756 | 0.60496 | 0.35801 | -0.12334 | 0.60496 | 0.5834
172 | 0.21 | 0.3 | South/Central | MS | Jackson.Intl.AP.722350 | 3 | 1014636 | 33.4037 | 13.8194 | 52.2771 | 32.9577 | 19.3193 | 920.48 | 4.0909 | 25.9 | 4.876 | -0.78506 | 31.2587 | 2.6669 | 11.41 | 3.4584 | -0.79153 | 12.8625 | 3.06 | -14.57 | 5.3735 | -2.3135 | -22.9948 | 4.0909 | 25.9 | 4.876 | -0.78506 | 31.2587 | 4.1682 | 24.75 | 5.0499 | -0.88166 | 29.6529 | 0.013424 | 0.44841 | 0.18551 | 0.70177 | 12.3565 | 0.054917 | 0.0358 | 0.041077 | 0.054917 | 0.055954 | 0.34768 | 0.15317 | -0.19559 | 0.34768 | 0.33224 | 0.41962 | 0.17267 | -0.30868 | 0.41962 | 0.39806 | 0.013424 | 0.44841 | 0.18551 | 0.70177 | 12.3565 | 0.054917 | 0.0358 | 0.041077 | 0.054917 | 0.055954 | 0.34768 | 0.15317 | -0.19559 | 0.34768 | 0.33224 | 0.41962 | 0.17267 | -0.30868 | 0.41962 | 0.39806
173 | 0.21 | 0.32 | South/Central | MS | Jackson.Intl.AP.722350 | 3 | 1014636 | 33.0598 | 14.0797 | 52.2827 | 32.6184 | 19.6643 | 927.31 | 4.0853 | 19.07 | 5.2154 | -1.13 | 21.9198 | 2.6613 | 4.58 | 3.7978 | -1.1365 | 3.5235 | 3.0544 | -21.4 | 5.7129 | -2.6585 | -32.3338 | 4.0853 | 19.07 | 5.2154 | -1.13 | 21.9198 | 4.1626 | 17.92 | 5.3893 | -1.2266 | 20.3139 | 0.013424 | 0.44379 | 0.18901 | 0.70184 | 12.4482 | 0.054841 | 0.035725 | 0.041002 | 0.054841 | 0.055879 | 0.25599 | 0.061482 | -0.28727 | 0.25599 | 0.24056 | 0.29425 | 0.047299 | -0.43405 | 0.29425 | 0.27269 | 0.013424 | 0.44379 | 0.18901 | 0.70184 | 12.4482 | 0.054841 | 0.035725 | 0.041002 | 0.054841 | 0.055879 | 0.25599 | 0.061482 | -0.28727 | 0.25599 | 0.24056 | 0.29425 | 0.047299 | -0.43405 | 0.29425 | 0.27269
174 | 0.21 | 0.35 | South/Central | MS | Jackson.Intl.AP.722350 | 3 | 1014636 | 32.5401 | 14.5189 | 52.3484 | 32.1056 | 20.2428 | 939.32 | 4.0196 | 7.06 | 5.7281 | -1.7085 | 5.5381 | 2.5956 | -7.43 | 4.3106 | -1.715 | -12.8582 | 2.9886 | -33.41 | 6.2257 | -3.237 | -48.7155 | 4.0196 | 7.06 | 5.7281 | -1.7085 | 5.5381 | 4.0969 | 5.91 | 5.9021 | -1.8051 | 3.9323 | 0.013424 | 0.43682 | 0.1949 | 0.70272 | 12.6094 | 0.053959 | 0.034843 | 0.04012 | 0.053959 | 0.054997 | 0.094773 | -0.09974 | -0.44849 | 0.094773 | 0.079336 | 0.074343 | -0.17261 | -0.65395 | 0.074343 | 0.052787 | 0.013424 | 0.43682 | 0.1949 | 0.70272 | 12.6094 | 0.053959 | 0.034843 | 0.04012 | 0.053959 | 0.054997 | 0.094773 | -0.09974 | -0.44849 | 0.094773 | 0.079336 | 0.074343 | -0.17261 | -0.65395 | 0.074343 | 0.052787
175 | 0.21 | 0.37 | South/Central | MS | Jackson.Intl.AP.722350 | 3 | 1014636 | 32.5504 | 14.4317 | 52.2614 | 32.1157 | 20.1457 | 936.56 | 4.1066 | 9.82 | 5.718 | -1.6114 | 9.2592 | 2.6825 | -4.67 | 4.3004 | -1.6179 | -9.1371 | 3.0756 | -30.65 | 6.2155 | -3.1399 | -44.9944 | 4.1066 | 9.82 | 5.718 | -1.6114 | 9.2592 | 4.1839 | 8.67 | 5.8919 | -1.708 | 7.6533 | 0.013424 | 0.43696 | 0.19373 | 0.70156 | 12.5723 | 0.055127 | 0.03601 | 0.041287 | 0.055127 | 0.056164 | 0.13182 | -0.06269 | -0.41144 | 0.13182 | 0.11639 | 0.12429 | -0.12266 | -0.604 | 0.12429 | 0.10274 | 0.013424 | 0.43696 | 0.19373 | 0.70156 | 12.5723 | 0.055127 | 0.03601 | 0.041287 | 0.055127 | 0.056164 | 0.13182 | -0.06269 | -0.41144 | 0.13182 | 0.11639 | 0.12429 | -0.12266 | -0.604 | 0.12429 | 0.10274
176 | 0.21 | 0.4 | South/Central | MS | Jackson.Intl.AP.722350 | 3 | 1014636 | 32.408 | 14.4726 | 52.1953 | 31.9752 | 20.2201 | 937.38 | 4.1727 | 9 | 5.8585 | -1.6858 | 8.1059 | 2.7486 | -5.49 | 4.4409 | -1.6923 | -10.2904 | 3.1417 | -31.47 | 6.356 | -3.2143 | -46.1477 | 4.1727 | 9 | 5.8585 | -1.6858 | 8.1059 | 4.25 | 7.85 | 6.0324 | -1.7825 | 6.5001 | 0.013424 | 0.43504 | 0.19428 | 0.70067 | 12.5834 | 0.056014 | 0.036897 | 0.042174 | 0.056014 | 0.057052 | 0.12082 | -0.073698 | -0.42245 | 0.12082 | 0.10538 | 0.10881 | -0.13814 | -0.61948 | 0.10881 | 0.087257 | 0.013424 | 0.43504 | 0.19428 | 0.70067 | 12.5834 | 0.056014 | 0.036897 | 0.042174 | 0.056014 | 0.057052 | 0.12082 | -0.073698 | -0.42245 | 0.12082 | 0.10538 | 0.10881 | -0.13814 | -0.61948 | 0.10881 | 0.087257
177 | 0.21 | 0.42 | South/Central | MS | Jackson.Intl.AP.722350 | 3 | 1014636 | 32.2172 | 14.6232 | 52.206 | 31.787 | 20.419 | 941.39 | 4.162 | 4.99 | 6.0468 | -1.8847 | 2.6268 | 2.738 | -9.5 | 4.6292 | -1.8912 | -15.7694 | 3.1311 | -35.48 | 6.5443 | -3.4132 | -51.6267 | 4.162 | 4.99 | 6.0468 | -1.8847 | 2.6268 | 4.2393 | 3.84 | 6.2207 | -1.9813 | 1.021 | 0.013424 | 0.43248 | 0.1963 | 0.70081 | 12.6372 | 0.055871 | 0.036755 | 0.042031 | 0.055871 | 0.056909 | 0.066986 | -0.12753 | -0.47628 | 0.066986 | 0.051548 | 0.035263 | -0.21169 | -0.69304 | 0.035263 | 0.013706 | 0.013424 | 0.43248 | 0.1963 | 0.70081 | 12.6372 | 0.055871 | 0.036755 | 0.042031 | 0.055871 | 0.056909 | 0.066986 | -0.12753 | -0.47628 | 0.066986 | 0.051548 | 0.035263 | -0.21169 | -0.69304 | 0.035263 | 0.013706
178 | 0.21 | 0.45 | South/Central | MS | Jackson.Intl.AP.722350 | 3 | 1014636 | 31.9143 | 14.899 | 52.2842 | 31.488 | 20.7962 | 949.57 | 4.0838 | -3.19 | 6.3457 | -2.2619 | -8.5069 | 2.6597 | -17.68 | 4.9281 | -2.2684 | -26.9032 | 3.0528 | -43.66 | 6.8432 | -3.7904 | -62.7605 | 4.0838 | -3.19 | 6.3457 | -2.2619 | -8.5069 | 4.1611 | -4.34 | 6.5196 | -2.3585 | -10.1127 | 0.013424 | 0.42842 | 0.2 | 0.70186 | 12.747 | 0.054821 | 0.035704 | 0.040981 | 0.054821 | 0.055859 | -0.042822 | -0.23734 | -0.58609 | -0.042822 | -0.05826 | -0.1142 | -0.36115 | -0.84249 | -0.1142 | -0.13575 | 0.013424 | 0.42842 | 0.2 | 0.70186 | 12.747 | 0.054821 | 0.035704 | 0.040981 | 0.054821 | 0.055859 | -0.042822 | -0.23734 | -0.58609 | -0.042822 | -0.05826 | -0.1142 | -0.36115 | -0.84249 | -0.1142 | -0.13575
179 | 0.21 | 0.47 | South/Central | MS | Jackson.Intl.AP.722350 | 3 | 1014636 | 31.6073 | 15.1771 | 52.3453 | 31.1851 | 21.1602 | 957.33 | 4.0227 | -10.95 | 6.6487 | -2.626 | -19.0694 | 2.5986 | -25.44 | 5.2311 | -2.6325 | -37.4657 | 2.9917 | -51.42 | 7.1462 | -4.1545 | -73.3229 | 4.0227 | -10.95 | 6.6487 | -2.626 | -19.0694 | 4.1 | -12.1 | 6.8226 | -2.7226 | -20.6752 | 0.013424 | 0.42429 | 0.20374 | 0.70268 | 12.8512 | 0.054 | 0.034884 | 0.040161 | 0.054 | 0.055038 | -0.14699 | -0.34151 | -0.69026 | -0.14699 | -0.16243 | -0.25599 | -0.50294 | -0.98428 | -0.25599 | -0.27754 | 0.013424 | 0.42429 | 0.20374 | 0.70268 | 12.8512 | 0.054 | 0.034884 | 0.040161 | 0.054 | 0.055038 | -0.14699 | -0.34151 | -0.69026 | -0.14699 | -0.16243 | -0.25599 | -0.50294 | -0.98428 | -0.25599 | -0.27754
180 | 0.21 | 0.5 | South/Central | MS | Jackson.Intl.AP.722350 | 3 | 1014636 | 31.1734 | 15.5805 | 52.451 | 30.7569 | 21.6941 | 968.87 | 3.917 | -22.49 | 7.0768 | -3.1599 | -34.7637 | 2.4929 | -36.98 | 5.6592 | -3.1663 | -53.16 | 2.886 | -62.96 | 7.5743 | -4.6883 | -89.0173 | 3.917 | -22.49 | 7.0768 | -3.1599 | -34.7637 | 3.9943 | -23.64 | 7.2507 | -3.2565 | -36.3695 | 0.013424 | 0.41847 | 0.20915 | 0.7041 | 13.0061 | 0.052581 | 0.033465 | 0.038742 | 0.052581 | 0.053619 | -0.3019 | -0.49642 | -0.84517 | -0.3019 | -0.31734 | -0.46667 | -0.71362 | -1.195 | -0.46667 | -0.48822 | 0.013424 | 0.41847 | 0.20915 | 0.7041 | 13.0061 | 0.052581 | 0.033465 | 0.038742 | 0.052581 | 0.053619 | -0.3019 | -0.49642 | -0.84517 | -0.3019 | -0.31734 | -0.46667 | -0.71362 | -1.195 | -0.46667 | -0.48822
181 | 0.23 | 0.17 | South/Central | MS | Jackson.Intl.AP.722350 | 3 | 1014636 | 36.6786 | 12.0351 | 53.1944 | 36.1896 | 17.0048 | 884.29 | 3.1736 | 62.09 | 1.6442 | 1.5294 | 81.6964 | 1.7495 | 47.6 | 0.22658 | 1.523 | 63.3001 | 2.1426 | 21.62 | 2.1417 | 0.00094507 | 27.4428 | 3.1736 | 62.09 | 1.6442 | 1.5294 | 81.6964 | 3.2509 | 60.94 | 1.8181 | 1.4328 | 80.0906 | 0.013424 | 0.49237 | 0.16156 | 0.71408 | 11.8707 | 0.042602 | 0.023486 | 0.028762 | 0.042602 | 0.04364 | 0.83349 | 0.63898 | 0.29023 | 0.83349 | 0.81806 | 1.0967 | 0.84974 | 0.36839 | 1.0967 | 1.0751 | 0.013424 | 0.49237 | 0.16156 | 0.71408 | 11.8707 | 0.042602 | 0.023486 | 0.028762 | 0.042602 | 0.04364 | 0.83349 | 0.63898 | 0.29023 | 0.83349 | 0.81806 | 1.0967 | 0.84974 | 0.36839 | 1.0967 | 1.0751
182 | 0.23 | 0.19 | South/Central | MS | Jackson.Intl.AP.722350 | 3 | 1014636 | 36.2255 | 12.3112 | 53.1128 | 35.7425 | 17.3702 | 890.64 | 3.2552 | 55.74 | 2.0912 | 1.164 | 72.9249 | 1.8312 | 41.25 | 0.67364 | 1.1575 | 54.5286 | 2.2243 | 15.27 | 2.5887 | -0.36446 | 18.6713 | 3.2552 | 55.74 | 2.0912 | 1.164 | 72.9249 | 3.3325 | 54.59 | 2.2651 | 1.0674 | 71.3191 | 0.013424 | 0.48629 | 0.16526 | 0.71298 | 11.9559 | 0.043698 | 0.024582 | 0.029858 | 0.043698 | 0.044736 | 0.74825 | 0.55374 | 0.20498 | 0.74825 | 0.73281 | 0.97894 | 0.73199 | 0.25064 | 0.97894 | 0.95738 | 0.013424 | 0.48629 | 0.16526 | 0.71298 | 11.9559 | 0.043698 | 0.024582 | 0.029858 | 0.043698 | 0.044736 | 0.74825 | 0.55374 | 0.20498 | 0.74825 | 0.73281 | 0.97894 | 0.73199 | 0.25064 | 0.97894 | 0.95738
183 | 0.23 | 0.2 | South/Central | MS | Jackson.Intl.AP.722350 | 3 | 1014636 | 36.0029 | 12.4474 | 53.0726 | 35.5228 | 17.5497 | 893.75 | 3.2954 | 52.63 | 2.3109 | 0.98453 | 68.6175 | 1.8714 | 38.14 | 0.89332 | 0.97806 | 50.2213 | 2.2645 | 12.16 | 2.8084 | -0.54395 | 14.364 | 3.2954 | 52.63 | 2.3109 | 0.98453 | 68.6175 | 3.3727 | 51.48 | 2.4848 | 0.88792 | 67.0117 | 0.013424 | 0.4833 | 0.16709 | 0.71244 | 11.9977 | 0.044238 | 0.025121 | 0.030398 | 0.044238 | 0.045276 | 0.7065 | 0.51199 | 0.16324 | 0.7065 | 0.69107 | 0.92112 | 0.67417 | 0.19282 | 0.92112 | 0.89956 | 0.013424 | 0.4833 | 0.16709 | 0.71244 | 11.9977 | 0.044238 | 0.025121 | 0.030398 | 0.044238 | 0.045276 | 0.7065 | 0.51199 | 0.16324 | 0.7065 | 0.69107 | 0.92112 | 0.67417 | 0.19282 | 0.92112 | 0.89956
184 | 0.23 | 0.23 | South/Central | MS | Jackson.Intl.AP.722350 | 3 | 1014636 | 35.3648 | 12.8488 | 52.966 | 34.8931 | 18.0729 | 902.96 | 3.402 | 43.42 | 2.9406 | 0.46137 | 55.9272 | 1.978 | 28.93 | 1.5231 | 0.4549 | 37.5309 | 2.371 | 2.95 | 3.4381 | -1.0671 | 1.6736 | 3.402 | 43.42 | 2.9406 | 0.46137 | 55.9272 | 3.4793 | 42.27 | 3.1146 | 0.36477 | 54.3214 | 0.013424 | 0.47474 | 0.17248 | 0.71101 | 12.1213 | 0.045668 | 0.026552 | 0.031829 | 0.045668 | 0.046706 | 0.58287 | 0.38836 | 0.039601 | 0.58287 | 0.56743 | 0.75076 | 0.50381 | 0.022467 | 0.75076 | 0.72921 | 0.013424 | 0.47474 | 0.17248 | 0.71101 | 12.1213 | 0.045668 | 0.026552 | 0.031829 | 0.045668 | 0.046706 | 0.58287 | 0.38836 | 0.039601 | 0.58287 | 0.56743 | 0.75076 | 0.50381 | 0.022467 | 0.75076 | 0.72921
185 | 0.23 | 0.25 | South/Central | MS | Jackson.Intl.AP.722350 | 3 | 1014636 | 34.9656 | 13.1193 | 52.9272 | 34.4992 | 18.428 | 909.55 | 3.4408 | 36.83 | 3.3345 | 0.10626 | 46.8836 | 2.0167 | 22.34 | 1.9169 | 0.099789 | 28.4873 | 2.4098 | -3.64 | 3.832 | -1.4222 | -7.37 | 3.4408 | 36.83 | 3.3345 | 0.10626 | 46.8836 | 3.5181 | 35.68 | 3.5084 | 0.0096548 | 45.2778 | 0.013424 | 0.46938 | 0.17611 | 0.71049 | 12.2098 | 0.046189 | 0.027072 | 0.032349 | 0.046189 | 0.047227 | 0.4944 | 0.29989 | -0.048863 | 0.4944 | 0.47897 | 0.62936 | 0.38241 | -0.098934 | 0.62936 | 0.60781 | 0.013424 | 0.46938 | 0.17611 | 0.71049 | 12.2098 | 0.046189 | 0.027072 | 0.032349 | 0.046189 | 0.047227 | 0.4944 | 0.29989 | -0.048863 | 0.4944 | 0.47897 | 0.62936 | 0.38241 | -0.098934 | 0.62936 | 0.60781
186 | 0.23 | 0.27 | South/Central | MS | Jackson.Intl.AP.722350 | 3 | 1014636 | 34.5764 | 13.3906 | 52.9047 | 34.1152 | 18.7896 | 916.42 | 3.4633 | 29.96 | 3.7186 | -0.25532 | 37.4576 | 2.0392 | 15.47 | 2.301 | -0.26179 | 19.0613 | 2.4323 | -10.51 | 4.2161 | -1.7838 | -16.7959 | 3.4633 | 29.96 | 3.7186 | -0.25532 | 37.4576 | 3.5406 | 28.81 | 3.8925 | -0.35193 | 35.8518 | 0.013424 | 0.46415 | 0.17976 | 0.71019 | 12.302 | 0.046491 | 0.027374 | 0.032651 | 0.046491 | 0.047528 | 0.40218 | 0.20767 | -0.14109 | 0.40218 | 0.38674 | 0.50283 | 0.25588 | -0.22547 | 0.50283 | 0.48127 | 0.013424 | 0.46415 | 0.17976 | 0.71019 | 12.302 | 0.046491 | 0.027374 | 0.032651 | 0.046491 | 0.047528 | 0.40218 | 0.20767 | -0.14109 | 0.40218 | 0.38674 | 0.50283 | 0.25588 | -0.22547 | 0.50283 | 0.48127
187 | 0.23 | 0.3 | South/Central | MS | Jackson.Intl.AP.722350 | 3 | 1014636 | 34.0271 | 13.792 | 52.883 | 33.5732 | 19.3099 | 926.42 | 3.485 | 19.96 | 4.2606 | -0.77561 | 23.7584 | 2.0609 | 5.47 | 2.843 | -0.78208 | 5.3621 | 2.454 | -20.51 | 4.7581 | -2.3041 | -30.4951 | 3.485 | 19.96 | 4.2606 | -0.77561 | 23.7584 | 3.5623 | 18.81 | 4.4345 | -0.87221 | 22.1526 | 0.013424 | 0.45678 | 0.18514 | 0.7099 | 12.4362 | 0.046782 | 0.027666 | 0.032942 | 0.046782 | 0.04782 | 0.26794 | 0.073429 | -0.27533 | 0.26794 | 0.2525 | 0.31893 | 0.071981 | -0.40937 | 0.31893 | 0.29738 | 0.013424 | 0.45678 | 0.18514 | 0.7099 | 12.4362 | 0.046782 | 0.027666 | 0.032942 | 0.046782 | 0.04782 | 0.26794 | 0.073429 | -0.27533 | 0.26794 | 0.2525 | 0.31893 | 0.071981 | -0.40937 | 0.31893 | 0.29738
188 | 0.23 | 0.32 | South/Central | MS | Jackson.Intl.AP.722350 | 3 | 1014636 | 33.6805 | 14.0533 | 52.8869 | 33.2312 | 19.6557 | 933.26 | 3.4811 | 13.12 | 4.6026 | -1.1215 | 14.4173 | 2.057 | -1.37 | 3.185 | -1.128 | -3.979 | 2.4501 | -27.35 | 5.1001 | -2.65 | -39.8363 | 3.4811 | 13.12 | 4.6026 | -1.1215 | 14.4173 | 3.5584 | 11.97 | 4.7765 | -1.2181 | 12.8115 | 0.013424 | 0.45213 | 0.18865 | 0.70995 | 12.528 | 0.04673 | 0.027614 | 0.03289 | 0.04673 | 0.047768 | 0.17612 | -0.018391 | -0.36715 | 0.17612 | 0.16068 | 0.19354 | -0.053414 | -0.53476 | 0.19354 | 0.17198 | 0.013424 | 0.45213 | 0.18865 | 0.70995 | 12.528 | 0.04673 | 0.027614 | 0.03289 | 0.04673 | 0.047768 | 0.17612 | -0.018391 | -0.36715 | 0.17612 | 0.16068 | 0.19354 | -0.053414 | -0.53476 | 0.19354 | 0.17198
189 | 0.23 | 0.35 | South/Central | MS | Jackson.Intl.AP.722350 | 3 | 1014636 | 33.16 | 14.4892 | 52.9486 | 32.7176 | 20.231 | 945.17 | 3.4194 | 1.21 | 5.1161 | -1.6967 | -1.8258 | 1.9954 | -13.28 | 3.6986 | -1.7032 | -20.2221 | 2.3884 | -39.26 | 5.6137 | -3.2252 | -56.0794 | 3.4194 | 1.21 | 5.1161 | -1.6967 | -1.8258 | 3.4967 | 0.06 | 5.2901 | -1.7933 | -3.4316 | 0.013424 | 0.44514 | 0.1945 | 0.71078 | 12.6879 | 0.045902 | 0.026786 | 0.032062 | 0.045902 | 0.04694 | 0.016243 | -0.17827 | -0.52702 | 0.016243 | 0.00080544 | -0.02451 | -0.27146 | -0.75281 | -0.02451 | -0.046066 | 0.013424 | 0.44514 | 0.1945 | 0.71078 | 12.6879 | 0.045902 | 0.026786 | 0.032062 | 0.045902 | 0.04694 | 0.016243 | -0.17827 | -0.52702 | 0.016243 | 0.00080544 | -0.02451 | -0.27146 | -0.75281 | -0.02451 | -0.046066
190 | 0.23 | 0.37 | South/Central | MS | Jackson.Intl.AP.722350 | 3 | 1014636 | 33.1647 | 14.4012 | 52.8498 | 32.7221 | 20.1278 | 942.17 | 3.5181 | 4.21 | 5.1117 | -1.5935 | 2.211 | 2.0941 | -10.28 | 3.6941 | -1.6 | -16.1853 | 2.4872 | -36.26 | 5.6092 | -3.122 | -52.0425 | 3.5181 | 4.21 | 5.1117 | -1.5935 | 2.211 | 3.5955 | 3.06 | 5.2856 | -1.6901 | 0.60521 | 0.013424 | 0.4452 | 0.19332 | 0.70945 | 12.6477 | 0.047227 | 0.028111 | 0.033388 | 0.047227 | 0.048265 | 0.056515 | -0.138 | -0.48675 | 0.056515 | 0.041077 | 0.029681 | -0.21727 | -0.69862 | 0.029681 | 0.0081243 | 0.013424 | 0.4452 | 0.19332 | 0.70945 | 12.6477 | 0.047227 | 0.028111 | 0.033388 | 0.047227 | 0.048265 | 0.056515 | -0.138 | -0.48675 | 0.056515 | 0.041077 | 0.029681 | -0.21727 | -0.69862 | 0.029681 | 0.0081243
191 | 0.23 | 0.4 | South/Central | MS | Jackson.Intl.AP.722350 | 3 | 1014636 | 33.0184 | 14.4372 | 52.7714 | 32.5777 | 20.1937 | 942.7 | 3.5966 | 3.68 | 5.2561 | -1.6595 | 1.4425 | 2.1725 | -10.81 | 3.8385 | -1.6659 | -16.9538 | 2.5656 | -36.79 | 5.7536 | -3.188 | -52.811 | 3.5966 | 3.68 | 5.2561 | -1.6595 | 1.4425 | 3.6739 | 2.53 | 5.43 | -1.7561 | -0.16329 | 0.013424 | 0.44324 | 0.1938 | 0.7084 | 12.6548 | 0.04828 | 0.029164 | 0.034441 | 0.04828 | 0.049318 | 0.0494 | -0.14511 | -0.49387 | 0.0494 | 0.033963 | 0.019364 | -0.22759 | -0.70893 | 0.019364 | -0.002192 | 0.013424 | 0.44324 | 0.1938 | 0.7084 | 12.6548 | 0.04828 | 0.029164 | 0.034441 | 0.04828 | 0.049318 | 0.0494 | -0.14511 | -0.49387 | 0.0494 | 0.033963 | 0.019364 | -0.22759 | -0.70893 | 0.019364 | -0.002192
192 | 0.23 | 0.42 | South/Central | MS | Jackson.Intl.AP.722350 | 3 | 1014636 | 32.8273 | 14.5923 | 52.7917 | 32.3891 | 20.4026 | 947 | 3.5763 | -0.62 | 5.4446 | -1.8683 | -4.4273 | 2.1522 | -15.11 | 4.027 | -1.8748 | -22.8235 | 2.5453 | -41.09 | 5.9421 | -3.3968 | -58.6808 | 3.5763 | -0.62 | 5.4446 | -1.8683 | -4.4273 | 3.6536 | -1.77 | 5.6185 | -1.9649 | -6.0331 | 0.013424 | 0.44067 | 0.19589 | 0.70867 | 12.7125 | 0.048008 | 0.028892 | 0.034168 | 0.048008 | 0.049046 | -0.0083229 | -0.20284 | -0.55159 | -0.0083229 | -0.02376 | -0.059431 | -0.30638 | -0.78773 | -0.059431 | -0.080988 | 0.013424 | 0.44067 | 0.19589 | 0.70867 | 12.7125 | 0.048008 | 0.028892 | 0.034168 | 0.048008 | 0.049046 | -0.0083229 | -0.20284 | -0.55159 | -0.0083229 | -0.02376 | -0.059431 | -0.30638 | -0.78773 | -0.059431 | -0.080988
193 | 0.23 | 0.45 | South/Central | MS | Jackson.Intl.AP.722350 | 3 | 1014636 | 32.5243 | 14.8693 | 52.865 | 32.0902 | 20.7748 | 955.04 | 3.503 | -8.66 | 5.7435 | -2.2405 | -15.3648 | 2.0789 | -23.15 | 4.326 | -2.247 | -33.7611 | 2.472 | -49.13 | 6.2411 | -3.769 | -69.6183 | 3.503 | -8.66 | 5.7435 | -2.2405 | -15.3648 | 3.5803 | -9.81 | 5.9175 | -2.3371 | -16.9706 | 0.013424 | 0.43661 | 0.1996 | 0.70966 | 12.8204 | 0.047024 | 0.027908 | 0.033184 | 0.047024 | 0.048062 | -0.11625 | -0.31076 | -0.65952 | -0.11625 | -0.13169 | -0.20626 | -0.45321 | -0.93455 | -0.20626 | -0.22781 | 0.013424 | 0.43661 | 0.1996 | 0.70966 | 12.8204 | 0.047024 | 0.027908 | 0.033184 | 0.047024 | 0.048062 | -0.11625 | -0.31076 | -0.65952 | -0.11625 | -0.13169 | -0.20626 | -0.45321 | -0.93455 | -0.20626 | -0.22781
194 | 0.23 | 0.47 | South/Central | MS | Jackson.Intl.AP.722350 | 3 | 1014636 | 32.2114 | 15.1409 | 52.9178 | 31.7814 | 21.1364 | 962.67 | 3.4502 | -16.29 | 6.0523 | -2.6022 | -25.7559 | 2.0261 | -30.78 | 4.6347 | -2.6086 | -44.1522 | 2.4192 | -56.76 | 6.5498 | -4.1306 | -80.0094 | 3.4502 | -16.29 | 6.0523 | -2.6022 | -25.7559 | 3.5275 | -17.44 | 6.2262 | -2.6988 | -27.3617 | 0.013424 | 0.4324 | 0.20325 | 0.71037 | 12.9228 | 0.046315 | 0.027198 | 0.032475 | 0.046315 | 0.047353 | -0.21868 | -0.41319 | -0.76194 | -0.21868 | -0.23411 | -0.34575 | -0.5927 | -1.074 | -0.34575 | -0.3673 | 0.013424 | 0.4324 | 0.20325 | 0.71037 | 12.9228 | 0.046315 | 0.027198 | 0.032475 | 0.046315 | 0.047353 | -0.21868 | -0.41319 | -0.76194 | -0.21868 | -0.23411 | -0.34575 | -0.5927 | -1.074 | -0.34575 | -0.3673
195 | 0.23 | 0.5 | South/Central | MS | Jackson.Intl.AP.722350 | 3 | 1014636 | 31.7734 | 15.545 | 53.0202 | 31.3492 | 21.671 | 974.19 | 3.3478 | -27.81 | 6.4845 | -3.1367 | -41.4262 | 1.9237 | -42.3 | 5.0669 | -3.1432 | -59.8225 | 2.3168 | -68.28 | 6.982 | -4.6652 | -95.6798 | 3.3478 | -27.81 | 6.4845 | -3.1367 | -41.4262 | 3.4251 | -28.96 | 6.6584 | -3.2333 | -43.0321 | 0.013424 | 0.42653 | 0.20868 | 0.71174 | 13.0775 | 0.04494 | 0.025824 | 0.031101 | 0.04494 | 0.045978 | -0.37332 | -0.56783 | -0.91659 | -0.37332 | -0.38876 | -0.5561 | -0.80306 | -1.2844 | -0.5561 | -0.57766 | 0.013424 | 0.42653 | 0.20868 | 0.71174 | 13.0775 | 0.04494 | 0.025824 | 0.031101 | 0.04494 | 0.045978 | -0.37332 | -0.56783 | -0.91659 | -0.37332 | -0.38876 | -0.5561 | -0.80306 | -1.2844 | -0.5561 | -0.57766
196 | 0.29 | 0.17 | South/Central | MS | Jackson.Intl.AP.722350 | 3 | 1014636 | 38.543 | 11.9794 | 55.0388 | 38.0298 | 17.009 | 902.97 | 1.3292 | 43.41 | -0.19603 | 1.5252 | 57.9821 | -0.094866 | 28.92 | -1.6136 | 1.5187 | 39.5858 | 0.29822 | 2.94 | 0.30148 | -0.0032577 | 3.7286 | 1.3292 | 43.41 | -0.19603 | 1.5252 | 57.9821 | 1.4065 | 42.26 | -0.022116 | 1.4286 | 56.3763 | 0.013424 | 0.5174 | 0.16081 | 0.73884 | 12.1214 | 0.017843 | -0.0012735 | 0.0040033 | 0.017843 | 0.018881 | 0.58273 | 0.38822 | 0.039466 | 0.58273 | 0.5673 | 0.77835 | 0.5314 | 0.050052 | 0.77835 | 0.75679 | 0.013424 | 0.5174 | 0.16081 | 0.73884 | 12.1214 | 0.017843 | -0.0012735 | 0.0040033 | 0.017843 | 0.018881 | 0.58273 | 0.38822 | 0.039466 | 0.58273 | 0.5673 | 0.77835 | 0.5314 | 0.050052 | 0.77835 | 0.75679
197 | 0.29 | 0.19 | South/Central | MS | Jackson.Intl.AP.722350 | 3 | 1014636 | 38.0748 | 12.2502 | 54.9312 | 37.5678 | 17.3634 | 908.85 | 1.4368 | 37.53 | 0.26592 | 1.1709 | 49.841 | 0.012765 | 23.04 | -1.1517 | 1.1644 | 31.4447 | 0.40585 | -2.94 | 0.76342 | -0.35757 | -4.4126 | 1.4368 | 37.53 | 0.26592 | 1.1709 | 49.841 | 1.5141 | 36.38 | 0.43983 | 1.0743 | 48.2352 | 0.013424 | 0.51111 | 0.16445 | 0.73739 | 12.2004 | 0.019288 | 0.00017135 | 0.0054481 | 0.019288 | 0.020326 | 0.5038 | 0.30929 | -0.039466 | 0.5038 | 0.48836 | 0.66906 | 0.42211 | -0.059234 | 0.66906 | 0.64751 | 0.013424 | 0.51111 | 0.16445 | 0.73739 | 12.2004 | 0.019288 | 0.00017135 | 0.0054481 | 0.019288 | 0.020326 | 0.5038 | 0.30929 | -0.039466 | 0.5038 | 0.48836 | 0.66906 | 0.42211 | -0.059234 | 0.66906 | 0.64751
198 | 0.29 | 0.2 | South/Central | MS | Jackson.Intl.AP.722350 | 3 | 1014636 | 37.8484 | 12.3862 | 54.8906 | 37.3444 | 17.5462 | 912.03 | 1.4773 | 34.35 | 0.4893 | 0.98805 | 45.4474 | 0.053294 | 19.86 | -0.92828 | 0.98158 | 27.0511 | 0.44638 | -6.12 | 0.98681 | -0.54043 | -8.8061 | 1.4773 | 34.35 | 0.4893 | 0.98805 | 45.4474 | 1.5547 | 33.2 | 0.66322 | 0.89144 | 43.8416 | 0.013424 | 0.50808 | 0.16627 | 0.73685 | 12.2431 | 0.019832 | 0.00071542 | 0.0059922 | 0.019832 | 0.02087 | 0.46111 | 0.2666 | -0.082155 | 0.46111 | 0.44568 | 0.61008 | 0.36313 | -0.11821 | 0.61008 | 0.58853 | 0.013424 | 0.50808 | 0.16627 | 0.73685 | 12.2431 | 0.019832 | 0.00071542 | 0.0059922 | 0.019832 | 0.02087 | 0.46111 | 0.2666 | -0.082155 | 0.46111 | 0.44568 | 0.61008 | 0.36313 | -0.11821 | 0.61008 | 0.58853
199 | 0.29 | 0.23 | South/Central | MS | Jackson.Intl.AP.722350 | 3 | 1014636 | 37.1987 | 12.7938 | 54.7847 | 36.7033 | 18.0814 | 921.48 | 1.5833 | 24.9 | 1.1304 | 0.45286 | 32.4259 | 0.15924 | 10.41 | -0.28715 | 0.44639 | 14.0297 | 0.55233 | -15.57 | 1.6279 | -1.0756 | -21.8276 | 1.5833 | 24.9 | 1.1304 | 0.45286 | 32.4259 | 1.6606 | 23.75 | 1.3044 | 0.35626 | 30.8201 | 0.013424 | 0.49935 | 0.17174 | 0.73543 | 12.3699 | 0.021254 | 0.0021377 | 0.0074144 | 0.021254 | 0.022292 | 0.33426 | 0.13974 | -0.20901 | 0.33426 | 0.31882 | 0.43528 | 0.18833 | -0.29301 | 0.43528 | 0.41373 | 0.013424 | 0.49935 | 0.17174 | 0.73543 | 12.3699 | 0.021254 | 0.0021377 | 0.0074144 | 0.021254 | 0.022292 | 0.33426 | 0.13974 | -0.20901 | 0.33426 | 0.31882 | 0.43528 | 0.18833 | -0.29301 | 0.43528 | 0.41373
200 | 0.29 | 0.25 | South/Central | MS | Jackson.Intl.AP.722350 | 3 | 1014636 | 36.7812 | 13.058 | 54.7204 | 36.2913 | 18.4291 | 927.67 | 1.6476 | 18.71 | 1.5424 | 0.10514 | 23.9071 | 0.22351 | 4.22 | 0.12484 | 0.098671 | 5.5108 | 0.61659 | -21.76 | 2.0399 | -1.4233 | -30.3465 | 1.6476 | 18.71 | 1.5424 | 0.10514 | 23.9071 | 1.7249 | 17.56 | 1.7163 | 0.0085368 | 22.3013 | 0.013424 | 0.49375 | 0.17529 | 0.73456 | 12.453 | 0.022117 | 0.0030004 | 0.0082771 | 0.022117 | 0.023155 | 0.25116 | 0.056649 | -0.29211 | 0.25116 | 0.23572 | 0.32093 | 0.073977 | -0.40737 | 0.32093 | 0.29937 | 0.013424 | 0.49375 | 0.17529 | 0.73456 | 12.453 | 0.022117 | 0.0030004 | 0.0082771 | 0.022117 | 0.023155 | 0.25116 | 0.056649 | -0.29211 | 0.25116 | 0.23572 | 0.32093 | 0.073977 | -0.40737 | 0.32093 | 0.29937
201 | 0.29 | 0.27 | South/Central | MS | Jackson.Intl.AP.722350 | 3 | 1014636 | 36.7605 | 13.0299 | 54.6881 | 36.2709 | 18.4172 | 927.13 | 1.6799 | 19.25 | 1.5629 | 0.11702 | 24.6402 | 0.25585 | 4.76 | 0.14529 | 0.11056 | 6.244 | 0.64894 | -21.22 | 2.0604 | -1.4114 | -29.6133 | 1.6799 | 19.25 | 1.5629 | 0.11702 | 24.6402 | 1.7572 | 18.1 | 1.7368 | 0.020423 | 23.0344 | 0.013424 | 0.49347 | 0.17491 | 0.73413 | 12.4458 | 0.022551 | 0.0034345 | 0.0087113 | 0.022551 | 0.023589 | 0.25841 | 0.063898 | -0.28486 | 0.25841 | 0.24297 | 0.33077 | 0.083819 | -0.39753 | 0.33077 | 0.30921 | 0.013424 | 0.49347 | 0.17491 | 0.73413 | 12.4458 | 0.022551 | 0.0034345 | 0.0087113 | 0.022551 | 0.023589 | 0.25841 | 0.063898 | -0.28486 | 0.25841 | 0.24297 | 0.33077 | 0.083819 | -0.39753 | 0.33077 | 0.30921
202 | 0.29 | 0.3 | South/Central | MS | Jackson.Intl.AP.722350 | 3 | 1014636 | 36.5084 | 13.1724 | 54.6485 | 36.0222 | 18.6264 | 930.85 | 1.7195 | 15.53 | 1.8116 | -0.092116 | 19.528 | 0.2954 | 1.04 | 0.39399 | -0.098583 | 1.1317 | 0.68849 | -24.94 | 2.3091 | -1.6206 | -34.7256 | 1.7195 | 15.53 | 1.8116 | -0.092116 | 19.528 | 1.7968 | 14.38 | 1.9855 | -0.18872 | 17.9222 | 0.013424 | 0.49009 | 0.17683 | 0.7336 | 12.4957 | 0.023082 | 0.0039655 | 0.0092422 | 0.023082 | 0.02412 | 0.20847 | 0.013961 | -0.33479 | 0.20847 | 0.19304 | 0.26214 | 0.015192 | -0.46615 | 0.26214 | 0.24059 | 0.013424 | 0.49009 | 0.17683 | 0.7336 | 12.4957 | 0.023082 | 0.0039655 | 0.0092422 | 0.023082 | 0.02412 | 0.20847 | 0.013961 | -0.33479 | 0.20847 | 0.19304 | 0.26214 | 0.015192 | -0.46615 | 0.26214 | 0.24059
203 | 0.29 | 0.32 | South/Central | MS | Jackson.Intl.AP.722350 | 3 | 1014636 | 36.1295 | 13.4079 | 54.5817 | 35.6482 | 18.9335 | 936.22 | 1.7863 | 10.16 | 2.1855 | -0.39922 | 12.1332 | 0.36223 | -4.33 | 0.76791 | -0.40568 | -6.2631 | 0.75531 | -30.31 | 2.683 | -1.9277 | -42.1204 | 1.7863 | 10.16 | 2.1855 | -0.39922 | 12.1332 | 1.8636 | 9.01 | 2.3594 | -0.49582 | 10.5274 | 0.013424 | 0.485 | 0.17999 | 0.7327 | 12.5678 | 0.023979 | 0.0048625 | 0.010139 | 0.023979 | 0.025017 | 0.13639 | -0.058126 | -0.40688 | 0.13639 | 0.12095 | 0.16288 | -0.084076 | -0.56542 | 0.16288 | 0.14132 | 0.013424 | 0.485 | 0.17999 | 0.7327 | 12.5678 | 0.023979 | 0.0048625 | 0.010139 | 0.023979 | 0.025017 | 0.13639 | -0.058126 | -0.40688 | 0.13639 | 0.12095 | 0.16288 | -0.084076 | -0.56542 | 0.16288 | 0.14132
204 | 0.29 | 0.35 | South/Central | MS | Jackson.Intl.AP.722350 | 3 | 1014636 | 35.5902 | 13.778 | 54.5326 | 35.1161 | 19.4165 | 945.22 | 1.8354 | 1.16 | 2.7177 | -0.88223 | -0.2135 | 0.41138 | -13.33 | 1.3001 | -0.88869 | -18.6098 | 0.80447 | -39.31 | 3.2152 | -2.4107 | -54.4671 | 1.8354 | 1.16 | 2.7177 | -0.88223 | -0.2135 | 1.9127 | 0.01 | 2.8916 | -0.97883 | -1.8193 | 0.013424 | 0.47776 | 0.18496 | 0.73204 | 12.6886 | 0.024639 | 0.0055224 | 0.010799 | 0.024639 | 0.025677 | 0.015572 | -0.17894 | -0.5277 | 0.015572 | 0.00013424 | -0.0028661 | -0.24982 | -0.73116 | -0.0028661 | -0.024422 | 0.013424 | 0.47776 | 0.18496 | 0.73204 | 12.6886 | 0.024639 | 0.0055224 | 0.010799 | 0.024639 | 0.025677 | 0.015572 | -0.17894 | -0.5277 | 0.015572 | 0.00013424 | -0.0028661 | -0.24982 | -0.73116 | -0.0028661 | -0.024422
205 | 0.29 | 0.37 | South/Central | MS | Jackson.Intl.AP.722350 | 3 | 1014636 | 35.2738 | 13.9994 | 54.5129 | 34.8039 | 19.709 | 950.78 | 1.8551 | -4.4 | 3.0299 | -1.1748 | -7.8206 | 0.43104 | -18.89 | 1.6123 | -1.1812 | -26.2169 | 0.82412 | -44.87 | 3.5274 | -2.7032 | -62.0742 | 1.8551 | -4.4 | 3.0299 | -1.1748 | -7.8206 | 1.9324 | -5.55 | 3.2038 | -1.2714 | -9.4265 | 0.013424 | 0.47351 | 0.18793 | 0.73178 | 12.7632 | 0.024903 | 0.0057863 | 0.011063 | 0.024903 | 0.025941 | -0.059065 | -0.25358 | -0.60233 | -0.059065 | -0.074503 | -0.10498 | -0.35193 | -0.83328 | -0.10498 | -0.12654 | 0.013424 | 0.47351 | 0.18793 | 0.73178 | 12.7632 | 0.024903 | 0.0057863 | 0.011063 | 0.024903 | 0.025941 | -0.059065 | -0.25358 | -0.60233 | -0.059065 | -0.074503 | -0.10498 | -0.35193 | -0.83328 | -0.10498 | -0.12654
206 | 0.29 | 0.4 | South/Central | MS | Jackson.Intl.AP.722350 | 3 | 1014636 | 34.8199 | 14.3271 | 54.4929 | 34.356 | 20.1368 | 958.99 | 1.8751 | -12.61 | 3.4777 | -1.6026 | -19.0574 | 0.45107 | -27.1 | 2.0601 | -1.6091 | -37.4537 | 0.84415 | -53.08 | 3.9752 | -3.1311 | -73.3109 | 1.8751 | -12.61 | 3.4777 | -1.6026 | -19.0574 | 1.9524 | -13.76 | 3.6516 | -1.6992 | -20.6632 | 0.013424 | 0.46742 | 0.19233 | 0.73151 | 12.8734 | 0.025172 | 0.0060551 | 0.011332 | 0.025172 | 0.026209 | -0.16928 | -0.36379 | -0.71254 | -0.16928 | -0.18471 | -0.25583 | -0.50278 | -0.98412 | -0.25583 | -0.27738 | 0.013424 | 0.46742 | 0.19233 | 0.73151 | 12.8734 | 0.025172 | 0.0060551 | 0.011332 | 0.025172 | 0.026209 | -0.16928 | -0.36379 | -0.71254 | -0.16928 | -0.18471 | -0.25583 | -0.50278 | -0.98412 | -0.25583 | -0.27738
207 | 0.29 | 0.42 | South/Central | MS | Jackson.Intl.AP.722350 | 3 | 1014636 | 34.527 | 14.5573 | 54.5037 | 34.0669 | 20.4368 | 964.99 | 1.8643 | -18.61 | 3.7668 | -1.9025 | -27.253 | 0.44025 | -33.1 | 2.3492 | -1.909 | -45.6492 | 0.83334 | -59.08 | 4.2643 | -3.431 | -81.5065 | 1.8643 | -18.61 | 3.7668 | -1.9025 | -27.253 | 1.9416 | -19.76 | 3.9407 | -1.9991 | -28.8588 | 0.013424 | 0.46349 | 0.19542 | 0.73166 | 12.954 | 0.025026 | 0.0059099 | 0.011187 | 0.025026 | 0.026064 | -0.24982 | -0.44433 | -0.79309 | -0.24982 | -0.26526 | -0.36584 | -0.61279 | -1.0941 | -0.36584 | -0.3874 | 0.013424 | 0.46349 | 0.19542 | 0.73166 | 12.954 | 0.025026 | 0.0059099 | 0.011187 | 0.025026 | 0.026064 | -0.24982 | -0.44433 | -0.79309 | -0.24982 | -0.26526 | -0.36584 | -0.61279 | -1.0941 | -0.36584 | -0.3874
208 | 0.29 | 0.47 | South/Central | MS | Jackson.Intl.AP.722350 | 3 | 1014636 | 33.7765 | 15.2058 | 54.6091 | 33.3263 | 21.2828 | 982.67 | 1.7589 | -36.29 | 4.5075 | -2.7486 | -51.3308 | 0.33484 | -50.78 | 3.0899 | -2.755 | -69.727 | 0.72793 | -76.76 | 5.005 | -4.2771 | -105.5843 | 1.7589 | -36.29 | 4.5075 | -2.7486 | -51.3308 | 1.8362 | -37.44 | 4.6814 | -2.8452 | -52.9366 | 0.013424 | 0.45341 | 0.20412 | 0.73307 | 13.1913 | 0.023611 | 0.0044949 | 0.0097716 | 0.023611 | 0.024649 | -0.48716 | -0.68167 | -1.0304 | -0.48716 | -0.50259 | -0.68906 | -0.93601 | -1.4174 | -0.68906 | -0.71062 | 0.013424 | 0.45341 | 0.20412 | 0.73307 | 13.1913 | 0.023611 | 0.0044949 | 0.0097716 | 0.023611 | 0.024649 | -0.48716 | -0.68167 | -1.0304 | -0.48716 | -0.50259 | -0.68906 | -0.93601 | -1.4174 | -0.68906 | -0.71062
209 | 0.31 | 0.17 | South/Central | MS | Jackson.Intl.AP.722350 | 3 | 1014636 | 39.143 | 11.9632 | 55.6327 | 38.6221 | 17.0106 | 908.99 | 0.73533 | 37.39 | -0.78836 | 1.5237 | 50.3419 | -0.68872 | 22.9 | -2.2059 | 1.5172 | 31.9456 | -0.29564 | -3.08 | -0.29086 | -0.0047856 | -3.9117 | 0.73533 | 37.39 | -0.78836 | 1.5237 | 50.3419 | 0.81264 | 36.24 | -0.61445 | 1.4271 | 48.7361 | 0.013424 | 0.52545 | 0.16059 | 0.74681 | 12.2022 | 0.009871 | -0.0092454 | -0.0039687 | 0.009871 | 0.010909 | 0.50192 | 0.30741 | -0.041346 | 0.50192 | 0.48648 | 0.67579 | 0.42884 | -0.05251 | 0.67579 | 0.65423 | 0.013424 | 0.52545 | 0.16059 | 0.74681 | 12.2022 | 0.009871 | -0.0092454 | -0.0039687 | 0.009871 | 0.010909 | 0.50192 | 0.30741 | -0.041346 | 0.50192 | 0.48648 | 0.67579 | 0.42884 | -0.05251 | 0.67579 | 0.65423
210 | 0.31 | 0.19 | South/Central | MS | Jackson.Intl.AP.722350 | 3 | 1014636 | 38.6706 | 12.2349 | 55.5219 | 38.156 | 17.366 | 914.85 | 0.84608 | 31.53 | -0.32222 | 1.1683 | 42.2119 | -0.57797 | 17.04 | -1.7398 | 1.1618 | 23.8156 | -0.18489 | -8.94 | 0.17529 | -0.36018 | -12.0417 | 0.84608 | 31.53 | -0.32222 | 1.1683 | 42.2119 | 0.92339 | 30.38 | -0.1483 | 1.0717 | 40.606 | 0.013424 | 0.51911 | 0.16424 | 0.74532 | 12.2809 | 0.011358 | -0.0077587 | -0.0024819 | 0.011358 | 0.012396 | 0.42326 | 0.22874 | -0.12001 | 0.42326 | 0.40782 | 0.56665 | 0.3197 | -0.16165 | 0.56665 | 0.54509 | 0.013424 | 0.51911 | 0.16424 | 0.74532 | 12.2809 | 0.011358 | -0.0077587 | -0.0024819 | 0.011358 | 0.012396 | 0.42326 | 0.22874 | -0.12001 | 0.42326 | 0.40782 | 0.56665 | 0.3197 | -0.16165 | 0.56665 | 0.54509
211 | 0.31 | 0.2 | South/Central | MS | Jackson.Intl.AP.722350 | 3 | 1014636 | 38.4388 | 12.3764 | 55.4813 | 37.9272 | 17.5541 | 918.14 | 0.88668 | 28.24 | -0.093489 | 0.98016 | 37.6773 | -0.53738 | 13.75 | -1.5111 | 0.9737 | 19.281 | -0.14429 | -12.23 | 0.40402 | -0.54831 | -16.5763 | 0.88668 | 28.24 | -0.093489 | 0.98016 | 37.6773 | 0.96399 | 27.09 | 0.080426 | 0.88356 | 36.0715 | 0.013424 | 0.516 | 0.16614 | 0.74478 | 12.3251 | 0.011903 | -0.0072137 | -0.001937 | 0.011903 | 0.012941 | 0.37909 | 0.18458 | -0.16418 | 0.37909 | 0.36366 | 0.50578 | 0.25883 | -0.22252 | 0.50578 | 0.48422 | 0.013424 | 0.516 | 0.16614 | 0.74478 | 12.3251 | 0.011903 | -0.0072137 | -0.001937 | 0.011903 | 0.012941 | 0.37909 | 0.18458 | -0.16418 | 0.37909 | 0.36366 | 0.50578 | 0.25883 | -0.22252 | 0.50578 | 0.48422
212 | 0.31 | 0.23 | South/Central | MS | Jackson.Intl.AP.722350 | 3 | 1014636 | 37.7842 | 12.7768 | 55.3633 | 37.2812 | 18.0821 | 927.33 | 1.0047 | 19.05 | 0.5525 | 0.45218 | 25.0035 | -0.41937 | 4.56 | -0.86508 | 0.44571 | 6.6072 | -0.026289 | -21.42 | 1.05 | -1.0763 | -29.2501 | 1.0047 | 19.05 | 0.5525 | 0.45218 | 25.0035 | 1.082 | 17.9 | 0.72642 | 0.35558 | 23.3976 | 0.013424 | 0.50721 | 0.17152 | 0.74319 | 12.4484 | 0.013487 | -0.0056296 | -0.0003529 | 0.013487 | 0.014525 | 0.25573 | 0.061213 | -0.28754 | 0.25573 | 0.24029 | 0.33565 | 0.088694 | -0.39265 | 0.33565 | 0.31409 | 0.013424 | 0.50721 | 0.17152 | 0.74319 | 12.4484 | 0.013487 | -0.0056296 | -0.0003529 | 0.013487 | 0.014525 | 0.25573 | 0.061213 | -0.28754 | 0.25573 | 0.24029 | 0.33565 | 0.088694 | -0.39265 | 0.33565 | 0.31409
213 | 0.31 | 0.25 | South/Central | MS | Jackson.Intl.AP.722350 | 3 | 1014636 | 37.3713 | 13.0392 | 55.3027 | 36.8738 | 18.4289 | 933.54 | 1.0653 | 12.84 | 0.95993 | 0.10532 | 16.4607 | -0.3588 | -1.65 | -0.45766 | 0.098856 | -1.9356 | 0.034284 | -27.63 | 1.4574 | -1.4232 | -37.7929 | 1.0653 | 12.84 | 0.95993 | 0.10532 | 16.4607 | 1.1426 | 11.69 | 1.1338 | 0.0087214 | 14.8548 | 0.013424 | 0.50167 | 0.17504 | 0.74238 | 12.5318 | 0.0143 | -0.0048165 | 0.00046022 | 0.0143 | 0.015338 | 0.17236 | -0.02215 | -0.3709 | 0.17236 | 0.15693 | 0.22097 | -0.025984 | -0.50733 | 0.22097 | 0.19941 | 0.013424 | 0.50167 | 0.17504 | 0.74238 | 12.5318 | 0.0143 | -0.0048165 | 0.00046022 | 0.0143 | 0.015338 | 0.17236 | -0.02215 | -0.3709 | 0.17236 | 0.15693 | 0.22097 | -0.025984 | -0.50733 | 0.22097 | 0.19941
214 | 0.31 | 0.27 | South/Central | MS | Jackson.Intl.AP.722350 | 3 | 1014636 | 37.4149 | 12.9645 | 55.2717 | 36.9168 | 18.3549 | 931.8 | 1.0963 | 14.58 | 0.91689 | 0.17939 | 18.8473 | -0.32778 | 0.09 | -0.5007 | 0.17292 | 0.451 | 0.065304 | -25.89 | 1.4144 | -1.3491 | -35.4063 | 1.0963 | 14.58 | 0.91689 | 0.17939 | 18.8473 | 1.1736 | 13.43 | 1.0908 | 0.082786 | 17.2415 | 0.013424 | 0.50226 | 0.17403 | 0.74197 | 12.5084 | 0.014716 | -0.0044001 | 0.00087664 | 0.014716 | 0.015754 | 0.19572 | 0.0012082 | -0.34755 | 0.19572 | 0.18028 | 0.25301 | 0.0060542 | -0.47529 | 0.25301 | 0.23145 | 0.013424 | 0.50226 | 0.17403 | 0.74197 | 12.5084 | 0.014716 | -0.0044001 | 0.00087664 | 0.014716 | 0.015754 | 0.19572 | 0.0012082 | -0.34755 | 0.19572 | 0.18028 | 0.25301 | 0.0060542 | -0.47529 | 0.25301 | 0.23145
215 | 0.31 | 0.3 | South/Central | MS | Jackson.Intl.AP.722350 | 3 | 1014636 | 37.1988 | 13.0777 | 55.2346 | 36.7036 | 18.531 | 934.89 | 1.1334 | 11.49 | 1.1301 | 0.0032664 | 14.5911 | -0.29065 | -3 | -0.28745 | -0.003201 | -3.8052 | 0.10244 | -28.98 | 1.6276 | -1.5252 | -39.6625 | 1.1334 | 11.49 | 1.1301 | 0.0032664 | 14.5911 | 1.2107 | 10.34 | 1.3041 | -0.093336 | 12.9853 | 0.013424 | 0.49936 | 0.17555 | 0.74147 | 12.5499 | 0.015215 | -0.0039016 | 0.0013751 | 0.015215 | 0.016253 | 0.15424 | -0.040272 | -0.38903 | 0.15424 | 0.1388 | 0.19587 | -0.051081 | -0.53243 | 0.19587 | 0.17431 | 0.013424 | 0.49936 | 0.17555 | 0.74147 | 12.5499 | 0.015215 | -0.0039016 | 0.0013751 | 0.015215 | 0.016253 | 0.15424 | -0.040272 | -0.38903 | 0.15424 | 0.1388 | 0.19587 | -0.051081 | -0.53243 | 0.19587 | 0.17431
216 | 0.31 | 0.32 | South/Central | MS | Jackson.Intl.AP.722350 | 3 | 1014636 | 36.8158 | 13.3217 | 55.1756 | 36.3257 | 18.8499 | 940.57 | 1.1924 | 5.81 | 1.5081 | -0.31566 | 6.7784 | -0.23165 | -8.68 | 0.090476 | -0.32213 | -11.6179 | 0.16143 | -34.66 | 2.0056 | -1.8441 | -47.4752 | 1.1924 | 5.81 | 1.5081 | -0.31566 | 6.7784 | 1.2697 | 4.66 | 1.682 | -0.41226 | 5.1726 | 0.013424 | 0.49421 | 0.17883 | 0.74067 | 12.6262 | 0.016007 | -0.0031097 | 0.0021671 | 0.016007 | 0.017045 | 0.077993 | -0.11652 | -0.46527 | 0.077993 | 0.062556 | 0.090993 | -0.15596 | -0.6373 | 0.090993 | 0.069436 | 0.013424 | 0.49421 | 0.17883 | 0.74067 | 12.6262 | 0.016007 | -0.0031097 | 0.0021671 | 0.016007 | 0.017045 | 0.077993 | -0.11652 | -0.46527 | 0.077993 | 0.062556 | 0.090993 | -0.15596 | -0.6373 | 0.090993 | 0.069436
217 | 0.31 | 0.35 | South/Central | MS | Jackson.Intl.AP.722350 | 3 | 1014636 | 36.2569 | 13.6926 | 55.1126 | 35.7741 | 19.3385 | 949.54 | 1.2554 | -3.16 | 2.0596 | -0.80422 | -5.5403 | -0.16867 | -17.65 | 0.64202 | -0.81068 | -23.9366 | 0.22442 | -43.63 | 2.5571 | -2.3327 | -59.7939 | 1.2554 | -3.16 | 2.0596 | -0.80422 | -5.5403 | 1.3327 | -4.31 | 2.2335 | -0.90082 | -7.1461 | 0.013424 | 0.48671 | 0.18381 | 0.73983 | 12.7466 | 0.016852 | -0.0022642 | 0.0030126 | 0.016852 | 0.01789 | -0.04242 | -0.23693 | -0.58569 | -0.04242 | -0.057857 | -0.074373 | -0.32132 | -0.80267 | -0.074373 | -0.095929 | 0.013424 | 0.48671 | 0.18381 | 0.73983 | 12.7466 | 0.016852 | -0.0022642 | 0.0030126 | 0.016852 | 0.01789 | -0.04242 | -0.23693 | -0.58569 | -0.04242 | -0.057857 | -0.074373 | -0.32132 | -0.80267 | -0.074373 | -0.095929
218 | 0.31 | 0.37 | South/Central | MS | Jackson.Intl.AP.722350 | 3 | 1014636 | 35.9041 | 13.9344 | 55.0782 | 35.426 | 19.6522 | 955.37 | 1.2898 | -8.99 | 2.4077 | -1.1179 | -13.528 | -0.13427 | -23.48 | 0.99014 | -1.1244 | -31.9243 | 0.25882 | -49.46 | 2.9052 | -2.6464 | -67.7816 | 1.2898 | -8.99 | 2.4077 | -1.1179 | -13.528 | 1.3671 | -10.14 | 2.5816 | -1.2145 | -15.1338 | 0.013424 | 0.48198 | 0.18705 | 0.73937 | 12.8248 | 0.017314 | -0.0018024 | 0.0034743 | 0.017314 | 0.018352 | -0.12068 | -0.31519 | -0.66395 | -0.12068 | -0.13612 | -0.1816 | -0.42855 | -0.9099 | -0.1816 | -0.20316 | 0.013424 | 0.48198 | 0.18705 | 0.73937 | 12.8248 | 0.017314 | -0.0018024 | 0.0034743 | 0.017314 | 0.018352 | -0.12068 | -0.31519 | -0.66395 | -0.12068 | -0.13612 | -0.1816 | -0.42855 | -0.9099 | -0.1816 | -0.20316
219 | 0.31 | 0.4 | South/Central | MS | Jackson.Intl.AP.722350 | 3 | 1014636 | 35.4009 | 14.2923 | 55.0525 | 34.9295 | 20.1231 | 964.37 | 1.3154 | -17.99 | 2.9043 | -1.5888 | -25.8493 | -0.10861 | -32.48 | 1.4867 | -1.5953 | -44.2456 | 0.28447 | -58.46 | 3.4018 | -3.1173 | -80.1029 | 1.3154 | -17.99 | 2.9043 | -1.5888 | -25.8493 | 1.3928 | -19.14 | 3.0782 | -1.6854 | -27.4552 | 0.013424 | 0.47522 | 0.19186 | 0.73902 | 12.9457 | 0.017658 | -0.001458 | 0.0038187 | 0.017658 | 0.018696 | -0.2415 | -0.43601 | -0.78476 | -0.2415 | -0.25693 | -0.347 | -0.59395 | -1.0753 | -0.347 | -0.36856 | 0.013424 | 0.47522 | 0.19186 | 0.73902 | 12.9457 | 0.017658 | -0.001458 | 0.0038187 | 0.017658 | 0.018696 | -0.2415 | -0.43601 | -0.78476 | -0.2415 | -0.25693 | -0.347 | -0.59395 | -1.0753 | -0.347 | -0.36856
220 | 0.31 | 0.42 | South/Central | MS | Jackson.Intl.AP.722350 | 3 | 1014636 | 35.0781 | 14.5426 | 55.0567 | 34.6109 | 20.4458 | 970.75 | 1.3113 | -24.37 | 3.2229 | -1.9116 | -34.5722 | -0.11274 | -38.86 | 1.8053 | -1.918 | -52.9685 | 0.28035 | -64.84 | 3.7204 | -3.44 | -88.8258 | 1.3113 | -24.37 | 3.2229 | -1.9116 | -34.5722 | 1.3886 | -25.52 | 3.3968 | -2.0082 | -36.178 | 0.013424 | 0.47089 | 0.19522 | 0.73908 | 13.0313 | 0.017603 | -0.0015134 | 0.0037634 | 0.017603 | 0.018641 | -0.32714 | -0.52166 | -0.87041 | -0.32714 | -0.34258 | -0.4641 | -0.71105 | -1.1924 | -0.4641 | -0.48565 | 0.013424 | 0.47089 | 0.19522 | 0.73908 | 13.0313 | 0.017603 | -0.0015134 | 0.0037634 | 0.017603 | 0.018641 | -0.32714 | -0.52166 | -0.87041 | -0.32714 | -0.34258 | -0.4641 | -0.71105 | -1.1924 | -0.4641 | -0.48565
221 | 0.31 | 0.47 | South/Central | MS | Jackson.Intl.AP.722350 | 3 | 1014636 | 34.2513 | 15.2607 | 55.1642 | 33.7949 | 21.3693 | 989.97 | 1.2038 | -43.59 | 4.0388 | -2.835 | -60.7563 | -0.22027 | -58.08 | 2.6212 | -2.8415 | -79.1526 | 0.17281 | -84.06 | 4.5363 | -4.3635 | -115.0099 | 1.2038 | -43.59 | 4.0388 | -2.835 | -60.7563 | 1.2811 | -44.74 | 4.2127 | -2.9316 | -62.3621 | 0.013424 | 0.45979 | 0.20486 | 0.74052 | 13.2893 | 0.01616 | -0.0029569 | 0.0023198 | 0.01616 | 0.017197 | -0.58515 | -0.77966 | -1.1284 | -0.58515 | -0.60059 | -0.81559 | -1.0625 | -1.5439 | -0.81559 | -0.83715 | 0.013424 | 0.45979 | 0.20486 | 0.74052 | 13.2893 | 0.01616 | -0.0029569 | 0.0023198 | 0.01616 | 0.017197 | -0.58515 | -0.77966 | -1.1284 | -0.58515 | -0.60059 | -0.81559 | -1.0625 | -1.5439 | -0.81559 | -0.83715
222 | 0.32 | 0.17 | South/Central | MS | Jackson.Intl.AP.722350 | 3 | 1014636 | 39.4376 | 11.9598 | 55.9282 | 38.9129 | 17.0152 | 912.06 | 0.43979 | 34.32 | -1.0792 | 1.519 | 46.4344 | -0.98426 | 19.83 | -2.4968 | 1.5125 | 28.0382 | -0.59118 | -6.15 | -0.58171 | -0.0094656 | -7.8191 | 0.43979 | 34.32 | -1.0792 | 1.519 | 46.4344 | 0.51711 | 33.17 | -0.9053 | 1.4224 | 44.8286 | 0.013424 | 0.52941 | 0.16055 | 0.75078 | 12.2435 | 0.0059038 | -0.013213 | -0.0079359 | 0.0059038 | 0.0069416 | 0.46071 | 0.2662 | -0.082557 | 0.46071 | 0.44527 | 0.62333 | 0.37638 | -0.10496 | 0.62333 | 0.60178 | 0.013424 | 0.52941 | 0.16055 | 0.75078 | 12.2435 | 0.0059038 | -0.013213 | -0.0079359 | 0.0059038 | 0.0069416 | 0.46071 | 0.2662 | -0.082557 | 0.46071 | 0.44527 | 0.62333 | 0.37638 | -0.10496 | 0.62333 | 0.60178
223 | 0.32 | 0.19 | South/Central | MS | Jackson.Intl.AP.722350 | 3 | 1014636 | 38.9604 | 12.2347 | 55.8212 | 38.442 | 17.3793 | 918.13 | 0.54678 | 28.25 | -0.60822 | 1.155 | 38.0248 | -0.87727 | 13.76 | -2.0258 | 1.1485 | 19.6285 | -0.48419 | -12.22 | -0.11071 | -0.37347 | -16.2288 | 0.54678 | 28.25 | -0.60822 | 1.155 | 38.0248 | 0.6241 | 27.1 | -0.4343 | 1.0584 | 36.419 | 0.013424 | 0.523 | 0.16424 | 0.74934 | 12.3249 | 0.00734 | -0.011776 | -0.0064997 | 0.00734 | 0.0083778 | 0.37923 | 0.18471 | -0.16404 | 0.37923 | 0.36379 | 0.51044 | 0.26349 | -0.21785 | 0.51044 | 0.48889 | 0.013424 | 0.523 | 0.16424 | 0.74934 | 12.3249 | 0.00734 | -0.011776 | -0.0064997 | 0.00734 | 0.0083778 | 0.37923 | 0.18471 | -0.16404 | 0.37923 | 0.36379 | 0.51044 | 0.26349 | -0.21785 | 0.51044 | 0.48889
227 | 0.32 | 0.27 | South/Central | MS | Jackson.Intl.AP.722350 | 3 | 1014636 | 37.7008 | 12.9548 | 55.5579 | 37.1989 | 18.3589 | 934.76 | 0.8101 | 11.62 | 0.63479 | 0.17531 | 15.0757 | -0.61396 | -2.87 | -0.7828 | 0.16884 | -3.3206 | -0.22087 | -28.85 | 1.1323 | -1.3532 | -39.1778 | 0.8101 | 11.62 | 0.63479 | 0.17531 | 15.0757 | 0.88741 | 10.47 | 0.8087 | 0.078708 | 13.4699 | 0.013424 | 0.50609 | 0.17391 | 0.74581 | 12.5482 | 0.010875 | -0.0082417 | -0.002965 | 0.010875 | 0.011913 | 0.15599 | -0.038527 | -0.38728 | 0.15599 | 0.14055 | 0.20238 | -0.044575 | -0.52592 | 0.20238 | 0.18082 | 0.013424 | 0.50609 | 0.17391 | 0.74581 | 12.5482 | 0.010875 | -0.0082417 | -0.002965 | 0.010875 | 0.011913 | 0.15599 | -0.038527 | -0.38728 | 0.15599 | 0.14055 | 0.20238 | -0.044575 | -0.52592 | 0.20238 | 0.18082
229 | 0.32 | 0.32 | South/Central | MS | Jackson.Intl.AP.722350 | 3 | 1014636 | 37.1016 | 13.3117 | 55.4576 | 36.6078 | 18.8498 | 943.41 | 0.91041 | 2.97 | 1.226 | -0.31555 | 3.1729 | -0.51364 | -11.52 | -0.19162 | -0.32202 | -15.2234 | -0.12056 | -37.5 | 1.7235 | -1.844 | -51.0807 | 0.91041 | 2.97 | 1.226 | -0.31555 | 3.1729 | 0.98772 | 1.82 | 1.3999 | -0.41215 | 1.567 | 0.013424 | 0.49805 | 0.1787 | 0.74446 | 12.6643 | 0.012221 | -0.0068951 | -0.0016184 | 0.012221 | 0.013259 | 0.039869 | -0.15464 | -0.5034 | 0.039869 | 0.024432 | 0.042592 | -0.20436 | -0.68571 | 0.042592 | 0.021036 | 0.013424 | 0.49805 | 0.1787 | 0.74446 | 12.6643 | 0.012221 | -0.0068951 | -0.0016184 | 0.012221 | 0.013259 | 0.039869 | -0.15464 | -0.5034 | 0.039869 | 0.024432 | 0.042592 | -0.20436 | -0.68571 | 0.042592 | 0.021036
231 | 0.32 | 0.37 | South/Central | MS | Jackson.Intl.AP.722350 | 3 | 1014636 | 36.1897 | 13.9246 | 55.3583 | 35.7078 | 19.6505 | 958.16 | 1.0097 | -11.78 | 2.1259 | -1.1163 | -17.067 | -0.41438 | -26.27 | 0.70834 | -1.1227 | -35.4633 | -0.021299 | -52.25 | 2.6234 | -2.6447 | -71.3206 | 1.0097 | -11.78 | 2.1259 | -1.1163 | -17.067 | 1.087 | -12.93 | 2.2998 | -1.2129 | -18.6728 | 0.013424 | 0.48581 | 0.18692 | 0.74313 | 12.8623 | 0.013554 | -0.0055627 | -0.00028592 | 0.013554 | 0.014592 | -0.15813 | -0.35265 | -0.7014 | -0.15813 | -0.17357 | -0.22911 | -0.47606 | -0.9574 | -0.22911 | -0.25066 | 0.013424 | 0.48581 | 0.18692 | 0.74313 | 12.8623 | 0.013554 | -0.0055627 | -0.00028592 | 0.013554 | 0.014592 | -0.15813 | -0.35265 | -0.7014 | -0.15813 | -0.17357 | -0.22911 | -0.47606 | -0.9574 | -0.22911 | -0.25066
233 | 0.32 | 0.42 | South/Central | MS | Jackson.Intl.AP.722350 | 3 | 1014636 | 35.363 | 14.5326 | 55.3351 | 34.8922 | 20.4429 | 973.51 | 1.0329 | -27.13 | 2.9416 | -1.9087 | -38.0583 | -0.39118 | -41.62 | 1.524 | -1.9152 | -56.4546 | 0.0019001 | -67.6 | 3.4391 | -3.4372 | -92.3118 | 1.0329 | -27.13 | 2.9416 | -1.9087 | -38.0583 | 1.1102 | -28.28 | 3.1155 | -2.0053 | -39.6641 | 0.013424 | 0.47471 | 0.19509 | 0.74282 | 13.0684 | 0.013865 | -0.0052512 | 2.5507e-05 | 0.013865 | 0.014903 | -0.36419 | -0.55871 | -0.90746 | -0.36419 | -0.37963 | -0.51089 | -0.75784 | -1.2392 | -0.51089 | -0.53245 | 0.013424 | 0.47471 | 0.19509 | 0.74282 | 13.0684 | 0.013865 | -0.0052512 | 2.5507e-05 | 0.013865 | 0.014903 | -0.36419 | -0.55871 | -0.90746 | -0.36419 | -0.37963 | -0.51089 | -0.75784 | -1.2392 | -0.51089 | -0.53245
234 | 0.32 | 0.47 | South/Central | MS | Jackson.Intl.AP.722350 | 3 | 1014636 | 34.5306 | 15.2411 | 55.4329 | 34.0706 | 21.3623 | 992.55 | 0.93504 | -46.17 | 3.7631 | -2.8281 | -64.0089 | -0.48901 | -60.66 | 2.3455 | -2.8346 | -82.4052 | -0.095928 | -86.64 | 4.2606 | -4.3566 | -118.2625 | 0.93504 | -46.17 | 3.7631 | -2.8281 | -64.0089 | 1.0124 | -47.32 | 3.937 | -2.9247 | -65.6148 | 0.013424 | 0.46354 | 0.2046 | 0.74413 | 13.324 | 0.012552 | -0.0065645 | -0.0012877 | 0.012552 | 0.01359 | -0.61978 | -0.8143 | -1.1631 | -0.61978 | -0.63522 | -0.85925 | -1.1062 | -1.5876 | -0.85925 | -0.88081 | 0.013424 | 0.46354 | 0.2046 | 0.74413 | 13.324 | 0.012552 | -0.0065645 | -0.0012877 | 0.012552 | 0.01359 | -0.61978 | -0.8143 | -1.1631 | -0.61978 | -0.63522 | -0.85925 | -1.1062 | -1.5876 | -0.85925 | -0.88081
235 | 0.34 | 0.17 | South/Central | MS | Jackson.Intl.AP.722350 | 3 | 1014636 | 40.0121 | 11.9535 | 56.5155 | 39.48 | 17.0355 | 918.37 | -0.14752 | 28.01 | -1.6462 | 1.4987 | 38.3737 | -1.5716 | 13.52 | -3.0638 | 1.4922 | 19.9774 | -1.1785 | -12.46 | -1.1487 | -0.029762 | -15.8798 | -0.14752 | 28.01 | -1.6462 | 1.4987 | 38.3737 | -0.070212 | 26.86 | -1.4723 | 1.4021 | 36.7679 | 0.013424 | 0.53712 | 0.16046 | 0.75866 | 12.3282 | -0.0019804 | -0.021097 | -0.01582 | -0.0019804 | -0.00094252 | 0.37601 | 0.18149 | -0.16726 | 0.37601 | 0.36057 | 0.51513 | 0.26818 | -0.21317 | 0.51513 | 0.49357 | 0.013424 | 0.53712 | 0.16046 | 0.75866 | 12.3282 | -0.0019804 | -0.021097 | -0.01582 | -0.0019804 | -0.00094252 | 0.37601 | 0.18149 | -0.16726 | 0.37601 | 0.36057 | 0.51513 | 0.26818 | -0.21317 | 0.51513 | 0.49357
236 | 0.34 | 0.19 | South/Central | MS | Jackson.Intl.AP.722350 | 3 | 1014636 | 39.5405 | 12.2251 | 56.402 | 39.0146 | 17.3874 | 924.14 | -0.034061 | 22.24 | -1.1809 | 1.1468 | 30.3723 | -1.4581 | 7.75 | -2.5985 | 1.1404 | 11.976 | -1.065 | -18.23 | -0.68337 | -0.38166 | -23.8812 | -0.034061 | 22.24 | -1.1809 | 1.1468 | 30.3723 | 0.043251 | 21.09 | -1.007 | 1.0502 | 28.7665 | 0.013424 | 0.53079 | 0.16411 | 0.75714 | 12.4056 | -0.00045723 | -0.019574 | -0.014297 | -0.00045723 | 0.0005806 | 0.29855 | 0.10404 | -0.24472 | 0.29855 | 0.28311 | 0.40772 | 0.16077 | -0.32058 | 0.40772 | 0.38616 | 0.013424 | 0.53079 | 0.16411 | 0.75714 | 12.4056 | -0.00045723 | -0.019574 | -0.014297 | -0.00045723 | 0.0005806 | 0.29855 | 0.10404 | -0.24472 | 0.29855 | 0.28311 | 0.40772 | 0.16077 | -0.32058 | 0.40772 | 0.38616
237 | 0.34 | 0.2 | South/Central | MS | Jackson.Intl.AP.722350 | 3 | 1014636 | 39.3079 | 12.3602 | 56.3542 | 38.7851 | 17.5691 | 927.23 | 0.013748 | 19.15 | -0.95136 | 0.96511 | 26.1028 | -1.4103 | 4.66 | -2.3689 | 0.95865 | 7.7065 | -1.0172 | -21.32 | -0.45386 | -0.56336 | -28.1508 | 0.013748 | 19.15 | -0.95136 | 0.96511 | 26.1028 | 0.091061 | 18 | -0.77745 | 0.86851 | 24.4969 | 0.013424 | 0.52767 | 0.16592 | 0.7565 | 12.4471 | 0.00018456 | -0.018932 | -0.013655 | 0.00018456 | 0.0012224 | 0.25707 | 0.062556 | -0.2862 | 0.25707 | 0.24163 | 0.3504 | 0.10345 | -0.3779 | 0.3504 | 0.32885 | 0.013424 | 0.52767 | 0.16592 | 0.7565 | 12.4471 | 0.00018456 | -0.018932 | -0.013655 | 0.00018456 | 0.0012224 | 0.25707 | 0.062556 | -0.2862 | 0.25707 | 0.24163 | 0.3504 | 0.10345 | -0.3779 | 0.3504 | 0.32885
238 | 0.34 | 0.23 | South/Central | MS | Jackson.Intl.AP.722350 | 3 | 1014636 | 38.6533 | 12.7517 | 56.2265 | 38.1391 | 18.0874 | 936.14 | 0.14147 | 10.24 | -0.30537 | 0.44684 | 13.8143 | -1.2826 | -4.25 | -1.723 | 0.44038 | -4.582 | -0.8895 | -30.23 | 0.19213 | -1.0816 | -40.4392 | 0.14147 | 10.24 | -0.30537 | 0.44684 | 13.8143 | 0.21878 | 9.09 | -0.13146 | 0.35024 | 12.2085 | 0.013424 | 0.51888 | 0.17118 | 0.75478 | 12.5667 | 0.0018991 | -0.017217 | -0.011941 | 0.0018991 | 0.0029369 | 0.13746 | -0.057052 | -0.40581 | 0.13746 | 0.12202 | 0.18544 | -0.061508 | -0.54285 | 0.18544 | 0.16389 | 0.013424 | 0.51888 | 0.17118 | 0.75478 | 12.5667 | 0.0018991 | -0.017217 | -0.011941 | 0.0018991 | 0.0029369 | 0.13746 | -0.057052 | -0.40581 | 0.13746 | 0.12202 | 0.18544 | -0.061508 | -0.54285 | 0.18544 | 0.16389
239 | 0.34 | 0.25 | South/Central | MS | Jackson.Intl.AP.722350 | 3 | 1014636 | 38.2398 | 13.0221 | 56.1734 | 37.7312 | 18.4422 | 942.58 | 0.19462 | 3.8 | 0.10254 | 0.092077 | 4.964 | -1.2294 | -10.69 | -1.315 | 0.085609 | -13.4323 | -0.83635 | -36.67 | 0.60005 | -1.4364 | -49.2896 | 0.19462 | 3.8 | 0.10254 | 0.092077 | 4.964 | 0.27193 | 2.65 | 0.27646 | -0.0045252 | 3.3582 | 0.013424 | 0.51333 | 0.17481 | 0.75407 | 12.6532 | 0.0026126 | -0.016504 | -0.011227 | 0.0026126 | 0.0036504 | 0.051011 | -0.1435 | -0.49226 | 0.051011 | 0.035573 | 0.066636 | -0.18031 | -0.66166 | 0.066636 | 0.04508 | 0.013424 | 0.51333 | 0.17481 | 0.75407 | 12.6532 | 0.0026126 | -0.016504 | -0.011227 | 0.0026126 | 0.0036504 | 0.051011 | -0.1435 | -0.49226 | 0.051011 | 0.035573 | 0.066636 | -0.18031 | -0.66166 | 0.066636 | 0.04508
240 | 0.34 | 0.27 | South/Central | MS | Jackson.Intl.AP.722350 | 3 | 1014636 | 38.2809 | 12.9387 | 56.1319 | 37.7716 | 18.3603 | 940.58 | 0.23604 | 5.8 | 0.062126 | 0.17392 | 7.6926 | -1.188 | -8.69 | -1.3555 | 0.16745 | -10.7037 | -0.79493 | -34.67 | 0.55963 | -1.3546 | -46.561 | 0.23604 | 5.8 | 0.062126 | 0.17392 | 7.6926 | 0.31335 | 4.65 | 0.23604 | 0.077315 | 6.0868 | 0.013424 | 0.51388 | 0.17369 | 0.75351 | 12.6263 | 0.0031686 | -0.015948 | -0.010671 | 0.0031686 | 0.0042065 | 0.077859 | -0.11665 | -0.46541 | 0.077859 | 0.062421 | 0.10326 | -0.14369 | -0.62503 | 0.10326 | 0.081708 | 0.013424 | 0.51388 | 0.17369 | 0.75351 | 12.6263 | 0.0031686 | -0.015948 | -0.010671 | 0.0031686 | 0.0042065 | 0.077859 | -0.11665 | -0.46541 | 0.077859 | 0.062421 | 0.10326 | -0.14369 | -0.62503 | 0.10326 | 0.081708
241 | 0.34 | 0.3 | South/Central | MS | Jackson.Intl.AP.722350 | 3 | 1014636 | 38.0591 | 13.0515 | 56.0886 | 37.5527 | 18.5359 | 943.59 | 0.27934 | 2.79 | 0.28102 | -0.0016768 | 3.5295 | -1.1447 | -11.7 | -1.1366 | -0.0081442 | -14.8668 | -0.75163 | -37.68 | 0.77853 | -1.5302 | -50.724 | 0.27934 | 2.79 | 0.28102 | -0.0016768 | 3.5295 | 0.35666 | 1.64 | 0.45493 | -0.098279 | 1.9237 | 0.013424 | 0.5109 | 0.1752 | 0.75293 | 12.6667 | 0.0037499 | -0.015367 | -0.01009 | 0.0037499 | 0.0047877 | 0.037453 | -0.15706 | -0.50581 | 0.037453 | 0.022015 | 0.04738 | -0.19957 | -0.68092 | 0.04738 | 0.025824 | 0.013424 | 0.5109 | 0.1752 | 0.75293 | 12.6667 | 0.0037499 | -0.015367 | -0.01009 | 0.0037499 | 0.0047877 | 0.037453 | -0.15706 | -0.50581 | 0.037453 | 0.022015 | 0.04738 | -0.19957 | -0.68092 | 0.04738 | 0.025824
242 | 0.34 | 0.32 | South/Central | MS | Jackson.Intl.AP.722350 | 3 | 1014636 | 37.6753 | 13.2962 | 56.0293 | 37.174 | 18.8553 | 949.28 | 0.33872 | -2.9 | 0.65973 | -0.321 | -4.2891 | -1.0853 | -17.39 | -0.75786 | -0.32747 | -22.6854 | -0.69225 | -43.37 | 1.1572 | -1.8495 | -58.5427 | 0.33872 | -2.9 | 0.65973 | -0.321 | -4.2891 | 0.41603 | -4.05 | 0.83364 | -0.41761 | -5.8949 | 0.013424 | 0.50575 | 0.17849 | 0.75213 | 12.7431 | 0.004547 | -0.014569 | -0.0092927 | 0.004547 | 0.0055848 | -0.038929 | -0.23344 | -0.5822 | -0.038929 | -0.054367 | -0.057577 | -0.30453 | -0.78587 | -0.057577 | -0.079133 | 0.013424 | 0.50575 | 0.17849 | 0.75213 | 12.7431 | 0.004547 | -0.014569 | -0.0092927 | 0.004547 | 0.0055848 | -0.038929 | -0.23344 | -0.5822 | -0.038929 | -0.054367 | -0.057577 | -0.30453 | -0.78587 | -0.057577 | -0.079133
243 | 0.34 | 0.35 | South/Central | MS | Jackson.Intl.AP.722350 | 3 | 1014636 | 37.1172 | 13.6621 | 55.9536 | 36.6232 | 19.3303 | 957.87 | 0.41443 | -11.49 | 1.2105 | -0.79605 | -16.082 | -1.0096 | -25.98 | -0.2071 | -0.80252 | -34.4783 | -0.61654 | -51.96 | 1.708 | -2.3245 | -70.3356 | 0.41443 | -11.49 | 1.2105 | -0.79605 | -16.082 | 0.49174 | -12.64 | 1.3844 | -0.89265 | -17.6878 | 0.013424 | 0.49826 | 0.1834 | 0.75112 | 12.8584 | 0.0055633 | -0.013553 | -0.0082764 | 0.0055633 | 0.0066011 | -0.15424 | -0.34875 | -0.69751 | -0.15424 | -0.16968 | -0.21588 | -0.46284 | -0.94418 | -0.21588 | -0.23744 | 0.013424 | 0.49826 | 0.1834 | 0.75112 | 12.8584 | 0.0055633 | -0.013553 | -0.0082764 | 0.0055633 | 0.0066011 | -0.15424 | -0.34875 | -0.69751 | -0.15424 | -0.16968 | -0.21588 | -0.46284 | -0.94418 | -0.21588 | -0.23744
244 | 0.34 | 0.37 | South/Central | MS | Jackson.Intl.AP.722350 | 3 | 1014636 | 36.7598 | 13.9019 | 55.9125 | 36.2706 | 19.6419 | 963.58 | 0.45548 | -17.2 | 1.5631 | -1.1076 | -23.9266 | -0.96857 | -31.69 | 0.14551 | -1.1141 | -42.3228 | -0.57549 | -57.67 | 2.0606 | -2.6361 | -78.1801 | 0.45548 | -17.2 | 1.5631 | -1.1076 | -23.9266 | 0.53279 | -18.35 | 1.737 | -1.2042 | -25.5324 | 0.013424 | 0.49346 | 0.18662 | 0.75057 | 12.9351 | 0.0061144 | -0.013002 | -0.0077253 | 0.0061144 | 0.0071522 | -0.23089 | -0.42541 | -0.77416 | -0.23089 | -0.24633 | -0.32119 | -0.56814 | -1.0495 | -0.32119 | -0.34275 | 0.013424 | 0.49346 | 0.18662 | 0.75057 | 12.9351 | 0.0061144 | -0.013002 | -0.0077253 | 0.0061144 | 0.0071522 | -0.23089 | -0.42541 | -0.77416 | -0.23089 | -0.24633 | -0.32119 | -0.56814 | -1.0495 | -0.32119 | -0.34275
245 | 0.34 | 0.4 | South/Central | MS | Jackson.Intl.AP.722350 | 3 | 1014636 | 36.2541 | 14.2649 | 55.8887 | 35.7717 | 20.1171 | 972.69 | 0.47925 | -26.31 | 2.0621 | -1.5828 | -36.3881 | -0.94481 | -40.8 | 0.64447 | -1.5893 | -54.7843 | -0.55172 | -66.78 | 2.5596 | -3.1113 | -90.6416 | 0.47925 | -26.31 | 2.0621 | -1.5828 | -36.3881 | 0.55656 | -27.46 | 2.236 | -1.6794 | -37.9939 | 0.013424 | 0.48667 | 0.19149 | 0.75025 | 13.0574 | 0.0064334 | -0.012683 | -0.0074063 | 0.0064334 | 0.0074712 | -0.35318 | -0.5477 | -0.89645 | -0.35318 | -0.36862 | -0.48847 | -0.73542 | -1.2168 | -0.48847 | -0.51003 | 0.013424 | 0.48667 | 0.19149 | 0.75025 | 13.0574 | 0.0064334 | -0.012683 | -0.0074063 | 0.0064334 | 0.0074712 | -0.35318 | -0.5477 | -0.89645 | -0.35318 | -0.36862 | -0.48847 | -0.73542 | -1.2168 | -0.48847 | -0.51003
246 | 0.34 | 0.42 | South/Central | MS | Jackson.Intl.AP.722350 | 3 | 1014636 | 35.9275 | 14.5111 | 55.8845 | 35.4494 | 20.4352 | 978.91 | 0.48347 | -32.53 | 2.3844 | -1.9009 | -44.8795 | -0.94059 | -47.02 | 0.96679 | -1.9074 | -63.2758 | -0.5475 | -73 | 2.8819 | -3.4294 | -99.133 | 0.48347 | -32.53 | 2.3844 | -1.9009 | -44.8795 | 0.56078 | -33.68 | 2.5583 | -1.9975 | -46.4853 | 0.013424 | 0.48229 | 0.1948 | 0.75019 | 13.1408 | 0.00649 | -0.012626 | -0.0073496 | 0.00649 | 0.0075279 | -0.43668 | -0.63119 | -0.97995 | -0.43668 | -0.45212 | -0.60246 | -0.84941 | -1.3308 | -0.60246 | -0.62402 | 0.013424 | 0.48229 | 0.1948 | 0.75019 | 13.1408 | 0.00649 | -0.012626 | -0.0073496 | 0.00649 | 0.0075279 | -0.43668 | -0.63119 | -0.97995 | -0.43668 | -0.45212 | -0.60246 | -0.84941 | -1.3308 | -0.60246 | -0.62402
247 | 0.34 | 0.47 | South/Central | MS | Jackson.Intl.AP.722350 | 3 | 1014636 | 35.0919 | 15.2157 | 55.9734 | 34.6247 | 21.3488 | 997.74 | 0.39456 | -51.36 | 3.2091 | -2.8145 | -70.56 | -1.0295 | -65.85 | 1.7915 | -2.821 | -88.9563 | -0.63641 | -91.83 | 3.7066 | -4.343 | -124.8135 | 0.39456 | -51.36 | 3.2091 | -2.8145 | -70.56 | 0.47187 | -52.51 | 3.383 | -2.9111 | -72.1658 | 0.013424 | 0.47107 | 0.20425 | 0.75139 | 13.3936 | 0.0052966 | -0.01382 | -0.0085431 | 0.0052966 | 0.0063344 | -0.68945 | -0.88397 | -1.2327 | -0.68945 | -0.70489 | -0.94719 | -1.1941 | -1.6755 | -0.94719 | -0.96875 | 0.013424 | 0.47107 | 0.20425 | 0.75139 | 13.3936 | 0.0052966 | -0.01382 | -0.0085431 | 0.0052966 | 0.0063344 | -0.68945 | -0.88397 | -1.2327 | -0.68945 | -0.70489 | -0.94719 | -1.1941 | -1.6755 | -0.94719 | -0.96875
248 | 0.2 | 0.21 | South/Central | MS | Jackson.Intl.AP.722350 | 3 | 1014636 | 34.842 | 12.6121 | 52.1053 | 34.3769 | 17.7284 | 887.49 | 4.2627 | 58.89 | 3.4568 | 0.80587 | 76.1955 | 2.8386 | 44.4 | 2.0392 | 0.79941 | 57.7992 | 3.2317 | 18.42 | 3.9543 | -0.7226 | 21.9419 | 4.2627 | 58.89 | 3.4568 | 0.80587 | 76.1955 | 4.34 | 57.74 | 3.6307 | 0.70927 | 74.5897 | 0.013424 | 0.46772 | 0.16931 | 0.69946 | 11.9136 | 0.057222 | 0.038106 | 0.043382 | 0.057222 | 0.05826 | 0.79054 | 0.59602 | 0.24727 | 0.79054 | 0.7751 | 1.0228 | 0.77589 | 0.29455 | 1.0228 | 1.0013 | 0.013424 | 0.46772 | 0.16931 | 0.69946 | 11.9136 | 0.057222 | 0.038106 | 0.043382 | 0.057222 | 0.05826 | 0.79054 | 0.59602 | 0.24727 | 0.79054 | 0.7751 | 1.0228 | 0.77589 | 0.29455 | 1.0228 | 1.0013
249 | 0.21 | 0.21 | South/Central | MS | Jackson.Intl.AP.722350 | 3 | 1014636 | 35.1576 | 12.6024 | 52.4158 | 34.6885 | 17.7272 | 890.61 | 3.9522 | 55.77 | 3.1452 | 0.80701 | 72.253 | 2.5282 | 41.28 | 1.7276 | 0.80054 | 53.8568 | 2.9212 | 15.3 | 3.6427 | -0.72147 | 17.9995 | 3.9522 | 55.77 | 3.1452 | 0.80701 | 72.253 | 4.0295 | 54.62 | 3.3191 | 0.7104 | 70.6472 | 0.013424 | 0.47195 | 0.16917 | 0.70363 | 11.9555 | 0.053054 | 0.033938 | 0.039215 | 0.053054 | 0.054092 | 0.74865 | 0.55414 | 0.20539 | 0.74865 | 0.73322 | 0.96992 | 0.72297 | 0.24162 | 0.96992 | 0.94837 | 0.013424 | 0.47195 | 0.16917 | 0.70363 | 11.9555 | 0.053054 | 0.033938 | 0.039215 | 0.053054 | 0.054092 | 0.74865 | 0.55414 | 0.20539 | 0.74865 | 0.73322 | 0.96992 | 0.72297 | 0.24162 | 0.96992 | 0.94837
250 | 0.22 | 0.21 | South/Central | MS | Jackson.Intl.AP.722350 | 3 | 1014636 | 35.472 | 12.5925 | 52.7267 | 34.9988 | 17.728 | 893.76 | 3.6413 | 52.62 | 2.835 | 0.80627 | 68.2541 | 2.2172 | 38.13 | 1.4174 | 0.7998 | 49.8578 | 2.6103 | 12.15 | 3.3325 | -0.7222 | 14.0005 | 3.6413 | 52.62 | 2.835 | 0.80627 | 68.2541 | 3.7186 | 51.47 | 3.0089 | 0.70967 | 66.6482 | 0.013424 | 0.47617 | 0.16904 | 0.7078 | 11.9978 | 0.04888 | 0.029764 | 0.03504 | 0.04888 | 0.049918 | 0.70637 | 0.51186 | 0.1631 | 0.70637 | 0.69093 | 0.91624 | 0.66929 | 0.18794 | 0.91624 | 0.89468 | 0.013424 | 0.47617 | 0.16904 | 0.7078 | 11.9978 | 0.04888 | 0.029764 | 0.03504 | 0.04888 | 0.049918 | 0.70637 | 0.51186 | 0.1631 | 0.70637 | 0.69093 | 0.91624 | 0.66929 | 0.18794 | 0.91624 | 0.89468
251 | 0.23 | 0.21 | South/Central | MS | Jackson.Intl.AP.722350 | 3 | 1014636 | 35.7865 | 12.5828 | 53.0354 | 35.3093 | 17.7262 | 896.85 | 3.3325 | 49.53 | 2.5245 | 0.80809 | 64.3526 | 1.9085 | 35.04 | 1.1069 | 0.80162 | 45.9563 | 2.3016 | 9.06 | 3.022 | -0.72039 | 10.099 | 3.3325 | 49.53 | 2.5245 | 0.80809 | 64.3526 | 3.4099 | 48.38 | 2.6984 | 0.71149 | 62.7467 | 0.013424 | 0.4804 | 0.16891 | 0.71195 | 12.0393 | 0.044736 | 0.025619 | 0.030896 | 0.044736 | 0.045774 | 0.66489 | 0.47038 | 0.12162 | 0.66489 | 0.64945 | 0.86387 | 0.61692 | 0.13557 | 0.86387 | 0.84231 | 0.013424 | 0.4804 | 0.16891 | 0.71195 | 12.0393 | 0.044736 | 0.025619 | 0.030896 | 0.044736 | 0.045774 | 0.66489 | 0.47038 | 0.12162 | 0.66489 | 0.64945 | 0.86387 | 0.61692 | 0.13557 | 0.86387 | 0.84231
252 | 0.24 | 0.21 | South/Central | MS | Jackson.Intl.AP.722350 | 3 | 1014636 | 36.0922 | 12.5771 | 53.3449 | 35.611 | 17.7339 | 900.12 | 3.0231 | 46.26 | 2.2227 | 0.80037 | 60.1848 | 1.599 | 31.77 | 0.8051 | 0.7939 | 41.7885 | 1.9921 | 5.79 | 2.7202 | -0.72811 | 5.9313 | 3.0231 | 46.26 | 2.2227 | 0.80037 | 60.1848 | 3.1004 | 45.11 | 2.3966 | 0.70376 | 58.579 | 0.013424 | 0.4845 | 0.16883 | 0.7161 | 12.0832 | 0.040581 | 0.021465 | 0.026742 | 0.040581 | 0.041619 | 0.62099 | 0.42648 | 0.077725 | 0.62099 | 0.60555 | 0.80792 | 0.56097 | 0.079621 | 0.80792 | 0.78636 | 0.013424 | 0.4845 | 0.16883 | 0.7161 | 12.0832 | 0.040581 | 0.021465 | 0.026742 | 0.040581 | 0.041619 | 0.62099 | 0.42648 | 0.077725 | 0.62099 | 0.60555 | 0.80792 | 0.56097 | 0.079621 | 0.80792 | 0.78636
253 | 0.25 | 0.21 | South/Central | MS | Jackson.Intl.AP.722350 | 3 | 1014636 | 36.3977 | 12.5675 | 53.6466 | 35.9125 | 17.7341 | 903.17 | 2.7214 | 43.21 | 1.9212 | 0.80017 | 56.3192 | 1.2973 | 28.72 | 0.50362 | 0.7937 | 37.9229 | 1.6904 | 2.74 | 2.4187 | -0.72831 | 2.0657 | 2.7214 | 43.21 | 1.9212 | 0.80017 | 56.3192 | 2.7987 | 42.06 | 2.0951 | 0.70357 | 54.7134 | 0.013424 | 0.4886 | 0.16871 | 0.72015 | 12.1241 | 0.036532 | 0.017415 | 0.022692 | 0.036532 | 0.03757 | 0.58005 | 0.38554 | 0.036782 | 0.58005 | 0.56461 | 0.75603 | 0.50908 | 0.027729 | 0.75603 | 0.73447 | 0.013424 | 0.4886 | 0.16871 | 0.72015 | 12.1241 | 0.036532 | 0.017415 | 0.022692 | 0.036532 | 0.03757 | 0.58005 | 0.38554 | 0.036782 | 0.58005 | 0.56461 | 0.75603 | 0.50908 | 0.027729 | 0.75603 | 0.73447
254 | 0.26 | 0.21 | South/Central | MS | Jackson.Intl.AP.722350 | 3 | 1014636 | 36.7119 | 12.5574 | 53.955 | 36.2228 | 17.7323 | 906.25 | 2.413 | 40.13 | 1.611 | 0.80198 | 52.4214 | 0.98891 | 25.64 | 0.19339 | 0.79552 | 34.0252 | 1.382 | -0.34 | 2.1085 | -0.72649 | -1.8321 | 2.413 | 40.13 | 1.611 | 0.80198 | 52.4214 | 2.4903 | 38.98 | 1.7849 | 0.70538 | 50.8156 | 0.013424 | 0.49282 | 0.16857 | 0.72429 | 12.1655 | 0.032392 | 0.013275 | 0.018552 | 0.032392 | 0.033429 | 0.5387 | 0.34419 | -0.0045641 | 0.5387 | 0.52327 | 0.7037 | 0.45675 | -0.024594 | 0.7037 | 0.68215 | 0.013424 | 0.49282 | 0.16857 | 0.72429 | 12.1655 | 0.032392 | 0.013275 | 0.018552 | 0.032392 | 0.033429 | 0.5387 | 0.34419 | -0.0045641 | 0.5387 | 0.52327 | 0.7037 | 0.45675 | -0.024594 | 0.7037 | 0.68215
255 | 0.27 | 0.21 | South/Central | MS | Jackson.Intl.AP.722350 | 3 | 1014636 | 37.0176 | 12.5475 | 54.2574 | 36.5245 | 17.7329 | 909.31 | 2.1106 | 37.07 | 1.3092 | 0.8014 | 48.5367 | 0.68656 | 22.58 | -0.10838 | 0.79493 | 30.1404 | 1.0796 | -3.4 | 1.8067 | -0.72708 | -5.7169 | 2.1106 | 37.07 | 1.3092 | 0.8014 | 48.5367 | 2.1879 | 35.92 | 1.4831 | 0.7048 | 46.9309 | 0.013424 | 0.49692 | 0.16844 | 0.72835 | 12.2065 | 0.028333 | 0.0092163 | 0.014493 | 0.028333 | 0.029371 | 0.49763 | 0.30311 | -0.045641 | 0.49763 | 0.48219 | 0.65155 | 0.4046 | -0.076743 | 0.65155 | 0.63 | 0.013424 | 0.49692 | 0.16844 | 0.72835 | 12.2065 | 0.028333 | 0.0092163 | 0.014493 | 0.028333 | 0.029371 | 0.49763 | 0.30311 | -0.045641 | 0.49763 | 0.48219 | 0.65155 | 0.4046 | -0.076743 | 0.65155 | 0.63
256 | 0.28 | 0.21 | South/Central | MS | Jackson.Intl.AP.722350 | 3 | 1014636 | 37.3231 | 12.5378 | 54.5569 | 36.826 | 17.7309 | 912.3 | 1.8111 | 34.08 | 1.0077 | 0.80333 | 44.7554 | 0.38701 | 19.59 | -0.40985 | 0.79686 | 26.3591 | 0.78009 | -6.39 | 1.5052 | -0.72515 | -9.4982 | 1.8111 | 34.08 | 1.0077 | 0.80333 | 44.7554 | 1.8884 | 32.93 | 1.1816 | 0.70672 | 43.1496 | 0.013424 | 0.50102 | 0.16831 | 0.73237 | 12.2467 | 0.024312 | 0.0051952 | 0.010472 | 0.024312 | 0.025349 | 0.45749 | 0.26298 | -0.085779 | 0.45749 | 0.44205 | 0.60079 | 0.35384 | -0.1275 | 0.60079 | 0.57924 | 0.013424 | 0.50102 | 0.16831 | 0.73237 | 12.2467 | 0.024312 | 0.0051952 | 0.010472 | 0.024312 | 0.025349 | 0.45749 | 0.26298 | -0.085779 | 0.45749 | 0.44205 | 0.60079 | 0.35384 | -0.1275 | 0.60079 | 0.57924
257 | 0.29 | 0.21 | South/Central | MS | Jackson.Intl.AP.722350 | 3 | 1014636 | 37.6223 | 12.5259 | 54.8505 | 37.1213 | 17.7291 | 915.22 | 1.5175 | 31.16 | 0.71239 | 0.80513 | 41.0474 | 0.093463 | 16.67 | -0.7052 | 0.79866 | 22.6512 | 0.48655 | -9.31 | 1.2099 | -0.72335 | -13.2061 | 1.5175 | 31.16 | 0.71239 | 0.80513 | 41.0474 | 1.5948 | 30.01 | 0.8863 | 0.70852 | 39.4416 | 0.013424 | 0.50504 | 0.16815 | 0.73631 | 12.2859 | 0.020371 | 0.0012546 | 0.0065314 | 0.020371 | 0.021409 | 0.41829 | 0.22378 | -0.12498 | 0.41829 | 0.40285 | 0.55102 | 0.30407 | -0.17728 | 0.55102 | 0.52946 | 0.013424 | 0.50504 | 0.16815 | 0.73631 | 12.2859 | 0.020371 | 0.0012546 | 0.0065314 | 0.020371 | 0.021409 | 0.41829 | 0.22378 | -0.12498 | 0.41829 | 0.40285 | 0.55102 | 0.30407 | -0.17728 | 0.55102 | 0.52946
258 | 0.3 | 0.21 | South/Central | MS | Jackson.Intl.AP.722350 | 3 | 1014636 | 37.9266 | 12.5162 | 55.1489 | 37.4217 | 17.7272 | 918.19 | 1.2191 | 28.19 | 0.41199 | 0.80706 | 37.2801 | -0.205 | 13.7 | -1.0056 | 0.80059 | 18.8838 | 0.18808 | -12.28 | 0.9095 | -0.72142 | -16.9735 | 1.2191 | 28.19 | 0.41199 | 0.80706 | 37.2801 | 1.2964 | 27.04 | 0.58591 | 0.71045 | 35.6743 | 0.013424 | 0.50913 | 0.16802 | 0.74032 | 12.3257 | 0.016364 | -0.0027519 | 0.0025248 | 0.016364 | 0.017402 | 0.37842 | 0.18391 | -0.16485 | 0.37842 | 0.36298 | 0.50045 | 0.2535 | -0.22785 | 0.50045 | 0.47889 | 0.013424 | 0.50913 | 0.16802 | 0.74032 | 12.3257 | 0.016364 | -0.0027519 | 0.0025248 | 0.016364 | 0.017402 | 0.37842 | 0.18391 | -0.16485 | 0.37842 | 0.36298 | 0.50045 | 0.2535 | -0.22785 | 0.50045 | 0.47889
259 | 0.31 | 0.21 | South/Central | MS | Jackson.Intl.AP.722350 | 3 | 1014636 | 38.2221 | 12.5116 | 55.4463 | 37.7134 | 17.7329 | 921.3 | 0.92173 | 25.08 | 0.12035 | 0.80138 | 33.3229 | -0.50232 | 10.59 | -1.2972 | 0.79491 | 14.9266 | -0.10924 | -15.39 | 0.61786 | -0.7271 | -20.9306 | 0.92173 | 25.08 | 0.12035 | 0.80138 | 33.3229 | 0.99904 | 23.93 | 0.29427 | 0.70477 | 31.7171 | 0.013424 | 0.51309 | 0.16796 | 0.74431 | 12.3675 | 0.012373 | -0.0067432 | -0.0014664 | 0.012373 | 0.013411 | 0.33667 | 0.14216 | -0.20659 | 0.33667 | 0.32124 | 0.44733 | 0.20037 | -0.28097 | 0.44733 | 0.42577 | 0.013424 | 0.51309 | 0.16796 | 0.74431 | 12.3675 | 0.012373 | -0.0067432 | -0.0014664 | 0.012373 | 0.013411 | 0.33667 | 0.14216 | -0.20659 | 0.33667 | 0.32124 | 0.44733 | 0.20037 | -0.28097 | 0.44733 | 0.42577
260 | 0.32 | 0.21 | South/Central | MS | Jackson.Intl.AP.722350 | 3 | 1014636 | 38.5113 | 12.5061 | 55.7336 | 37.9989 | 17.7347 | 924.23 | 0.63441 | 22.15 | -0.16516 | 0.79957 | 29.5976 | -0.78964 | 7.66 | -1.5827 | 0.7931 | 11.2013 | -0.39656 | -18.32 | 0.33235 | -0.72891 | -24.6559 | 0.63441 | 22.15 | -0.16516 | 0.79957 | 29.5976 | 0.71172 | 21 | 0.0087591 | 0.70296 | 27.9918 | 0.013424 | 0.51697 | 0.16788 | 0.74817 | 12.4068 | 0.0085163 | -0.0106 | -0.0053234 | 0.0085163 | 0.0095541 | 0.29734 | 0.10283 | -0.24593 | 0.29734 | 0.2819 | 0.39732 | 0.15037 | -0.33098 | 0.39732 | 0.37576 | 0.013424 | 0.51697 | 0.16788 | 0.74817 | 12.4068 | 0.0085163 | -0.0106 | -0.0053234 | 0.0085163 | 0.0095541 | 0.29734 | 0.10283 | -0.24593 | 0.29734 | 0.2819 | 0.39732 | 0.15037 | -0.33098 | 0.39732 | 0.37576
261 | 0.33 | 0.21 | South/Central | MS | Jackson.Intl.AP.722350 | 3 | 1014636 | 38.7969 | 12.5 | 56.023 | 38.2807 | 17.7423 | 927.3 | 0.34496 | 19.08 | -0.44696 | 0.79192 | 25.6885 | -1.0791 | 4.59 | -1.8645 | 0.78546 | 7.2922 | -0.68601 | -21.39 | 0.050545 | -0.73655 | -28.565 | 0.34496 | 19.08 | -0.44696 | 0.79192 | 25.6885 | 0.42228 | 17.93 | -0.27305 | 0.69532 | 24.0827 | 0.013424 | 0.52081 | 0.1678 | 0.75205 | 12.448 | 0.0046308 | -0.014486 | -0.0092089 | 0.0046308 | 0.0056686 | 0.25613 | 0.061616 | -0.28714 | 0.25613 | 0.24069 | 0.34484 | 0.097891 | -0.38346 | 0.34484 | 0.32329 | 0.013424 | 0.52081 | 0.1678 | 0.75205 | 12.448 | 0.0046308 | -0.014486 | -0.0092089 | 0.0046308 | 0.0056686 | 0.25613 | 0.061616 | -0.28714 | 0.25613 | 0.24069 | 0.34484 | 0.097891 | -0.38346 | 0.34484 | 0.32329
262 | 0.34 | 0.21 | South/Central | MS | Jackson.Intl.AP.722350 | 3 | 1014636 | 39.088 | 12.493 | 56.3137 | 38.5681 | 17.7455 | 930.29 | 0.054319 | 16.09 | -0.73441 | 0.78872 | 21.8834 | -1.3697 | 1.6 | -2.152 | 0.78226 | 3.4871 | -0.97665 | -24.38 | -0.2369 | -0.73975 | -32.3701 | 0.054319 | 16.09 | -0.73441 | 0.78872 | 21.8834 | 0.13163 | 14.94 | -0.56049 | 0.69212 | 20.2776 | 0.013424 | 0.52472 | 0.16771 | 0.75595 | 12.4882 | 0.00072917 | -0.018387 | -0.013111 | 0.00072917 | 0.001767 | 0.21599 | 0.021478 | -0.32728 | 0.21599 | 0.20055 | 0.29376 | 0.046811 | -0.43454 | 0.29376 | 0.27221 | 0.013424 | 0.52472 | 0.16771 | 0.75595 | 12.4882 | 0.00072917 | -0.018387 | -0.013111 | 0.00072917 | 0.001767 | 0.21599 | 0.021478 | -0.32728 | 0.21599 | 0.20055 | 0.29376 | 0.046811 | -0.43454 | 0.29376 | 0.27221
263 | 0.35 | 0.21 | South/Central | MS | Jackson.Intl.AP.722350 | 3 | 1014636 | 39.3708 | 12.4866 | 56.5936 | 38.8472 | 17.7463 | 933.13 | -0.22556 | 13.25 | -1.0135 | 0.78793 | 18.2805 | -1.6496 | -1.24 | -2.4311 | 0.78146 | -0.11576 | -1.2565 | -27.22 | -0.51598 | -0.74055 | -35.973 | -0.22556 | 13.25 | -1.0135 | 0.78793 | 18.2805 | -0.14825 | 12.1 | -0.83958 | 0.69132 | 16.6747 | 0.013424 | 0.52851 | 0.16762 | 0.75971 | 12.5263 | -0.003028 | -0.022144 | -0.016868 | -0.003028 | -0.0019901 | 0.17787 | -0.016646 | -0.3654 | 0.17787 | 0.16243 | 0.2454 | -0.001554 | -0.4829 | 0.2454 | 0.22384 | 0.013424 | 0.52851 | 0.16762 | 0.75971 | 12.5263 | -0.003028 | -0.022144 | -0.016868 | -0.003028 | -0.0019901 | 0.17787 | -0.016646 | -0.3654 | 0.17787 | 0.16243 | 0.2454 | -0.001554 | -0.4829 | 0.2454 | 0.22384
264 | 0.36 | 0.21 | South/Central | MS | Jackson.Intl.AP.722350 | 3 | 1014636 | 39.656 | 12.4811 | 56.8797 | 39.1287 | 17.751 | 936.1 | -0.51176 | 10.28 | -1.295 | 0.78324 | 14.4925 | -1.9358 | -4.21 | -2.7126 | 0.77678 | -3.9038 | -1.5427 | -30.19 | -0.7975 | -0.74523 | -39.7611 | -0.51176 | 10.28 | -1.295 | 0.78324 | 14.4925 | -0.43445 | 9.13 | -1.1211 | 0.68664 | 12.8867 | 0.013424 | 0.53234 | 0.16755 | 0.76355 | 12.5662 | -0.0068698 | -0.025986 | -0.02071 | -0.0068698 | -0.005832 | 0.138 | -0.056515 | -0.40527 | 0.138 | 0.12256 | 0.19455 | -0.052404 | -0.53375 | 0.19455 | 0.17299 | 0.013424 | 0.53234 | 0.16755 | 0.76355 | 12.5662 | -0.0068698 | -0.025986 | -0.02071 | -0.0068698 | -0.005832 | 0.138 | -0.056515 | -0.40527 | 0.138 | 0.12256 | 0.19455 | -0.052404 | -0.53375 | 0.19455 | 0.17299
265 | 0.37 | 0.21 | South/Central | MS | Jackson.Intl.AP.722350 | 3 | 1014636 | 39.9372 | 12.4768 | 57.1667 | 39.4063 | 17.7603 | 939.17 | -0.79867 | 7.21 | -1.5726 | 0.77394 | 10.5711 | -2.2227 | -7.28 | -2.9902 | 0.76747 | -7.8252 | -1.8296 | -33.26 | -1.0751 | -0.75454 | -43.6825 | -0.79867 | 7.21 | -1.5726 | 0.77394 | 10.5711 | -0.72136 | 6.06 | -1.3987 | 0.67734 | 8.9653 | 0.013424 | 0.53612 | 0.16749 | 0.7674 | 12.6074 | -0.010721 | -0.029838 | -0.024561 | -0.010721 | -0.0096835 | 0.096787 | -0.097726 | -0.44648 | 0.096787 | 0.081349 | 0.14191 | -0.10505 | -0.58639 | 0.14191 | 0.12035 | 0.013424 | 0.53612 | 0.16749 | 0.7674 | 12.6074 | -0.010721 | -0.029838 | -0.024561 | -0.010721 | -0.0096835 | 0.096787 | -0.097726 | -0.44648 | 0.096787 | 0.081349 | 0.14191 | -0.10505 | -0.58639 | 0.14191 | 0.12035
266 | 0.38 | 0.21 | South/Central | MS | Jackson.Intl.AP.722350 | 3 | 1014636 | 40.2162 | 12.4658 | 57.4382 | 39.6817 | 17.7565 | 941.83 | -1.0702 | 4.55 | -1.848 | 0.77776 | 7.1987 | -2.4943 | -9.94 | -3.2656 | 0.77129 | -11.1976 | -2.1012 | -35.92 | -1.3505 | -0.75072 | -47.0549 | -1.0702 | 4.55 | -1.848 | 0.77776 | 7.1987 | -0.99292 | 3.4 | -1.6741 | 0.68115 | 5.5929 | 0.013424 | 0.53986 | 0.16734 | 0.77105 | 12.6431 | -0.014367 | -0.033483 | -0.028206 | -0.014367 | -0.013329 | 0.061079 | -0.13343 | -0.48219 | 0.061079 | 0.045641 | 0.096635 | -0.15032 | -0.63166 | 0.096635 | 0.075079 | 0.013424 | 0.53986 | 0.16734 | 0.77105 | 12.6431 | -0.014367 | -0.033483 | -0.028206 | -0.014367 | -0.013329 | 0.061079 | -0.13343 | -0.48219 | 0.061079 | 0.045641 | 0.096635 | -0.15032 | -0.63166 | 0.096635 | 0.075079
267 | 0.39 | 0.21 | South/Central | MS | Jackson.Intl.AP.722350 | 3 | 1014636 | 40.492 | 12.465 | 57.7197 | 39.954 | 17.7657 | 944.84 | -1.3517 | 1.54 | -2.1203 | 0.76852 | 3.3486 | -2.7758 | -12.95 | -3.5378 | 0.76206 | -15.0477 | -2.3827 | -38.93 | -1.6228 | -0.75995 | -50.905 | -1.3517 | 1.54 | -2.1203 | 0.76852 | 3.3486 | -1.2744 | 0.39 | -1.9463 | 0.67192 | 1.7428 | 0.013424 | 0.54356 | 0.16733 | 0.77483 | 12.6835 | -0.018146 | -0.037262 | -0.031985 | -0.018146 | -0.017108 | 0.020673 | -0.17384 | -0.52259 | 0.020673 | 0.0052353 | 0.044951 | -0.202 | -0.68335 | 0.044951 | 0.023395 | 0.013424 | 0.54356 | 0.16733 | 0.77483 | 12.6835 | -0.018146 | -0.037262 | -0.031985 | -0.018146 | -0.017108 | 0.020673 | -0.17384 | -0.52259 | 0.020673 | 0.0052353 | 0.044951 | -0.202 | -0.68335 | 0.044951 | 0.023395
268 | 0.4 | 0.21 | South/Central | MS | Jackson.Intl.AP.722350 | 3 | 1014636 | 40.7703 | 12.4596 | 57.9963 | 40.2286 | 17.7678 | 947.66 | -1.6283 | -1.28 | -2.3949 | 0.76651 | -0.24529 | -3.0524 | -15.77 | -3.8124 | 0.76004 | -18.6416 | -2.6593 | -41.75 | -1.8973 | -0.76197 | -54.4988 | -1.6283 | -1.28 | -2.3949 | 0.76651 | -0.24529 | -1.551 | -2.43 | -2.2209 | 0.6699 | -1.8511 | 0.013424 | 0.5473 | 0.16726 | 0.77854 | 12.7214 | -0.021859 | -0.040975 | -0.035699 | -0.021859 | -0.020821 | -0.017183 | -0.2117 | -0.56045 | -0.017183 | -0.03262 | -0.0032928 | -0.25024 | -0.73159 | -0.0032928 | -0.024849 | 0.013424 | 0.5473 | 0.16726 | 0.77854 | 12.7214 | -0.021859 | -0.040975 | -0.035699 | -0.021859 | -0.020821 | -0.017183 | -0.2117 | -0.56045 | -0.017183 | -0.03262 | -0.0032928 | -0.25024 | -0.73159 | -0.0032928 | -0.024849
Double | Double | Double | South/Central | MS | Jackson.Intl.AP.722350 | 3 | 1014636 | 38.5363 | 16.1116 | 60.7847 | 38.025 | 22.7597 | 1074.03 | -4.4167 | -127.65 | -0.19127 | -4.2254 | -170.0298 | -5.8408 | -142.14 | -1.6089 | -4.2319 | -188.4261 | -5.4477 | -168.12 | 0.30623 | -5.7539 | -224.2834 | -4.4167 | -127.65 | -0.19127 | -4.2254 | -170.0298 | -4.3394 | -128.8 | -0.017357 | -4.322 | -171.6356 | 0.013424 | 0.51731 | 0.21628 | 0.81597 | 14.4177 | -0.05929 | -0.078406 | -0.073129 | -0.05929 | -0.058252 | -1.7136 | -1.9081 | -2.2568 | -1.7136 | -1.729 | -2.2825 | -2.5294 | -3.0108 | -2.2825 | -2.304 | 0.013424 | 0.51731 | 0.21628 | 0.81597 | 14.4177 | -0.05929 | -0.078406 | -0.073129 | -0.05929 | -0.058252 | -1.7136 | -1.9081 | -2.2568 | -1.7136 | -1.729 | -2.2825 | -2.5294 | -3.0108 | -2.2825 | -2.304
Single | Single | Single | South/Central | MS | Jackson.Intl.AP.722350 | 3 | 1014636 | 46.9407 | 18.4065 | 72.5772 | 46.3217 | 26.2555 | 1261.27 | -16.2092 | -314.89 | -8.488 | -7.7212 | -414.84 | -17.6333 | -329.38 | -9.9056 | -7.7277 | -433.2362 | -17.2402 | -355.36 | -7.9905 | -9.2497 | -469.0935 | -16.2092 | -314.89 | -8.488 | -7.7212 | -414.84 | -16.1319 | -316.04 | -8.3141 | -7.8178 | -416.4458 | 0.013424 | 0.63013 | 0.24709 | 0.97427 | 16.9312 | -0.21759 | -0.23671 | -0.23143 | -0.21759 | -0.21655 | -4.2271 | -4.4216 | -4.7703 | -4.2271 | -4.2425 | -5.5688 | -5.8157 | -6.2971 | -5.5688 | -5.5904 | 0.013424 | 0.63013 | 0.24709 | 0.97427 | 16.9312 | -0.21759 | -0.23671 | -0.23143 | -0.21759 | -0.21655 | -4.2271 | -4.4216 | -4.7703 | -4.2271 | -4.2425 | -5.5688 | -5.8157 | -6.2971 | -5.5688 | -5.5904
1 | 0.35 | 0.47 | South/Central | AZ | Kingman.AWOS.723700 | 3 | 155032 | 37.907 | 16.8466 | 62.3177 | 37.7265 | 24.5912 | 1340.93 | 0.23294 | -70.19 | 3.7264 | -3.4935 | -90.868 | -1.5371 | -94.89 | 2.0243 | -3.5614 | -115.3411 | -0.71277 | -123.39 | 4.7239 | -5.4367 | -155.1716 | 0.23294 | -70.19 | 3.7264 | -3.4935 | -90.868 | 0.36181 | -71.68 | 4.0062 | -3.6443 | -93.2722 | 0.0020511 | 0.077752 | 0.034554 | 0.12782 | 2.7504 | 0.00047778 | -0.0031527 | -0.001462 | 0.00047778 | 0.00074212 | -0.14397 | -0.19463 | -0.25309 | -0.14397 | -0.14702 | -0.18638 | -0.23658 | -0.31828 | -0.18638 | -0.19131 | 0.0020511 | 0.077752 | 0.034554 | 0.12782 | 2.7504 | 0.00047778 | -0.0031527 | -0.001462 | 0.00047778 | 0.00074212 | -0.14397 | -0.19463 | -0.25309 | -0.14397 | -0.14702 | -0.18638 | -0.23658 | -0.31828 | -0.18638 | -0.19131
2 | 0.35 | 0.42 | South/Central | AZ | Kingman.AWOS.723700 | 3 | 155032 | 38.8847 | 15.9736 | 62.142 | 38.6995 | 23.4425 | 1314.58 | 0.40859 | -43.84 | 2.7534 | -2.3448 | -57.763 | -1.3614 | -68.54 | 1.0513 | -2.4127 | -82.2362 | -0.53712 | -97.04 | 3.7509 | -4.288 | -122.0667 | 0.40859 | -43.84 | 2.7534 | -2.3448 | -57.763 | 0.53746 | -45.33 | 3.0332 | -2.4957 | -60.1672 | 0.0020511 | 0.079757 | 0.032764 | 0.12746 | 2.6964 | 0.00083806 | -0.0027924 | -0.0011017 | 0.00083806 | 0.0011024 | -0.089921 | -0.14058 | -0.19904 | -0.089921 | -0.092977 | -0.11848 | -0.16868 | -0.25037 | -0.11848 | -0.12341 | 0.0020511 | 0.079757 | 0.032764 | 0.12746 | 2.6964 | 0.00083806 | -0.0027924 | -0.0011017 | 0.00083806 | 0.0011024 | -0.089921 | -0.14058 | -0.19904 | -0.089921 | -0.092977 | -0.11848 | -0.16868 | -0.25037 | -0.11848 | -0.12341
3 | 0.35 | 0.37 | South/Central | AZ | Kingman.AWOS.723700 | 3 | 155032 | 39.9227 | 15.2111 | 62.1868 | 39.7325 | 22.4542 | 1294.43 | 0.36385 | -23.69 | 1.7204 | -1.3565 | -31.7857 | -1.4061 | -48.39 | 0.018268 | -1.4244 | -56.2588 | -0.58185 | -76.89 | 2.7179 | -3.2997 | -96.0894 | 0.36385 | -23.69 | 1.7204 | -1.3565 | -31.7857 | 0.49273 | -25.18 | 2.0001 | -1.5074 | -34.1899 | 0.0020511 | 0.081886 | 0.0312 | 0.12755 | 2.655 | 0.0007463 | -0.0028842 | -0.0011935 | 0.0007463 | 0.0010106 | -0.048591 | -0.099254 | -0.15771 | -0.048591 | -0.051647 | -0.065196 | -0.11539 | -0.19709 | -0.065196 | -0.070128 | 0.0020511 | 0.081886 | 0.0312 | 0.12755 | 2.655 | 0.0007463 | -0.0028842 | -0.0011935 | 0.0007463 | 0.0010106 | -0.048591 | -0.099254 | -0.15771 | -0.048591 | -0.051647 | -0.065196 | -0.11539 | -0.19709 | -0.065196 | -0.070128
4 | 0.35 | 0.32 | South/Central | AZ | Kingman.AWOS.723700 | 3 | 155032 | 41.1304 | 14.4681 | 62.4254 | 40.9346 | 21.4909 | 1277.34 | 0.12521 | -6.6 | 0.51834 | -0.39313 | -8.9589 | -1.6448 | -31.3 | -1.1838 | -0.46102 | -33.432 | -0.8205 | -59.8 | 1.5158 | -2.3363 | -73.2626 | 0.12521 | -6.6 | 0.51834 | -0.39313 | -8.9589 | 0.25408 | -8.09 | 0.7981 | -0.54401 | -11.3631 | 0.0020511 | 0.084364 | 0.029676 | 0.12804 | 2.62 | 0.00025682 | -0.0033737 | -0.0016829 | 0.00025682 | 0.00052116 | -0.013537 | -0.0642 | -0.12266 | -0.013537 | -0.016594 | -0.018376 | -0.068573 | -0.15027 | -0.018376 | -0.023307 | 0.0020511 | 0.084364 | 0.029676 | 0.12804 | 2.62 | 0.00025682 | -0.0033737 | -0.0016829 | 0.00025682 | 0.00052116 | -0.013537 | -0.0642 | -0.12266 | -0.013537 | -0.016594 | -0.018376 | -0.068573 | -0.15027 | -0.018376 | -0.023307
5 | 0.35 | 0.27 | South/Central | AZ | Kingman.AWOS.723700 | 3 | 155032 | 41.9723 | 14.0003 | 62.6295 | 41.7724 | 20.8571 | 1266.73 | -0.078898 | 4.01 | -0.31952 | 0.24062 | 5.4545 | -1.8489 | -20.69 | -2.0216 | 0.17273 | -19.0187 | -1.0246 | -49.19 | 0.67797 | -1.7026 | -58.8492 | -0.078898 | 4.01 | -0.31952 | 0.24062 | 5.4545 | 0.049976 | 2.52 | -0.039764 | 0.08974 | 3.0503 | 0.0020511 | 0.08609 | 0.028716 | 0.12846 | 2.5982 | -0.00016183 | -0.0037923 | -0.0021016 | -0.00016183 | 0.00010251 | 0.008225 | -0.042438 | -0.10089 | 0.008225 | 0.0051688 | 0.011188 | -0.03901 | -0.12071 | 0.011188 | 0.0062565 | 0.0020511 | 0.08609 | 0.028716 | 0.12846 | 2.5982 | -0.00016183 | -0.0037923 | -0.0021016 | -0.00016183 | 0.00010251 | 0.008225 | -0.042438 | -0.10089 | 0.008225 | 0.0051688 | 0.011188 | -0.03901 | -0.12071 | 0.011188 | 0.0062565
6 | 0.35 | 0.23 | South/Central | AZ | Kingman.AWOS.723700 | 3 | 155032 | 42.4988 | 13.7684 | 62.8238 | 42.2964 | 20.5273 | 1262.34 | -0.27314 | 8.4 | -0.84353 | 0.5704 | 11.828 | -2.0431 | -16.3 | -2.5456 | 0.5025 | -12.6452 | -1.2188 | -44.8 | 0.15396 | -1.3728 | -52.4757 | -0.27314 | 8.4 | -0.84353 | 0.5704 | 11.828 | -0.14426 | 6.91 | -0.56378 | 0.41951 | 9.4238 | 0.0020511 | 0.08717 | 0.028241 | 0.12886 | 2.5892 | -0.00056024 | -0.0041907 | -0.0025 | -0.00056024 | -0.0002959 | 0.017229 | -0.033433 | -0.09189 | 0.017229 | 0.014173 | 0.024261 | -0.025937 | -0.10763 | 0.024261 | 0.019329 | 0.0020511 | 0.08717 | 0.028241 | 0.12886 | 2.5892 | -0.00056024 | -0.0041907 | -0.0025 | -0.00056024 | -0.0002959 | 0.017229 | -0.033433 | -0.09189 | 0.017229 | 0.014173 | 0.024261 | -0.025937 | -0.10763 | 0.024261 | 0.019329
7 | 0.35 | 0.19 | South/Central | AZ | Kingman.AWOS.723700 | 3 | 155032 | 43.7274 | 13.1259 | 63.2041 | 43.5191 | 19.685 | 1249.69 | -0.65348 | 21.05 | -2.0662 | 1.4128 | 29.5903 | -2.4235 | -3.65 | -3.7683 | 1.3449 | 5.1172 | -1.5992 | -32.15 | -1.0687 | -0.53044 | -34.7134 | -0.65348 | 21.05 | -2.0662 | 1.4128 | 29.5903 | -0.5246 | 19.56 | -1.7865 | 1.2619 | 27.1861 | 0.0020511 | 0.08969 | 0.026923 | 0.12964 | 2.5633 | -0.0013404 | -0.0049708 | -0.0032801 | -0.0013404 | -0.001076 | 0.043176 | -0.0074866 | -0.065944 | 0.043176 | 0.04012 | 0.060693 | 0.010496 | -0.071201 | 0.060693 | 0.055762 | 0.0020511 | 0.08969 | 0.026923 | 0.12964 | 2.5633 | -0.0013404 | -0.0049708 | -0.0032801 | -0.0013404 | -0.001076 | 0.043176 | -0.0074866 | -0.065944 | 0.043176 | 0.04012 | 0.060693 | 0.010496 | -0.071201 | 0.060693 | 0.055762
8 | 0.35 | 0.17 | South/Central | AZ | Kingman.AWOS.723700 | 3 | 155032 | 44.3994 | 12.8047 | 63.4549 | 44.188 | 19.2669 | 1244.23 | -0.90429 | 26.51 | -2.7351 | 1.8308 | 37.6113 | -2.6743 | 1.81 | -4.4372 | 1.7629 | 13.1382 | -1.85 | -26.69 | -1.7376 | -0.11239 | -26.6924 | -0.90429 | 26.51 | -2.7351 | 1.8308 | 37.6113 | -0.77542 | 25.02 | -2.4553 | 1.6799 | 35.2071 | 0.0020511 | 0.091069 | 0.026264 | 0.13015 | 2.5521 | -0.0018548 | -0.0054853 | -0.0037946 | -0.0018548 | -0.0015905 | 0.054375 | 0.0037125 | -0.054744 | 0.054375 | 0.051319 | 0.077145 | 0.026948 | -0.054749 | 0.077145 | 0.072214 | 0.0020511 | 0.091069 | 0.026264 | 0.13015 | 2.5521 | -0.0018548 | -0.0054853 | -0.0037946 | -0.0018548 | -0.0015905 | 0.054375 | 0.0037125 | -0.054744 | 0.054375 | 0.051319 | 0.077145 | 0.026948 | -0.054749 | 0.077145 | 0.072214
9 | 0.33 | 0.47 | South/Central | AZ | Kingman.AWOS.723700 | 3 | 155032 | 37.2674 | 16.8623 | 61.6738 | 37.0899 | 24.5839 | 1332.32 | 0.87682 | -61.58 | 4.363 | -3.4862 | -82.4334 | -0.89318 | -86.28 | 2.6609 | -3.5541 | -106.9066 | -0.068886 | -114.78 | 5.3605 | -5.4294 | -146.7371 | 0.87682 | -61.58 | 4.363 | -3.4862 | -82.4334 | 1.0057 | -63.07 | 4.6428 | -3.6371 | -84.8376 | 0.0020511 | 0.07644 | 0.034587 | 0.1265 | 2.7328 | 0.0017985 | -0.001832 | -0.00014129 | 0.0017985 | 0.0020628 | -0.12631 | -0.17697 | -0.23543 | -0.12631 | -0.12936 | -0.16908 | -0.21928 | -0.30098 | -0.16908 | -0.17401 | 0.0020511 | 0.07644 | 0.034587 | 0.1265 | 2.7328 | 0.0017985 | -0.001832 | -0.00014129 | 0.0017985 | 0.0020628 | -0.12631 | -0.17697 | -0.23543 | -0.12631 | -0.12936 | -0.16908 | -0.21928 | -0.30098 | -0.16908 | -0.17401
10 | 0.33 | 0.42 | South/Central | AZ | Kingman.AWOS.723700 | 3 | 155032 | 38.2341 | 15.9836 | 61.4815 | 38.0519 | 23.4295 | 1305.6 | 1.0692 | -34.86 | 3.401 | -2.3318 | -48.9606 | -0.70083 | -59.56 | 1.6989 | -2.3997 | -73.4338 | 0.12346 | -88.06 | 4.3985 | -4.275 | -113.2643 | 1.0692 | -34.86 | 3.401 | -2.3318 | -48.9606 | 1.198 | -36.35 | 3.6807 | -2.4827 | -51.3648 | 0.0020511 | 0.078423 | 0.032784 | 0.12611 | 2.6779 | 0.002193 | -0.0014375 | 0.00025323 | 0.002193 | 0.0024573 | -0.071502 | -0.12216 | -0.18062 | -0.071502 | -0.074558 | -0.10042 | -0.15062 | -0.23232 | -0.10042 | -0.10536 | 0.0020511 | 0.078423 | 0.032784 | 0.12611 | 2.6779 | 0.002193 | -0.0014375 | 0.00025323 | 0.002193 | 0.0024573 | -0.071502 | -0.12216 | -0.18062 | -0.071502 | -0.074558 | -0.10042 | -0.15062 | -0.23232 | -0.10042 | -0.10536
11 | 0.33 | 0.37 | South/Central | AZ | Kingman.AWOS.723700 | 3 | 155032 | 39.2621 | 15.221 | 61.5109 | 39.075 | 22.4359 | 1285.14 | 1.0397 | -14.4 | 2.3779 | -1.3381 | -22.6432 | -0.73025 | -39.1 | 0.67578 | -1.406 | -47.1163 | 0.094035 | -67.6 | 3.3754 | -3.2813 | -86.9469 | 1.0397 | -14.4 | 2.3779 | -1.3381 | -22.6432 | 1.1686 | -15.89 | 2.6576 | -1.489 | -25.0474 | 0.0020511 | 0.080531 | 0.03122 | 0.12617 | 2.636 | 0.0021326 | -0.0014978 | 0.00019288 | 0.0021326 | 0.002397 | -0.029536 | -0.080199 | -0.13866 | -0.029536 | -0.032592 | -0.046444 | -0.096641 | -0.17834 | -0.046444 | -0.051375 | 0.0020511 | 0.080531 | 0.03122 | 0.12617 | 2.636 | 0.0021326 | -0.0014978 | 0.00019288 | 0.0021326 | 0.002397 | -0.029536 | -0.080199 | -0.13866 | -0.029536 | -0.032592 | -0.046444 | -0.096641 | -0.17834 | -0.046444 | -0.051375
12 | 0.33 | 0.32 | South/Central | AZ | Kingman.AWOS.723700 | 3 | 155032 | 40.4552 | 14.4728 | 61.7253 | 40.2624 | 21.4629 | 1267.57 | 0.82528 | 3.17 | 1.1905 | -0.36518 | 0.75028 | -0.94472 | -21.53 | -0.51165 | -0.43307 | -23.7229 | -0.12043 | -50.03 | 2.1879 | -2.3084 | -63.5534 | 0.82528 | 3.17 | 1.1905 | -0.36518 | 0.75028 | 0.95415 | 1.68 | 1.4702 | -0.51606 | -1.6539 | 0.0020511 | 0.082979 | 0.029685 | 0.12661 | 2.5999 | 0.0016927 | -0.0019377 | -0.00024702 | 0.0016927 | 0.0019571 | 0.0065021 | -0.044161 | -0.10262 | 0.0065021 | 0.0034459 | 0.0015389 | -0.048659 | -0.13036 | 0.0015389 | -0.0033924 | 0.0020511 | 0.082979 | 0.029685 | 0.12661 | 2.5999 | 0.0016927 | -0.0019377 | -0.00024702 | 0.0016927 | 0.0019571 | 0.0065021 | -0.044161 | -0.10262 | 0.0065021 | 0.0034459 | 0.0015389 | -0.048659 | -0.13036 | 0.0015389 | -0.0033924
13 | 0.33 | 0.27 | South/Central | AZ | Kingman.AWOS.723700 | 3 | 155032 | 41.2871 | 14.0006 | 61.9146 | 41.0904 | 20.8243 | 1256.64 | 0.63597 | 14.1 | 0.36254 | 0.27344 | 15.4838 | -1.134 | -10.6 | -1.3396 | 0.20555 | -8.9894 | -0.30973 | -39.1 | 1.36 | -1.6698 | -48.8199 | 0.63597 | 14.1 | 0.36254 | 0.27344 | 15.4838 | 0.76485 | 12.61 | 0.64229 | 0.12256 | 13.0796 | 0.0020511 | 0.084685 | 0.028717 | 0.12699 | 2.5775 | 0.0013045 | -0.002326 | -0.0006353 | 0.0013045 | 0.0015688 | 0.028921 | -0.021742 | -0.080199 | 0.028921 | 0.025865 | 0.031759 | -0.018438 | -0.10014 | 0.031759 | 0.026828 | 0.0020511 | 0.084685 | 0.028717 | 0.12699 | 2.5775 | 0.0013045 | -0.002326 | -0.0006353 | 0.0013045 | 0.0015688 | 0.028921 | -0.021742 | -0.080199 | 0.028921 | 0.025865 | 0.031759 | -0.018438 | -0.10014 | 0.031759 | 0.026828
14 | 0.33 | 0.23 | South/Central | AZ | Kingman.AWOS.723700 | 3 | 155032 | 41.8093 | 13.7641 | 62.1004 | 41.6101 | 20.4903 | 1252.04 | 0.45021 | 18.7 | -0.15721 | 0.60742 | 22.0788 | -1.3198 | -6 | -1.8593 | 0.53953 | -2.3944 | -0.4955 | -34.5 | 0.84028 | -1.3358 | -42.2249 | 0.45021 | 18.7 | -0.15721 | 0.60742 | 22.0788 | 0.57908 | 17.21 | 0.12254 | 0.45654 | 19.6746 | 0.0020511 | 0.085756 | 0.028232 | 0.12738 | 2.5681 | 0.00092343 | -0.002707 | -0.0010163 | 0.00092343 | 0.0011878 | 0.038356 | -0.012307 | -0.070764 | 0.038356 | 0.0353 | 0.045286 | -0.0049112 | -0.086609 | 0.045286 | 0.040355 | 0.0020511 | 0.085756 | 0.028232 | 0.12738 | 2.5681 | 0.00092343 | -0.002707 | -0.0010163 | 0.00092343 | 0.0011878 | 0.038356 | -0.012307 | -0.070764 | 0.038356 | 0.0353 | 0.045286 | -0.0049112 | -0.086609 | 0.045286 | 0.040355
15 | 0.33 | 0.19 | South/Central | AZ | Kingman.AWOS.723700 | 3 | 155032 | 43.0421 | 13.1116 | 62.4746 | 42.8371 | 19.6375 | 1239.11 | 0.076058 | 31.63 | -1.3842 | 1.4602 | 40.2011 | -1.6939 | 6.93 | -3.0863 | 1.3923 | 15.728 | -0.86965 | -21.57 | -0.38668 | -0.48296 | -24.1026 | 0.076058 | 31.63 | -1.3842 | 1.4602 | 40.2011 | 0.20493 | 30.14 | -1.1044 | 1.3094 | 37.7969 | 0.0020511 | 0.088285 | 0.026894 | 0.12814 | 2.5416 | 0.000156 | -0.0034745 | -0.0017838 | 0.000156 | 0.00042034 | 0.064877 | 0.014214 | -0.044243 | 0.064877 | 0.061821 | 0.082457 | 0.03226 | -0.049437 | 0.082457 | 0.077526 | 0.0020511 | 0.088285 | 0.026894 | 0.12814 | 2.5416 | 0.000156 | -0.0034745 | -0.0017838 | 0.000156 | 0.00042034 | 0.064877 | 0.014214 | -0.044243 | 0.064877 | 0.061821 | 0.082457 | 0.03226 | -0.049437 | 0.082457 | 0.077526
16 | 0.33 | 0.17 | South/Central | AZ | Kingman.AWOS.723700 | 3 | 155032 | 43.7089 | 12.7851 | 62.7148 | 43.5007 | 19.2142 | 1233.4 | -0.16421 | 37.34 | -2.0478 | 1.8835 | 48.4983 | -1.9342 | 12.64 | -3.7499 | 1.8157 | 24.0252 | -1.1099 | -15.86 | -1.0503 | -0.059655 | -15.8054 | -0.16421 | 37.34 | -2.0478 | 1.8835 | 48.4983 | -0.03534 | 35.85 | -1.768 | 1.7327 | 46.0941 | 0.0020511 | 0.089652 | 0.026224 | 0.12864 | 2.5299 | -0.00033682 | -0.0039673 | -0.0022766 | -0.00033682 | -7.2487e-05 | 0.076589 | 0.025926 | -0.032531 | 0.076589 | 0.073533 | 0.099476 | 0.049279 | -0.032419 | 0.099476 | 0.094545 | 0.0020511 | 0.089652 | 0.026224 | 0.12864 | 2.5299 | -0.00033682 | -0.0039673 | -0.0022766 | -0.00033682 | -7.2487e-05 | 0.076589 | 0.025926 | -0.032531 | 0.076589 | 0.073533 | 0.099476 | 0.049279 | -0.032419 | 0.099476 | 0.094545
17 | 0.3 | 0.47 | South/Central | AZ | Kingman.AWOS.723700 | 3 | 155032 | 36.2969 | 16.8926 | 60.7036 | 36.1238 | 24.5798 | 1319.43 | 1.847 | -48.69 | 5.3291 | -3.4821 | -69.9085 | 0.077006 | -73.39 | 3.627 | -3.55 | -94.3816 | 0.9013 | -101.89 | 6.3266 | -5.4253 | -134.2122 | 1.847 | -48.69 | 5.3291 | -3.4821 | -69.9085 | 1.9759 | -50.18 | 5.6089 | -3.633 | -72.3127 | 0.0020511 | 0.074449 | 0.034649 | 0.12451 | 2.7063 | 0.0037884 | 0.00015795 | 0.0018487 | 0.0037884 | 0.0040528 | -0.099869 | -0.15053 | -0.20899 | -0.099869 | -0.10293 | -0.14339 | -0.19359 | -0.27529 | -0.14339 | -0.14832 | 0.0020511 | 0.074449 | 0.034649 | 0.12451 | 2.7063 | 0.0037884 | 0.00015795 | 0.0018487 | 0.0037884 | 0.0040528 | -0.099869 | -0.15053 | -0.20899 | -0.099869 | -0.10293 | -0.14339 | -0.19359 | -0.27529 | -0.14339 | -0.14832
18 | 0.3 | 0.42 | South/Central | AZ | Kingman.AWOS.723700 | 3 | 155032 | 37.245 | 15.9997 | 60.478 | 37.0674 | 23.4106 | 1291.99 | 2.0726 | -21.25 | 4.3855 | -2.3129 | -35.6121 | 0.30263 | -45.95 | 2.6834 | -2.3808 | -60.0852 | 1.1269 | -74.45 | 5.383 | -4.2561 | -99.9158 | 2.0726 | -21.25 | 4.3855 | -2.3129 | -35.6121 | 2.2015 | -22.74 | 4.6653 | -2.4638 | -38.0163 | 0.0020511 | 0.076394 | 0.032817 | 0.12405 | 2.65 | 0.0042512 | 0.00062074 | 0.0023115 | 0.0042512 | 0.0045156 | -0.043586 | -0.094249 | -0.15271 | -0.043586 | -0.046643 | -0.073045 | -0.12324 | -0.20494 | -0.073045 | -0.077976 | 0.0020511 | 0.076394 | 0.032817 | 0.12405 | 2.65 | 0.0042512 | 0.00062074 | 0.0023115 | 0.0042512 | 0.0045156 | -0.043586 | -0.094249 | -0.15271 | -0.043586 | -0.046643 | -0.073045 | -0.12324 | -0.20494 | -0.073045 | -0.077976
19 | 0.3 | 0.37 | South/Central | AZ | Kingman.AWOS.723700 | 3 | 155032 | 38.2573 | 15.2371 | 60.4921 | 38.0748 | 22.4172 | 1271.35 | 2.0586 | -0.61 | 3.3781 | -1.3195 | -9.1048 | 0.28857 | -25.31 | 1.6759 | -1.3874 | -33.5779 | 1.1129 | -53.81 | 4.3755 | -3.2627 | -73.4084 | 2.0586 | -0.61 | 3.3781 | -1.3195 | -9.1048 | 2.1874 | -2.1 | 3.6578 | -1.4704 | -11.5089 | 0.0020511 | 0.07847 | 0.031253 | 0.12408 | 2.6077 | 0.0042224 | 0.0005919 | 0.0022826 | 0.0042224 | 0.0044867 | -0.0012512 | -0.051914 | -0.11037 | -0.0012512 | -0.0043074 | -0.018675 | -0.068872 | -0.15057 | -0.018675 | -0.023606 | 0.0020511 | 0.07847 | 0.031253 | 0.12408 | 2.6077 | 0.0042224 | 0.0005919 | 0.0022826 | 0.0042224 | 0.0044867 | -0.0012512 | -0.051914 | -0.11037 | -0.0012512 | -0.0043074 | -0.018675 | -0.068872 | -0.15057 | -0.018675 | -0.023606
20 | 0.3 | 0.32 | South/Central | AZ | Kingman.AWOS.723700 | 3 | 155032 | 39.4347 | 14.4785 | 60.6801 | 39.2467 | 21.4334 | 1253.18 | 1.8706 | 17.56 | 2.2062 | -0.33567 | 14.9188 | 0.10057 | -7.14 | 0.50413 | -0.40356 | -9.5543 | 0.92486 | -35.64 | 3.2037 | -2.2789 | -49.3848 | 1.8706 | 17.56 | 2.2062 | -0.33567 | 14.9188 | 1.9994 | 16.07 | 2.486 | -0.48655 | 12.5147 | 0.0020511 | 0.080885 | 0.029697 | 0.12446 | 2.5704 | 0.0038368 | 0.00020629 | 0.001897 | 0.0038368 | 0.0041011 | 0.036018 | -0.014645 | -0.073102 | 0.036018 | 0.032962 | 0.0306 | -0.019597 | -0.10129 | 0.0306 | 0.025669 | 0.0020511 | 0.080885 | 0.029697 | 0.12446 | 2.5704 | 0.0038368 | 0.00020629 | 0.001897 | 0.0038368 | 0.0041011 | 0.036018 | -0.014645 | -0.073102 | 0.036018 | 0.032962 | 0.0306 | -0.019597 | -0.10129 | 0.0306 | 0.025669
21 | 0.3 | 0.27 | South/Central | AZ | Kingman.AWOS.723700 | 3 | 155032 | 40.2424 | 14.0059 | 60.8395 | 40.0504 | 20.789 | 1241.74 | 1.7112 | 29 | 1.4025 | 0.30869 | 30.1889 | -0.058844 | 4.3 | -0.29964 | 0.24079 | 5.7157 | 0.76545 | -24.2 | 2.4 | -1.6345 | -34.1148 | 1.7112 | 29 | 1.4025 | 0.30869 | 30.1889 | 1.84 | 27.51 | 1.6822 | 0.1578 | 27.7847 | 0.0020511 | 0.082542 | 0.028728 | 0.12479 | 2.547 | 0.0035098 | -0.0001207 | 0.00157 | 0.0035098 | 0.0037741 | 0.059483 | 0.0088198 | -0.049637 | 0.059483 | 0.056426 | 0.061921 | 0.011724 | -0.069974 | 0.061921 | 0.05699 | 0.0020511 | 0.082542 | 0.028728 | 0.12479 | 2.547 | 0.0035098 | -0.0001207 | 0.00157 | 0.0035098 | 0.0037741 | 0.059483 | 0.0088198 | -0.049637 | 0.059483 | 0.056426 | 0.061921 | 0.011724 | -0.069974 | 0.061921 | 0.05699
22 | 0.3 | 0.23 | South/Central | AZ | Kingman.AWOS.723700 | 3 | 155032 | 40.7589 | 13.7594 | 61.0095 | 40.5645 | 20.445 | 1236.74 | 1.5411 | 34 | 0.88839 | 0.65272 | 37.2554 | -0.22888 | 9.3 | -0.81371 | 0.58483 | 12.7822 | 0.59541 | -19.2 | 1.8859 | -1.2905 | -27.0483 | 1.5411 | 34 | 0.88839 | 0.65272 | 37.2554 | 1.67 | 32.51 | 1.1681 | 0.50184 | 34.8512 | 0.0020511 | 0.083601 | 0.028222 | 0.12514 | 2.5367 | 0.003161 | -0.00046946 | 0.0012213 | 0.003161 | 0.0034254 | 0.069738 | 0.019075 | -0.039382 | 0.069738 | 0.066682 | 0.076415 | 0.026218 | -0.055479 | 0.076415 | 0.071484 | 0.0020511 | 0.083601 | 0.028222 | 0.12514 | 2.5367 | 0.003161 | -0.00046946 | 0.0012213 | 0.003161 | 0.0034254 | 0.069738 | 0.019075 | -0.039382 | 0.069738 | 0.066682 | 0.076415 | 0.026218 | -0.055479 | 0.076415 | 0.071484
23 | 0.3 | 0.19 | South/Central | AZ | Kingman.AWOS.723700 | 3 | 155032 | 41.9874 | 13.1016 | 61.3698 | 41.7872 | 19.5825 | 1223.4 | 1.1809 | 47.34 | -0.33431 | 1.5152 | 55.8144 | -0.58913 | 22.64 | -2.0364 | 1.4473 | 31.3412 | 0.23516 | -5.86 | 0.66319 | -0.42803 | -8.4893 | 1.1809 | 47.34 | -0.33431 | 1.5152 | 55.8144 | 1.3097 | 45.85 | -0.05455 | 1.3643 | 53.4102 | 0.0020511 | 0.086121 | 0.026873 | 0.12588 | 2.5093 | 0.0024221 | -0.0012084 | 0.00048235 | 0.0024221 | 0.0026864 | 0.0971 | 0.046437 | -0.01202 | 0.0971 | 0.094044 | 0.11448 | 0.064285 | -0.017413 | 0.11448 | 0.10955 | 0.0020511 | 0.086121 | 0.026873 | 0.12588 | 2.5093 | 0.0024221 | -0.0012084 | 0.00048235 | 0.0024221 | 0.0026864 | 0.0971 | 0.046437 | -0.01202 | 0.0971 | 0.094044 | 0.11448 | 0.064285 | -0.017413 | 0.11448 | 0.10955
24 | 0.3 | 0.17 | South/Central | AZ | Kingman.AWOS.723700 | 3 | 155032 | 42.6537 | 12.7708 | 61.6049 | 42.4504 | 19.1545 | 1217.54 | 0.94571 | 53.2 | -0.99749 | 1.9432 | 64.3037 | -0.82429 | 28.5 | -2.6996 | 1.8753 | 39.8305 | 0 | 0 | 0 | 0 | 0 | 0.94571 | 53.2 | -0.99749 | 1.9432 | 64.3037 | 1.0746 | 51.71 | -0.71774 | 1.7923 | 61.8995 | 0.0020511 | 0.087488 | 0.026194 | 0.12636 | 2.4973 | 0.0019398 | -0.0016907 | 0 | 0.0019398 | 0.0022041 | 0.10912 | 0.058457 | 0 | 0.10912 | 0.10606 | 0.13189 | 0.081697 | 0 | 0.13189 | 0.12696 | 0.0020511 | 0.087488 | 0.026194 | 0.12636 | 2.4973 | 0.0019398 | -0.0016907 | 0 | 0.0019398 | 0.0022041 | 0.10912 | 0.058457 | 0 | 0.10912 | 0.10606 | 0.13189 | 0.081697 | 0 | 0.13189 | 0.12696
25 | 0.28 | 0.47 | South/Central | AZ | Kingman.AWOS.723700 | 3 | 155032 | 35.8071 | 16.7269 | 59.9782 | 35.6363 | 24.3419 | 1304.91 | 2.5725 | -34.17 | 5.8166 | -3.2441 | -54.2327 | 0.80247 | -58.87 | 4.1145 | -3.312 | -78.7059 | 1.6268 | -87.37 | 6.8141 | -5.1873 | -118.5364 | 2.5725 | -34.17 | 5.8166 | -3.2441 | -54.2327 | 2.7013 | -35.66 | 6.0964 | -3.395 | -56.6369 | 0.0020511 | 0.073445 | 0.034309 | 0.12302 | 2.6765 | 0.0052764 | 0.001646 | 0.0033367 | 0.0052764 | 0.0055408 | -0.070087 | -0.12075 | -0.17921 | -0.070087 | -0.073143 | -0.11124 | -0.16144 | -0.24313 | -0.11124 | -0.11617 | 0.0020511 | 0.073445 | 0.034309 | 0.12302 | 2.6765 | 0.0052764 | 0.001646 | 0.0033367 | 0.0052764 | 0.0055408 | -0.070087 | -0.12075 | -0.17921 | -0.070087 | -0.073143 | -0.11124 | -0.16144 | -0.24313 | -0.11124 | -0.11617
26 | 0.28 | 0.42 | South/Central | AZ | Kingman.AWOS.723700 | 3 | 155032 | 36.6197 | 15.9797 | 59.7973 | 36.445 | 23.3524 | 1281.82 | 2.7533 | -11.08 | 5.0079 | -2.2547 | -25.3379 | 0.98328 | -35.78 | 3.3058 | -2.3226 | -49.811 | 1.8076 | -64.28 | 6.0054 | -4.1979 | -89.6416 | 2.7533 | -11.08 | 5.0079 | -2.2547 | -25.3379 | 2.8821 | -12.57 | 5.2877 | -2.4055 | -27.7421 | 0.0020511 | 0.075111 | 0.032776 | 0.12265 | 2.6292 | 0.0056473 | 0.0020168 | 0.0037075 | 0.0056473 | 0.0059116 | -0.022726 | -0.073389 | -0.13185 | -0.022726 | -0.025783 | -0.051971 | -0.10217 | -0.18387 | -0.051971 | -0.056902 | 0.0020511 | 0.075111 | 0.032776 | 0.12265 | 2.6292 | 0.0056473 | 0.0020168 | 0.0037075 | 0.0056473 | 0.0059116 | -0.022726 | -0.073389 | -0.13185 | -0.022726 | -0.025783 | -0.051971 | -0.10217 | -0.18387 | -0.051971 | -0.056902
27 | 0.28 | 0.37 | South/Central | AZ | Kingman.AWOS.723700 | 3 | 155032 | 37.4669 | 15.3271 | 59.787 | 37.2881 | 22.4989 | 1263.78 | 2.7637 | 6.96 | 4.1648 | -1.4011 | -2.2759 | 0.99366 | -17.74 | 2.4627 | -1.469 | -26.7491 | 1.818 | -46.24 | 5.1623 | -3.3443 | -66.5796 | 2.7637 | 6.96 | 4.1648 | -1.4011 | -2.2759 | 2.8925 | 5.47 | 4.4446 | -1.552 | -4.6801 | 0.0020511 | 0.076849 | 0.031438 | 0.12263 | 2.5922 | 0.0056686 | 0.0020381 | 0.0037288 | 0.0056686 | 0.0059329 | 0.014276 | -0.036387 | -0.094844 | 0.014276 | 0.01122 | -0.0046682 | -0.054866 | -0.13656 | -0.0046682 | -0.0095995 | 0.0020511 | 0.076849 | 0.031438 | 0.12263 | 2.5922 | 0.0056686 | 0.0020381 | 0.0037288 | 0.0056686 | 0.0059329 | 0.014276 | -0.036387 | -0.094844 | 0.014276 | 0.01122 | -0.0046682 | -0.054866 | -0.13656 | -0.0046682 | -0.0095995
28 | 0.28 | 0.32 | South/Central | AZ | Kingman.AWOS.723700 | 3 | 155032 | 38.4991 | 14.6388 | 59.9152 | 38.3155 | 21.5998 | 1246.61 | 2.6354 | 24.13 | 3.1374 | -0.50204 | 20.2362 | 0.8654 | -0.57 | 1.4353 | -0.56994 | -4.2369 | 1.6897 | -29.07 | 4.1349 | -2.4452 | -44.0674 | 2.6354 | 24.13 | 3.1374 | -0.50204 | 20.2362 | 2.7643 | 22.64 | 3.4172 | -0.65293 | 17.8321 | 0.0020511 | 0.078966 | 0.030026 | 0.12289 | 2.557 | 0.0054055 | 0.001775 | 0.0034658 | 0.0054055 | 0.0056699 | 0.049494 | -0.0011691 | -0.059626 | 0.049494 | 0.046437 | 0.041507 | -0.0086904 | -0.090388 | 0.041507 | 0.036576 | 0.0020511 | 0.078966 | 0.030026 | 0.12289 | 2.557 | 0.0054055 | 0.001775 | 0.0034658 | 0.0054055 | 0.0056699 | 0.049494 | -0.0011691 | -0.059626 | 0.049494 | 0.046437 | 0.041507 | -0.0086904 | -0.090388 | 0.041507 | 0.036576
29 | 0.28 | 0.27 | South/Central | AZ | Kingman.AWOS.723700 | 3 | 155032 | 39.332 | 14.1463 | 60.0753 | 39.1444 | 20.9309 | 1234.67 | 2.4754 | 36.07 | 2.3085 | 0.16685 | 36.1576 | 0.70536 | 11.37 | 0.6064 | 0.098961 | 11.6845 | 1.5297 | -17.13 | 3.306 | -1.7763 | -28.146 | 2.4754 | 36.07 | 2.3085 | 0.16685 | 36.1576 | 2.6042 | 34.58 | 2.5883 | 0.015971 | 33.7535 | 0.0020511 | 0.080675 | 0.029016 | 0.12322 | 2.5325 | 0.0050773 | 0.0014468 | 0.0031375 | 0.0050773 | 0.0053416 | 0.073984 | 0.023321 | -0.035136 | 0.073984 | 0.070928 | 0.074164 | 0.023966 | -0.057731 | 0.074164 | 0.069232 | 0.0020511 | 0.080675 | 0.029016 | 0.12322 | 2.5325 | 0.0050773 | 0.0014468 | 0.0031375 | 0.0050773 | 0.0053416 | 0.073984 | 0.023321 | -0.035136 | 0.073984 | 0.070928 | 0.074164 | 0.023966 | -0.057731 | 0.074164 | 0.069232
30 | 0.28 | 0.23 | South/Central | AZ | Kingman.AWOS.723700 | 3 | 155032 | 40.0441 | 13.7598 | 60.2651 | 39.853 | 20.4121 | 1226.25 | 2.2855 | 44.49 | 1.5999 | 0.68563 | 47.6649 | 0.51552 | 19.79 | -0.10223 | 0.61774 | 23.1918 | 1.3398 | -8.71 | 2.5974 | -1.2576 | -16.6388 | 2.2855 | 44.49 | 1.5999 | 0.68563 | 47.6649 | 2.4144 | 43 | 1.8796 | 0.53475 | 45.2607 | 0.0020511 | 0.082135 | 0.028223 | 0.12361 | 2.5152 | 0.0046879 | 0.0010574 | 0.0027481 | 0.0046879 | 0.0049522 | 0.091254 | 0.040592 | -0.017865 | 0.091254 | 0.088198 | 0.097767 | 0.047569 | -0.034128 | 0.097767 | 0.092835 | 0.0020511 | 0.082135 | 0.028223 | 0.12361 | 2.5152 | 0.0046879 | 0.0010574 | 0.0027481 | 0.0046879 | 0.0049522 | 0.091254 | 0.040592 | -0.017865 | 0.091254 | 0.088198 | 0.097767 | 0.047569 | -0.034128 | 0.097767 | 0.092835
31 | 0.28 | 0.19 | South/Central | AZ | Kingman.AWOS.723700 | 3 | 155032 | 41.2523 | 13.0973 | 60.6004 | 41.0554 | 19.5449 | 1212.49 | 1.9503 | 58.25 | 0.39745 | 1.5528 | 66.6705 | 0.18026 | 33.55 | -1.3046 | 1.4849 | 42.1974 | 1.0046 | 5.05 | 1.3949 | -0.3904 | 2.3668 | 1.9503 | 58.25 | 0.39745 | 1.5528 | 66.6705 | 2.0791 | 56.76 | 0.67721 | 1.4019 | 64.2663 | 0.0020511 | 0.084613 | 0.026864 | 0.1243 | 2.487 | 0.0040002 | 0.00036974 | 0.0020605 | 0.0040002 | 0.0042646 | 0.11948 | 0.068815 | 0.010358 | 0.11948 | 0.11642 | 0.13675 | 0.086552 | 0.0048547 | 0.13675 | 0.13182 | 0.0020511 | 0.084613 | 0.026864 | 0.1243 | 2.487 | 0.0040002 | 0.00036974 | 0.0020605 | 0.0040002 | 0.0042646 | 0.11948 | 0.068815 | 0.010358 | 0.11948 | 0.11642 | 0.13675 | 0.086552 | 0.0048547 | 0.13675 | 0.13182
32 | 0.28 | 0.17 | South/Central | AZ | Kingman.AWOS.723700 | 3 | 155032 | 41.909 | 12.7708 | 60.8306 | 41.7091 | 19.1215 | 1206.67 | 1.72 | 64.07 | -0.25619 | 1.9762 | 75.0983 | -0.049984 | 39.37 | -1.9583 | 1.9083 | 50.6252 | 0.77431 | 10.87 | 0.74131 | 0.032997 | 10.7947 | 1.72 | 64.07 | -0.25619 | 1.9762 | 75.0983 | 1.8489 | 62.58 | 0.02357 | 1.8253 | 72.6941 | 0.0020511 | 0.085961 | 0.026194 | 0.12477 | 2.475 | 0.003528 | -0.00010252 | 0.0015882 | 0.003528 | 0.0037923 | 0.13142 | 0.080753 | 0.022296 | 0.13142 | 0.12836 | 0.15404 | 0.10384 | 0.022141 | 0.15404 | 0.1491 | 0.0020511 | 0.085961 | 0.026194 | 0.12477 | 2.475 | 0.003528 | -0.00010252 | 0.0015882 | 0.003528 | 0.0037923 | 0.13142 | 0.080753 | 0.022296 | 0.13142 | 0.12836 | 0.15404 | 0.10384 | 0.022141 | 0.15404 | 0.1491
33 | 0.27 | 0.47 | South/Central | AZ | Kingman.AWOS.723700 | 3 | 155032 | 35.5118 | 16.7027 | 59.6482 | 35.3423 | 24.3059 | 1299.8 | 2.9024 | -29.06 | 6.1106 | -3.2081 | -49.0431 | 1.1324 | -53.76 | 4.4085 | -3.276 | -73.5163 | 1.9567 | -82.26 | 7.1081 | -5.1513 | -113.3468 | 2.9024 | -29.06 | 6.1106 | -3.2081 | -49.0431 | 3.0313 | -30.55 | 6.3903 | -3.359 | -51.4473 | 0.0020511 | 0.072839 | 0.034259 | 0.12235 | 2.666 | 0.0059532 | 0.0023228 | 0.0040135 | 0.0059532 | 0.0062176 | -0.059606 | -0.11027 | -0.16873 | -0.059606 | -0.062662 | -0.10059 | -0.15079 | -0.23249 | -0.10059 | -0.10552 | 0.0020511 | 0.072839 | 0.034259 | 0.12235 | 2.666 | 0.0059532 | 0.0023228 | 0.0040135 | 0.0059532 | 0.0062176 | -0.059606 | -0.11027 | -0.16873 | -0.059606 | -0.062662 | -0.10059 | -0.15079 | -0.23249 | -0.10059 | -0.10552
34 | 0.27 | 0.42 | South/Central | AZ | Kingman.AWOS.723700 | 3 | 155032 | 36.2987 | 15.9697 | 59.4521 | 36.1254 | 23.3266 | 1276.73 | 3.0985 | -5.99 | 5.3275 | -2.2289 | -20.228 | 1.3285 | -30.69 | 3.6254 | -2.2968 | -44.7011 | 2.1528 | -59.19 | 6.325 | -4.1721 | -84.5316 | 3.0985 | -5.99 | 5.3275 | -2.2289 | -20.228 | 3.2274 | -7.48 | 5.6072 | -2.3798 | -22.6321 | 0.0020511 | 0.074453 | 0.032756 | 0.12194 | 2.6187 | 0.0063555 | 0.002725 | 0.0044157 | 0.0063555 | 0.0066198 | -0.012286 | -0.062949 | -0.12141 | -0.012286 | -0.015342 | -0.04149 | -0.091687 | -0.17338 | -0.04149 | -0.046421 | 0.0020511 | 0.074453 | 0.032756 | 0.12194 | 2.6187 | 0.0063555 | 0.002725 | 0.0044157 | 0.0063555 | 0.0066198 | -0.012286 | -0.062949 | -0.12141 | -0.012286 | -0.015342 | -0.04149 | -0.091687 | -0.17338 | -0.04149 | -0.046421
35 | 0.27 | 0.37 | South/Central | AZ | Kingman.AWOS.723700 | 3 | 155032 | 37.016 | 15.4375 | 59.4669 | 36.8393 | 22.6275 | 1262.28 | 3.0837 | 8.46 | 4.6136 | -1.5298 | -1.637 | 1.3137 | -16.24 | 2.9114 | -1.5977 | -26.1101 | 2.138 | -44.74 | 5.611 | -3.473 | -65.9407 | 3.0837 | 8.46 | 4.6136 | -1.5298 | -1.637 | 3.2126 | 6.97 | 4.8933 | -1.6807 | -4.0412 | 0.0020511 | 0.075924 | 0.031664 | 0.12197 | 2.5891 | 0.0063251 | 0.0026946 | 0.0043854 | 0.0063251 | 0.0065894 | 0.017353 | -0.03331 | -0.091767 | 0.017353 | 0.014296 | -0.0033576 | -0.053555 | -0.13525 | -0.0033576 | -0.0082889 | 0.0020511 | 0.075924 | 0.031664 | 0.12197 | 2.5891 | 0.0063251 | 0.0026946 | 0.0043854 | 0.0063251 | 0.0065894 | 0.017353 | -0.03331 | -0.091767 | 0.017353 | 0.014296 | -0.0033576 | -0.053555 | -0.13525 | -0.0033576 | -0.0082889
36 | 0.27 | 0.32 | South/Central | AZ | Kingman.AWOS.723700 | 3 | 155032 | 37.9384 | 14.805 | 59.5507 | 37.7574 | 21.7933 | 1245.85 | 3 | 24.89 | 3.6955 | -0.69557 | 19.7024 | 1.23 | 0.19 | 1.9934 | -0.76346 | -4.7707 | 2.0543 | -28.31 | 4.693 | -2.6388 | -44.6013 | 3 | 24.89 | 3.6955 | -0.69557 | 19.7024 | 3.1288 | 23.4 | 3.9753 | -0.84646 | 17.2982 | 0.0020511 | 0.077816 | 0.030367 | 0.12215 | 2.5554 | 0.0061533 | 0.0025228 | 0.0042135 | 0.0061533 | 0.0064176 | 0.051052 | 0.00038971 | -0.058067 | 0.051052 | 0.047996 | 0.040412 | -0.0097853 | -0.091483 | 0.040412 | 0.035481 | 0.0020511 | 0.077816 | 0.030367 | 0.12215 | 2.5554 | 0.0061533 | 0.0025228 | 0.0042135 | 0.0061533 | 0.0064176 | 0.051052 | 0.00038971 | -0.058067 | 0.051052 | 0.047996 | 0.040412 | -0.0097853 | -0.091483 | 0.040412 | 0.035481
37 | 0.27 | 0.27 | South/Central | AZ | Kingman.AWOS.723700 | 3 | 155032 | 38.8612 | 14.2324 | 59.7009 | 38.6758 | 21.0252 | 1231.71 | 2.8497 | 39.03 | 2.7771 | 0.072552 | 38.4144 | 1.0797 | 14.33 | 1.075 | 0.0046607 | 13.9413 | 1.904 | -14.17 | 3.7746 | -1.8706 | -25.8893 | 2.8497 | 39.03 | 2.7771 | 0.072552 | 38.4144 | 2.9786 | 37.54 | 3.0569 | -0.078329 | 36.0102 | 0.0020511 | 0.079709 | 0.029192 | 0.12245 | 2.5264 | 0.0058451 | 0.0022146 | 0.0039053 | 0.0058451 | 0.0061094 | 0.080055 | 0.029393 | -0.029064 | 0.080055 | 0.076999 | 0.078793 | 0.028595 | -0.053102 | 0.078793 | 0.073861 | 0.0020511 | 0.079709 | 0.029192 | 0.12245 | 2.5264 | 0.0058451 | 0.0022146 | 0.0039053 | 0.0058451 | 0.0061094 | 0.080055 | 0.029393 | -0.029064 | 0.080055 | 0.076999 | 0.078793 | 0.028595 | -0.053102 | 0.078793 | 0.073861
38 | 0.27 | 0.23 | South/Central | AZ | Kingman.AWOS.723700 | 3 | 155032 | 39.6841 | 13.7598 | 59.8951 | 39.4948 | 20.4004 | 1221.15 | 2.6555 | 49.59 | 1.9581 | 0.69733 | 52.7133 | 0.88548 | 24.89 | 0.25604 | 0.62944 | 28.2401 | 1.7098 | -3.61 | 2.9556 | -1.2459 | -11.5904 | 2.6555 | 49.59 | 1.9581 | 0.69733 | 52.7133 | 2.7844 | 48.1 | 2.2379 | 0.54645 | 50.3091 | 0.0020511 | 0.081397 | 0.028223 | 0.12285 | 2.5047 | 0.0054467 | 0.0018162 | 0.003507 | 0.0054467 | 0.005711 | 0.10172 | 0.051052 | -0.0074046 | 0.10172 | 0.098659 | 0.10812 | 0.057924 | -0.023773 | 0.10812 | 0.10319 | 0.0020511 | 0.081397 | 0.028223 | 0.12285 | 2.5047 | 0.0054467 | 0.0018162 | 0.003507 | 0.0054467 | 0.005711 | 0.10172 | 0.051052 | -0.0074046 | 0.10172 | 0.098659 | 0.10812 | 0.057924 | -0.023773 | 0.10812 | 0.10319
39 | 0.27 | 0.19 | South/Central | AZ | Kingman.AWOS.723700 | 3 | 155032 | 40.8866 | 13.1016 | 60.229 | 40.6915 | 19.5375 | 1207.46 | 2.3217 | 63.28 | 0.7614 | 1.5603 | 71.6235 | 0.55166 | 38.58 | -0.94071 | 1.4924 | 47.1503 | 1.376 | 10.08 | 1.7589 | -0.38294 | 7.3198 | 2.3217 | 63.28 | 0.7614 | 1.5603 | 71.6235 | 2.4505 | 61.79 | 1.0412 | 1.4094 | 69.2193 | 0.0020511 | 0.083863 | 0.026873 | 0.12354 | 2.4766 | 0.004762 | 0.0011315 | 0.0028223 | 0.004762 | 0.0050263 | 0.1298 | 0.079132 | 0.020675 | 0.1298 | 0.12674 | 0.14691 | 0.096711 | 0.015014 | 0.14691 | 0.14198 | 0.0020511 | 0.083863 | 0.026873 | 0.12354 | 2.4766 | 0.004762 | 0.0011315 | 0.0028223 | 0.004762 | 0.0050263 | 0.1298 | 0.079132 | 0.020675 | 0.1298 | 0.12674 | 0.14691 | 0.096711 | 0.015014 | 0.14691 | 0.14198
40 | 0.27 | 0.17 | South/Central | AZ | Kingman.AWOS.723700 | 3 | 155032 | 41.5386 | 12.7708 | 60.4503 | 41.3405 | 19.1098 | 1201.42 | 2.1004 | 69.32 | 0.11242 | 1.9879 | 80.2811 | 0.33037 | 44.62 | -1.5897 | 1.9201 | 55.808 | 1.1547 | 16.12 | 1.1099 | 0.044748 | 15.9774 | 2.1004 | 69.32 | 0.11242 | 1.9879 | 80.2811 | 2.2292 | 67.83 | 0.39217 | 1.8371 | 77.8769 | 0.0020511 | 0.085201 | 0.026194 | 0.12399 | 2.4643 | 0.0043081 | 0.00067763 | 0.0023683 | 0.0043081 | 0.0045724 | 0.14218 | 0.091521 | 0.033064 | 0.14218 | 0.13913 | 0.16467 | 0.11447 | 0.032772 | 0.16467 | 0.15974 | 0.0020511 | 0.085201 | 0.026194 | 0.12399 | 2.4643 | 0.0043081 | 0.00067763 | 0.0023683 | 0.0043081 | 0.0045724 | 0.14218 | 0.091521 | 0.033064 | 0.14218 | 0.13913 | 0.16467 | 0.11447 | 0.032772 | 0.16467 | 0.15974
41 | 0.26 | 0.47 | South/Central | AZ | Kingman.AWOS.723700 | 3 | 155032 | 35.2222 | 16.6822 | 59.3181 | 35.054 | 24.2641 | 1294.58 | 3.2325 | -23.84 | 6.3989 | -3.1664 | -43.6978 | 1.4625 | -48.54 | 4.6967 | -3.2343 | -68.1709 | 2.2868 | -77.04 | 7.3963 | -5.1096 | -108.0015 | 3.2325 | -23.84 | 6.3989 | -3.1664 | -43.6978 | 3.3614 | -25.33 | 6.6786 | -3.3172 | -46.102 | 0.0020511 | 0.072245 | 0.034217 | 0.12167 | 2.6553 | 0.0066302 | 0.0029997 | 0.0046905 | 0.0066302 | 0.0068946 | -0.048899 | -0.099562 | -0.15802 | -0.048899 | -0.051955 | -0.08963 | -0.13983 | -0.22152 | -0.08963 | -0.094561 | 0.0020511 | 0.072245 | 0.034217 | 0.12167 | 2.6553 | 0.0066302 | 0.0029997 | 0.0046905 | 0.0066302 | 0.0068946 | -0.048899 | -0.099562 | -0.15802 | -0.048899 | -0.051955 | -0.08963 | -0.13983 | -0.22152 | -0.08963 | -0.094561
42 | 0.26 | 0.42 | South/Central | AZ | Kingman.AWOS.723700 | 3 | 155032 | 35.9791 | 15.9601 | 59.1029 | 35.8073 | 23.2956 | 1271.49 | 3.4477 | -0.75 | 5.6456 | -2.1978 | -14.9249 | 1.6777 | -25.45 | 3.9435 | -2.2657 | -39.3981 | 2.502 | -53.95 | 6.6431 | -4.141 | -79.2286 | 3.4477 | -0.75 | 5.6456 | -2.1978 | -14.9249 | 3.5766 | -2.24 | 5.9253 | -2.3487 | -17.3291 | 0.0020511 | 0.073798 | 0.032736 | 0.12123 | 2.608 | 0.0070717 | 0.0034412 | 0.005132 | 0.0070717 | 0.0073361 | -0.0015383 | -0.052201 | -0.11066 | -0.0015383 | -0.0045945 | -0.030613 | -0.08081 | -0.16251 | -0.030613 | -0.035544 | 0.0020511 | 0.073798 | 0.032736 | 0.12123 | 2.608 | 0.0070717 | 0.0034412 | 0.005132 | 0.0070717 | 0.0073361 | -0.0015383 | -0.052201 | -0.11066 | -0.0015383 | -0.0045945 | -0.030613 | -0.08081 | -0.16251 | -0.030613 | -0.035544
43 | 0.26 | 0.37 | South/Central | AZ | Kingman.AWOS.723700 | 3 | 155032 | 36.5705 | 15.5579 | 59.1617 | 36.3959 | 22.7658 | 1261.13 | 3.3889 | 9.61 | 5.057 | -1.6681 | -1.4469 | 1.6189 | -15.09 | 3.3549 | -1.736 | -25.92 | 2.4432 | -43.59 | 6.0545 | -3.6113 | -65.7506 | 3.3889 | 9.61 | 5.057 | -1.6681 | -1.4469 | 3.5178 | 8.12 | 5.3368 | -1.819 | -3.8511 | 0.0020511 | 0.075011 | 0.031911 | 0.12135 | 2.5867 | 0.0069511 | 0.0033206 | 0.0050113 | 0.0069511 | 0.0072154 | 0.019711 | -0.030951 | -0.089408 | 0.019711 | 0.016655 | -0.0029678 | -0.053165 | -0.13486 | -0.0029678 | -0.0078991 | 0.0020511 | 0.075011 | 0.031911 | 0.12135 | 2.5867 | 0.0069511 | 0.0033206 | 0.0050113 | 0.0069511 | 0.0072154 | 0.019711 | -0.030951 | -0.089408 | 0.019711 | 0.016655 | -0.0029678 | -0.053165 | -0.13486 | -0.0029678 | -0.0078991
44 | 0.26 | 0.32 | South/Central | AZ | Kingman.AWOS.723700 | 3 | 155032 | 37.3577 | 15.0206 | 59.2256 | 37.1794 | 22.0463 | 1246.89 | 3.325 | 23.85 | 4.2735 | -0.94853 | 17.0661 | 1.555 | -0.85 | 2.5714 | -1.0164 | -7.407 | 2.3793 | -29.35 | 5.271 | -2.8917 | -47.2376 | 3.325 | 23.85 | 4.2735 | -0.94853 | 17.0661 | 3.4539 | 22.36 | 4.5533 | -1.0994 | 14.6619 | 0.0020511 | 0.076625 | 0.030809 | 0.12148 | 2.5575 | 0.00682 | 0.0031895 | 0.0048802 | 0.00682 | 0.0070843 | 0.048919 | -0.0017435 | -0.0602 | 0.048919 | 0.045863 | 0.035005 | -0.015193 | -0.09689 | 0.035005 | 0.030073 | 0.0020511 | 0.076625 | 0.030809 | 0.12148 | 2.5575 | 0.00682 | 0.0031895 | 0.0048802 | 0.00682 | 0.0070843 | 0.048919 | -0.0017435 | -0.0602 | 0.048919 | 0.045863 | 0.035005 | -0.015193 | -0.09689 | 0.035005 | 0.030073
45 | 0.26 | 0.27 | South/Central | AZ | Kingman.AWOS.723700 | 3 | 155032 | 38.3804 | 14.3267 | 59.3286 | 38.1972 | 21.1315 | 1229.03 | 3.222 | 41.71 | 3.2557 | -0.033733 | 40.3231 | 1.452 | 17.01 | 1.5536 | -0.10162 | 15.8499 | 2.2763 | -11.49 | 4.2532 | -1.9769 | -23.9806 | 3.222 | 41.71 | 3.2557 | -0.033733 | 40.3231 | 3.3509 | 40.22 | 3.5355 | -0.18462 | 37.9189 | 0.0020511 | 0.078723 | 0.029386 | 0.12169 | 2.5209 | 0.0066087 | 0.0029782 | 0.0046689 | 0.0066087 | 0.006873 | 0.085552 | 0.03489 | -0.023567 | 0.085552 | 0.082496 | 0.082708 | 0.03251 | -0.049187 | 0.082708 | 0.077776 | 0.0020511 | 0.078723 | 0.029386 | 0.12169 | 2.5209 | 0.0066087 | 0.0029782 | 0.0046689 | 0.0066087 | 0.006873 | 0.085552 | 0.03489 | -0.023567 | 0.085552 | 0.082496 | 0.082708 | 0.03251 | -0.049187 | 0.082708 | 0.077776
46 | 0.26 | 0.23 | South/Central | AZ | Kingman.AWOS.723700 | 3 | 155032 | 39.3189 | 13.7598 | 59.5152 | 39.1312 | 20.384 | 1215.81 | 3.0354 | 54.93 | 2.3217 | 0.71371 | 58.0151 | 1.2654 | 30.23 | 0.61959 | 0.64582 | 33.542 | 2.0897 | 1.73 | 3.3192 | -1.2295 | -6.2886 | 3.0354 | 54.93 | 2.3217 | 0.71371 | 58.0151 | 3.1643 | 53.44 | 2.6015 | 0.56283 | 55.6109 | 0.0020511 | 0.080648 | 0.028223 | 0.12207 | 2.4938 | 0.006226 | 0.0025955 | 0.0042862 | 0.006226 | 0.0064903 | 0.11267 | 0.062005 | 0.0035484 | 0.11267 | 0.10961 | 0.119 | 0.068799 | -0.012899 | 0.119 | 0.11406 | 0.0020511 | 0.080648 | 0.028223 | 0.12207 | 2.4938 | 0.006226 | 0.0025955 | 0.0042862 | 0.006226 | 0.0064903 | 0.11267 | 0.062005 | 0.0035484 | 0.11267 | 0.10961 | 0.119 | 0.068799 | -0.012899 | 0.119 | 0.11406
47 | 0.26 | 0.19 | South/Central | AZ | Kingman.AWOS.723700 | 3 | 155032 | 40.5113 | 13.1016 | 59.8437 | 40.318 | 19.5257 | 1202.14 | 2.7069 | 68.6 | 1.1349 | 1.572 | 76.8687 | 0.9369 | 43.9 | -0.56722 | 1.5041 | 52.3956 | 1.7612 | 15.4 | 2.1324 | -0.37119 | 12.565 | 2.7069 | 68.6 | 1.1349 | 1.572 | 76.8687 | 2.8358 | 67.11 | 1.4146 | 1.4211 | 74.4645 | 0.0020511 | 0.083094 | 0.026873 | 0.12275 | 2.4657 | 0.0055522 | 0.0019217 | 0.0036124 | 0.0055522 | 0.0058165 | 0.14071 | 0.090044 | 0.031587 | 0.14071 | 0.13765 | 0.15767 | 0.10747 | 0.025772 | 0.15767 | 0.15274 | 0.0020511 | 0.083094 | 0.026873 | 0.12275 | 2.4657 | 0.0055522 | 0.0019217 | 0.0036124 | 0.0055522 | 0.0058165 | 0.14071 | 0.090044 | 0.031587 | 0.14071 | 0.13765 | 0.15767 | 0.10747 | 0.025772 | 0.15767 | 0.15274
48 | 0.26 | 0.17 | South/Central | AZ | Kingman.AWOS.723700 | 3 | 155032 | 41.1634 | 12.7754 | 60.0693 | 40.967 | 19.1023 | 1196.24 | 2.4813 | 74.5 | 0.48591 | 1.9954 | 85.3574 | 0.71135 | 49.8 | -1.2162 | 1.9275 | 60.8842 | 1.5356 | 21.3 | 1.4834 | 0.052236 | 21.0537 | 2.4813 | 74.5 | 0.48591 | 1.9954 | 85.3574 | 2.6102 | 73.01 | 0.76566 | 1.8446 | 82.9532 | 0.0020511 | 0.084431 | 0.026204 | 0.12321 | 2.4536 | 0.0050895 | 0.0014591 | 0.0031498 | 0.0050895 | 0.0053539 | 0.15281 | 0.10215 | 0.043689 | 0.15281 | 0.14975 | 0.17508 | 0.12488 | 0.043184 | 0.17508 | 0.17015 | 0.0020511 | 0.084431 | 0.026204 | 0.12321 | 2.4536 | 0.0050895 | 0.0014591 | 0.0031498 | 0.0050895 | 0.0053539 | 0.15281 | 0.10215 | 0.043689 | 0.15281 | 0.14975 | 0.17508 | 0.12488 | 0.043184 | 0.17508 | 0.17015
49 | 0.25 | 0.47 | South/Central | AZ | Kingman.AWOS.723700 | 3 | 155032 | 34.9321 | 16.6526 | 58.9789 | 34.7654 | 24.2136 | 1289.06 | 3.5717 | -18.32 | 6.6875 | -3.1158 | -37.9998 | 1.8017 | -43.02 | 4.9854 | -3.1837 | -62.4729 | 2.626 | -71.52 | 7.685 | -5.059 | -102.3035 | 3.5717 | -18.32 | 6.6875 | -3.1158 | -37.9998 | 3.7006 | -19.81 | 6.9673 | -3.2667 | -40.404 | 0.0020511 | 0.07165 | 0.034157 | 0.12097 | 2.644 | 0.007326 | 0.0036955 | 0.0053862 | 0.007326 | 0.0075903 | -0.037577 | -0.088239 | -0.1467 | -0.037577 | -0.040633 | -0.077942 | -0.12814 | -0.20984 | -0.077942 | -0.082874 | 0.0020511 | 0.07165 | 0.034157 | 0.12097 | 2.644 | 0.007326 | 0.0036955 | 0.0053862 | 0.007326 | 0.0075903 | -0.037577 | -0.088239 | -0.1467 | -0.037577 | -0.040633 | -0.077942 | -0.12814 | -0.20984 | -0.077942 | -0.082874
50 | 0.25 | 0.42 | South/Central | AZ | Kingman.AWOS.723700 | 3 | 155032 | 35.6591 | 15.9501 | 58.7572 | 35.4888 | 23.2684 | 1266.37 | 3.7934 | 4.37 | 5.9641 | -2.1707 | -9.772 | 2.0234 | -20.33 | 4.262 | -2.2386 | -34.2452 | 2.8477 | -48.83 | 6.9616 | -4.1139 | -74.0757 | 3.7934 | 4.37 | 5.9641 | -2.1707 | -9.772 | 3.9223 | 2.88 | 6.2438 | -2.3216 | -12.1762 | 0.0020511 | 0.073141 | 0.032716 | 0.12052 | 2.5975 | 0.0077807 | 0.0041502 | 0.005841 | 0.0077807 | 0.0080451 | 0.0089634 | -0.041699 | -0.10016 | 0.0089634 | 0.0059072 | -0.020044 | -0.070241 | -0.15194 | -0.020044 | -0.024975 | 0.0020511 | 0.073141 | 0.032716 | 0.12052 | 2.5975 | 0.0077807 | 0.0041502 | 0.005841 | 0.0077807 | 0.0080451 | 0.0089634 | -0.041699 | -0.10016 | 0.0089634 | 0.0059072 | -0.020044 | -0.070241 | -0.15194 | -0.020044 | -0.024975
51 | 0.25 | 0.37 | South/Central | AZ | Kingman.AWOS.723700 | 3 | 155032 | 36.1196 | 15.6836 | 58.8565 | 35.9471 | 22.9094 | 1260.11 | 3.6941 | 10.63 | 5.5058 | -1.8117 | -1.3975 | 1.9241 | -14.07 | 3.8037 | -1.8795 | -25.8707 | 2.7484 | -42.57 | 6.5033 | -3.7549 | -65.7012 | 3.6941 | 10.63 | 5.5058 | -1.8117 | -1.3975 | 3.823 | 9.14 | 5.7855 | -1.9625 | -3.8017 | 0.0020511 | 0.074086 | 0.032169 | 0.12072 | 2.5846 | 0.0075771 | 0.0039466 | 0.0056373 | 0.0075771 | 0.0078414 | 0.021803 | -0.028859 | -0.087316 | 0.021803 | 0.018747 | -0.0028665 | -0.053064 | -0.13476 | -0.0028665 | -0.0077978 | 0.0020511 | 0.074086 | 0.032169 | 0.12072 | 2.5846 | 0.0075771 | 0.0039466 | 0.0056373 | 0.0075771 | 0.0078414 | 0.021803 | -0.028859 | -0.087316 | 0.021803 | 0.018747 | -0.0028665 | -0.053064 | -0.13476 | -0.0028665 | -0.0077978
52 | 0.25 | 0.32 | South/Central | AZ | Kingman.AWOS.723700 | 3 | 155032 | 36.7627 | 15.251 | 58.911 | 36.5872 | 22.3238 | 1248.54 | 3.6397 | 22.2 | 4.8657 | -1.2261 | 13.637 | 1.8697 | -2.5 | 3.1636 | -1.294 | -10.8361 | 2.694 | -31 | 5.8632 | -3.1693 | -50.6667 | 3.6397 | 22.2 | 4.8657 | -1.2261 | 13.637 | 3.7685 | 20.71 | 5.1455 | -1.3769 | 11.2328 | 0.0020511 | 0.075405 | 0.031282 | 0.12083 | 2.5609 | 0.0074654 | 0.0038349 | 0.0055256 | 0.0074654 | 0.0077297 | 0.045535 | -0.0051278 | -0.063585 | 0.045535 | 0.042479 | 0.027971 | -0.022226 | -0.10392 | 0.027971 | 0.02304 | 0.0020511 | 0.075405 | 0.031282 | 0.12083 | 2.5609 | 0.0074654 | 0.0038349 | 0.0055256 | 0.0074654 | 0.0077297 | 0.045535 | -0.0051278 | -0.063585 | 0.045535 | 0.042479 | 0.027971 | -0.022226 | -0.10392 | 0.027971 | 0.02304
53 | 0.25 | 0.27 | South/Central | AZ | Kingman.AWOS.723700 | 3 | 155032 | 37.901 | 14.4224 | 58.955 | 37.72 | 21.2349 | 1226.3 | 3.5957 | 44.44 | 3.7329 | -0.13722 | 42.3248 | 1.8257 | 19.74 | 2.0308 | -0.20511 | 17.8517 | 2.65 | -8.76 | 4.7304 | -2.0804 | -21.9788 | 3.5957 | 44.44 | 3.7329 | -0.13722 | 42.3248 | 3.7245 | 42.95 | 4.0126 | -0.2881 | 39.9207 | 0.0020511 | 0.07774 | 0.029582 | 0.12092 | 2.5153 | 0.0073752 | 0.0037447 | 0.0054354 | 0.0073752 | 0.0076395 | 0.091152 | 0.040489 | -0.017968 | 0.091152 | 0.088096 | 0.086813 | 0.036616 | -0.045081 | 0.086813 | 0.081882 | 0.0020511 | 0.07774 | 0.029582 | 0.12092 | 2.5153 | 0.0073752 | 0.0037447 | 0.0054354 | 0.0073752 | 0.0076395 | 0.091152 | 0.040489 | -0.017968 | 0.091152 | 0.088096 | 0.086813 | 0.036616 | -0.045081 | 0.086813 | 0.081882
54 | 0.25 | 0.23 | South/Central | AZ | Kingman.AWOS.723700 | 3 | 155032 | 38.9536 | 13.7598 | 59.1347 | 38.7676 | 20.367 | 1210.46 | 3.4159 | 60.28 | 2.6852 | 0.73069 | 63.3403 | 1.6459 | 35.58 | 0.98314 | 0.66279 | 38.8672 | 2.4702 | 7.08 | 3.6827 | -1.2125 | -0.96337 | 3.4159 | 60.28 | 2.6852 | 0.73069 | 63.3403 | 3.5448 | 58.79 | 2.965 | 0.5798 | 60.9361 | 0.0020511 | 0.079899 | 0.028223 | 0.12129 | 2.4828 | 0.0070065 | 0.003376 | 0.0050667 | 0.0070065 | 0.0072708 | 0.12364 | 0.072979 | 0.014522 | 0.12364 | 0.12059 | 0.12992 | 0.079721 | -0.001976 | 0.12992 | 0.12499 | 0.0020511 | 0.079899 | 0.028223 | 0.12129 | 2.4828 | 0.0070065 | 0.003376 | 0.0050667 | 0.0070065 | 0.0072708 | 0.12364 | 0.072979 | 0.014522 | 0.12364 | 0.12059 | 0.12992 | 0.079721 | -0.001976 | 0.12992 | 0.12499
55 | 0.25 | 0.19 | South/Central | AZ | Kingman.AWOS.723700 | 3 | 155032 | 40.1362 | 13.1072 | 59.4642 | 39.9445 | 19.5197 | 1197.01 | 3.0864 | 73.73 | 1.5084 | 1.578 | 81.8869 | 1.3164 | 49.03 | -0.19372 | 1.5101 | 57.4138 | 2.1407 | 20.53 | 2.5059 | -0.36517 | 17.5832 | 3.0864 | 73.73 | 1.5084 | 1.578 | 81.8869 | 3.2153 | 72.24 | 1.7881 | 1.4272 | 79.4827 | 0.0020511 | 0.082324 | 0.026885 | 0.12197 | 2.4552 | 0.0063306 | 0.0027001 | 0.0043909 | 0.0063306 | 0.006595 | 0.15123 | 0.10057 | 0.04211 | 0.15123 | 0.14817 | 0.16796 | 0.11776 | 0.036065 | 0.16796 | 0.16303 | 0.0020511 | 0.082324 | 0.026885 | 0.12197 | 2.4552 | 0.0063306 | 0.0027001 | 0.0043909 | 0.0063306 | 0.006595 | 0.15123 | 0.10057 | 0.04211 | 0.15123 | 0.14817 | 0.16796 | 0.11776 | 0.036065 | 0.16796 | 0.16303
56 | 0.25 | 0.17 | South/Central | AZ | Kingman.AWOS.723700 | 3 | 155032 | 40.7782 | 12.7808 | 59.6794 | 40.5836 | 19.0958 | 1190.97 | 2.8712 | 79.77 | 0.86934 | 2.0019 | 90.5203 | 1.1012 | 55.07 | -0.83276 | 1.934 | 66.0472 | 1.9255 | 26.57 | 1.8668 | 0.058703 | 26.2167 | 2.8712 | 79.77 | 0.86934 | 2.0019 | 90.5203 | 3.0001 | 78.28 | 1.1491 | 1.851 | 88.1162 | 0.0020511 | 0.083641 | 0.026215 | 0.12241 | 2.4428 | 0.0058893 | 0.0022588 | 0.0039495 | 0.0058893 | 0.0061536 | 0.16362 | 0.11296 | 0.054498 | 0.16362 | 0.16056 | 0.18567 | 0.13547 | 0.053774 | 0.18567 | 0.18074 | 0.0020511 | 0.083641 | 0.026215 | 0.12241 | 2.4428 | 0.0058893 | 0.0022588 | 0.0039495 | 0.0058893 | 0.0061536 | 0.16362 | 0.11296 | 0.054498 | 0.16362 | 0.16056 | 0.18567 | 0.13547 | 0.053774 | 0.18567 | 0.18074
57 | 0.24 | 0.47 | South/Central | AZ | Kingman.AWOS.723700 | 3 | 155032 | 34.5969 | 16.6626 | 58.6436 | 34.4316 | 24.212 | 1284.61 | 3.907 | -13.87 | 7.0213 | -3.1143 | -33.6678 | 2.137 | -38.57 | 5.3192 | -3.1822 | -58.141 | 2.9613 | -67.07 | 8.0188 | -5.0575 | -97.9715 | 3.907 | -13.87 | 7.0213 | -3.1143 | -33.6678 | 4.0358 | -15.36 | 7.301 | -3.2652 | -36.072 | 0.0020511 | 0.070962 | 0.034177 | 0.12029 | 2.6349 | 0.0080137 | 0.0043832 | 0.0060739 | 0.0080137 | 0.008278 | -0.028449 | -0.079112 | -0.13757 | -0.028449 | -0.031505 | -0.069057 | -0.11925 | -0.20095 | -0.069057 | -0.073988 | 0.0020511 | 0.070962 | 0.034177 | 0.12029 | 2.6349 | 0.0080137 | 0.0043832 | 0.0060739 | 0.0080137 | 0.008278 | -0.028449 | -0.079112 | -0.13757 | -0.028449 | -0.031505 | -0.069057 | -0.11925 | -0.20095 | -0.069057 | -0.073988
58 | 0.24 | 0.42 | South/Central | AZ | Kingman.AWOS.723700 | 3 | 155032 | 35.3138 | 15.96 | 58.4119 | 35.1452 | 23.2668 | 1261.79 | 4.1387 | 8.95 | 6.3077 | -2.169 | -5.3096 | 2.3687 | -15.75 | 4.6056 | -2.2369 | -29.7827 | 3.193 | -44.25 | 7.3052 | -4.1122 | -69.6132 | 4.1387 | 8.95 | 6.3077 | -2.169 | -5.3096 | 4.2676 | 7.46 | 6.5875 | -2.3199 | -7.7137 | 0.0020511 | 0.072433 | 0.032736 | 0.11981 | 2.5881 | 0.008489 | 0.0048585 | 0.0065492 | 0.008489 | 0.0087533 | 0.018358 | -0.032305 | -0.090762 | 0.018358 | 0.015301 | -0.010891 | -0.061088 | -0.14279 | -0.010891 | -0.015822 | 0.0020511 | 0.072433 | 0.032736 | 0.11981 | 2.5881 | 0.008489 | 0.0048585 | 0.0065492 | 0.008489 | 0.0087533 | 0.018358 | -0.032305 | -0.090762 | 0.018358 | 0.015301 | -0.010891 | -0.061088 | -0.14279 | -0.010891 | -0.015822
59 | 0.24 | 0.37 | South/Central | AZ | Kingman.AWOS.723700 | 3 | 155032 | 35.77 | 15.6936 | 58.507 | 35.5992 | 22.9078 | 1255.49 | 4.0437 | 15.25 | 5.8537 | -1.81 | 3.1185 | 2.2737 | -9.45 | 4.1516 | -1.8779 | -21.3546 | 3.098 | -37.95 | 6.8512 | -3.7532 | -61.1851 | 4.0437 | 15.25 | 5.8537 | -1.81 | 3.1185 | 4.1725 | 13.76 | 6.1335 | -1.9609 | 0.71436 | 0.0020511 | 0.073369 | 0.032189 | 0.12 | 2.5752 | 0.0082941 | 0.0046636 | 0.0063543 | 0.0082941 | 0.0085584 | 0.03128 | -0.019383 | -0.07784 | 0.03128 | 0.028223 | 0.0063965 | -0.043801 | -0.1255 | 0.0063965 | 0.0014652 | 0.0020511 | 0.073369 | 0.032189 | 0.12 | 2.5752 | 0.0082941 | 0.0046636 | 0.0063543 | 0.0082941 | 0.0085584 | 0.03128 | -0.019383 | -0.07784 | 0.03128 | 0.028223 | 0.0063965 | -0.043801 | -0.1255 | 0.0063965 | 0.0014652
60 | 0.24 | 0.32 | South/Central | AZ | Kingman.AWOS.723700 | 3 | 155032 | 36.4075 | 15.2557 | 58.5504 | 36.2336 | 22.3168 | 1243.66 | 4.0002 | 27.08 | 5.2193 | -1.2191 | 18.4386 | 2.2303 | 2.38 | 3.5172 | -1.287 | -6.0345 | 3.0545 | -26.12 | 6.2168 | -3.1623 | -45.8651 | 4.0002 | 27.08 | 5.2193 | -1.2191 | 18.4386 | 4.1291 | 25.59 | 5.4991 | -1.37 | 16.0344 | 0.0020511 | 0.074676 | 0.031291 | 0.12009 | 2.5509 | 0.008205 | 0.0045745 | 0.0062652 | 0.008205 | 0.0084693 | 0.055544 | 0.0048817 | -0.053575 | 0.055544 | 0.052488 | 0.03782 | -0.012378 | -0.094075 | 0.03782 | 0.032889 | 0.0020511 | 0.074676 | 0.031291 | 0.12009 | 2.5509 | 0.008205 | 0.0045745 | 0.0062652 | 0.008205 | 0.0084693 | 0.055544 | 0.0048817 | -0.053575 | 0.055544 | 0.052488 | 0.03782 | -0.012378 | -0.094075 | 0.03782 | 0.032889
61 | 0.24 | 0.27 | South/Central | AZ | Kingman.AWOS.723700 | 3 | 155032 | 37.5457 | 14.4228 | 58.5901 | 37.3664 | 21.2237 | 1221.25 | 3.9605 | 49.49 | 4.0865 | -0.12594 | 47.2968 | 2.1906 | 24.79 | 2.3844 | -0.19383 | 22.8237 | 3.0148 | -3.71 | 5.084 | -2.0691 | -17.0069 | 3.9605 | 49.49 | 4.0865 | -0.12594 | 47.2968 | 4.0894 | 48 | 4.3662 | -0.27683 | 44.8926 | 0.0020511 | 0.077011 | 0.029583 | 0.12018 | 2.5049 | 0.0081236 | 0.0044931 | 0.0061838 | 0.0081236 | 0.0083879 | 0.10151 | 0.050847 | -0.0076097 | 0.10151 | 0.098454 | 0.097012 | 0.046814 | -0.034883 | 0.097012 | 0.09208 | 0.0020511 | 0.077011 | 0.029583 | 0.12018 | 2.5049 | 0.0081236 | 0.0044931 | 0.0061838 | 0.0081236 | 0.0083879 | 0.10151 | 0.050847 | -0.0076097 | 0.10151 | 0.098454 | 0.097012 | 0.046814 | -0.034883 | 0.097012 | 0.09208
62 | 0.24 | 0.23 | South/Central | AZ | Kingman.AWOS.723700 | 3 | 155032 | 38.5884 | 13.7602 | 58.7598 | 38.4041 | 20.3557 | 1205.28 | 3.7908 | 65.46 | 3.0488 | 0.74199 | 68.4407 | 2.0208 | 40.76 | 1.3467 | 0.6741 | 43.9676 | 2.8451 | 12.26 | 4.0463 | -1.2012 | 4.137 | 3.7908 | 65.46 | 3.0488 | 0.74199 | 68.4407 | 3.9197 | 63.97 | 3.3286 | 0.59111 | 66.0365 | 0.0020511 | 0.07915 | 0.028224 | 0.12052 | 2.4722 | 0.0077754 | 0.0041449 | 0.0058356 | 0.0077754 | 0.0080397 | 0.13427 | 0.083604 | 0.025147 | 0.13427 | 0.13121 | 0.14038 | 0.090183 | 0.0084856 | 0.14038 | 0.13545 | 0.0020511 | 0.07915 | 0.028224 | 0.12052 | 2.4722 | 0.0077754 | 0.0041449 | 0.0058356 | 0.0077754 | 0.0080397 | 0.13427 | 0.083604 | 0.025147 | 0.13427 | 0.13121 | 0.14038 | 0.090183 | 0.0084856 | 0.14038 | 0.13545
63 | 0.24 | 0.19 | South/Central | AZ | Kingman.AWOS.723700 | 3 | 155032 | 39.7719 | 13.0977 | 59.0704 | 39.582 | 19.4884 | 1191.18 | 3.4802 | 79.56 | 1.8709 | 1.6093 | 87.7672 | 1.7102 | 54.86 | 0.16881 | 1.5414 | 63.294 | 2.5345 | 26.36 | 2.8684 | -0.33387 | 23.4635 | 3.4802 | 79.56 | 1.8709 | 1.6093 | 87.7672 | 3.6091 | 78.07 | 2.1507 | 1.4584 | 85.363 | 0.0020511 | 0.081577 | 0.026865 | 0.12116 | 2.4433 | 0.0071384 | 0.0035079 | 0.0051987 | 0.0071384 | 0.0074027 | 0.16319 | 0.11252 | 0.054068 | 0.16319 | 0.16013 | 0.18002 | 0.12982 | 0.048126 | 0.18002 | 0.17509 | 0.0020511 | 0.081577 | 0.026865 | 0.12116 | 2.4433 | 0.0071384 | 0.0035079 | 0.0051987 | 0.0071384 | 0.0074027 | 0.16319 | 0.11252 | 0.054068 | 0.16319 | 0.16013 | 0.18002 | 0.12982 | 0.048126 | 0.18002 | 0.17509
64 | 0.24 | 0.17 | South/Central | AZ | Kingman.AWOS.723700 | 3 | 155032 | 40.4183 | 12.7712 | 59.2903 | 40.2253 | 19.065 | 1185.21 | 3.2603 | 85.53 | 1.2276 | 2.0327 | 96.3275 | 1.4903 | 60.83 | -0.47449 | 1.9648 | 71.8544 | 2.3146 | 32.33 | 2.2251 | 0.089531 | 32.0238 | 3.2603 | 85.53 | 1.2276 | 2.0327 | 96.3275 | 3.3892 | 84.04 | 1.5074 | 1.8818 | 93.9233 | 0.0020511 | 0.082903 | 0.026195 | 0.12161 | 2.431 | 0.0066874 | 0.0030569 | 0.0047476 | 0.0066874 | 0.0069517 | 0.17543 | 0.12477 | 0.066313 | 0.17543 | 0.17238 | 0.19758 | 0.14738 | 0.065685 | 0.19758 | 0.19265 | 0.0020511 | 0.082903 | 0.026195 | 0.12161 | 2.431 | 0.0066874 | 0.0030569 | 0.0047476 | 0.0066874 | 0.0069517 | 0.17543 | 0.12477 | 0.066313 | 0.17543 | 0.17238 | 0.19758 | 0.14738 | 0.065685 | 0.19758 | 0.19265
65 | 0.22 | 0.47 | South/Central | AZ | Kingman.AWOS.723700 | 3 | 155032 | 33.9163 | 16.6883 | 57.9688 | 33.7542 | 24.2145 | 1275.77 | 4.5818 | -5.03 | 7.6987 | -3.1168 | -25.0996 | 2.8119 | -29.73 | 5.9966 | -3.1847 | -49.5728 | 3.6361 | -58.23 | 8.6961 | -5.06 | -89.4033 | 4.5818 | -5.03 | 7.6987 | -3.1168 | -25.0996 | 4.7107 | -6.52 | 7.9784 | -3.2677 | -27.5038 | 0.0020511 | 0.069566 | 0.03423 | 0.1189 | 2.6168 | 0.0093979 | 0.0057675 | 0.0074582 | 0.0093979 | 0.0096623 | -0.010317 | -0.06098 | -0.11944 | -0.010317 | -0.013373 | -0.051482 | -0.10168 | -0.18338 | -0.051482 | -0.056414 | 0.0020511 | 0.069566 | 0.03423 | 0.1189 | 2.6168 | 0.0093979 | 0.0057675 | 0.0074582 | 0.0093979 | 0.0096623 | -0.010317 | -0.06098 | -0.11944 | -0.010317 | -0.013373 | -0.051482 | -0.10168 | -0.18338 | -0.051482 | -0.056414
66 | 0.22 | 0.42 | South/Central | AZ | Kingman.AWOS.723700 | 3 | 155032 | 34.6233 | 15.9804 | 57.727 | 34.4578 | 23.2692 | 1252.81 | 4.8236 | 17.93 | 6.9951 | -2.1715 | 3.3882 | 3.0536 | -6.77 | 5.293 | -2.2394 | -21.085 | 3.8779 | -35.27 | 7.9926 | -4.1147 | -60.9155 | 4.8236 | 17.93 | 6.9951 | -2.1715 | 3.3882 | 4.9524 | 16.44 | 7.2748 | -2.3224 | 0.98399 | 0.0020511 | 0.071017 | 0.032778 | 0.11841 | 2.5697 | 0.0098937 | 0.0062633 | 0.007954 | 0.0098937 | 0.010158 | 0.036777 | -0.013886 | -0.072343 | 0.036777 | 0.03372 | 0.0069496 | -0.043248 | -0.12495 | 0.0069496 | 0.0020183 | 0.0020511 | 0.071017 | 0.032778 | 0.11841 | 2.5697 | 0.0098937 | 0.0062633 | 0.007954 | 0.0098937 | 0.010158 | 0.036777 | -0.013886 | -0.072343 | 0.036777 | 0.03372 | 0.0069496 | -0.043248 | -0.12495 | 0.0069496 | 0.0020183
67 | 0.22 | 0.37 | South/Central | AZ | Kingman.AWOS.723700 | 3 | 155032 | 35.0695 | 15.7093 | 57.8021 | 34.9019 | 22.9002 | 1246.06 | 4.7485 | 24.68 | 6.551 | -1.8025 | 12.34 | 2.9785 | -0.02 | 4.8489 | -1.8704 | -12.1331 | 3.8028 | -28.52 | 7.5485 | -3.7457 | -51.9637 | 4.7485 | 24.68 | 6.551 | -1.8025 | 12.34 | 4.8774 | 23.19 | 6.8307 | -1.9534 | 9.9358 | 0.0020511 | 0.071932 | 0.032222 | 0.11856 | 2.5558 | 0.0097397 | 0.0061092 | 0.0078 | 0.0097397 | 0.010004 | 0.050622 | -4.1022e-05 | -0.058498 | 0.050622 | 0.047566 | 0.025311 | -0.024887 | -0.10658 | 0.025311 | 0.02038 | 0.0020511 | 0.071932 | 0.032222 | 0.11856 | 2.5558 | 0.0097397 | 0.0061092 | 0.0078 | 0.0097397 | 0.010004 | 0.050622 | -4.1022e-05 | -0.058498 | 0.050622 | 0.047566 | 0.025311 | -0.024887 | -0.10658 | 0.025311 | 0.02038
68 | 0.22 | 0.32 | South/Central | AZ | Kingman.AWOS.723700 | 3 | 155032 | 35.6969 | 15.2714 | 57.8356 | 35.5263 | 22.3092 | 1234.07 | 4.7151 | 36.67 | 5.9265 | -1.2115 | 27.7897 | 2.9451 | 11.97 | 4.2244 | -1.2794 | 3.3165 | 3.7694 | -16.53 | 6.924 | -3.1547 | -36.514 | 4.7151 | 36.67 | 5.9265 | -1.2115 | 27.7897 | 4.8439 | 35.18 | 6.2063 | -1.3624 | 25.3855 | 0.0020511 | 0.073219 | 0.031323 | 0.11863 | 2.5312 | 0.0096712 | 0.0060407 | 0.0077314 | 0.0096712 | 0.0099355 | 0.075215 | 0.024552 | -0.033905 | 0.075215 | 0.072159 | 0.057 | 0.0068026 | -0.074895 | 0.057 | 0.052069 | 0.0020511 | 0.073219 | 0.031323 | 0.11863 | 2.5312 | 0.0096712 | 0.0060407 | 0.0077314 | 0.0096712 | 0.0099355 | 0.075215 | 0.024552 | -0.033905 | 0.075215 | 0.072159 | 0.057 | 0.0068026 | -0.074895 | 0.057 | 0.052069
69 | 0.22 | 0.27 | South/Central | AZ | Kingman.AWOS.723700 | 3 | 155032 | 36.8206 | 14.4327 | 57.8502 | 36.6446 | 21.2056 | 1211.13 | 4.7004 | 59.61 | 4.8083 | -0.10786 | 57.2504 | 2.9305 | 34.91 | 3.1062 | -0.17576 | 32.7773 | 3.7547 | 6.41 | 5.8058 | -2.0511 | -7.0532 | 4.7004 | 59.61 | 4.8083 | -0.10786 | 57.2504 | 4.8293 | 58.12 | 5.0881 | -0.25875 | 54.8462 | 0.0020511 | 0.075523 | 0.029603 | 0.11866 | 2.4842 | 0.0096412 | 0.0060107 | 0.0077014 | 0.0096412 | 0.0099055 | 0.12227 | 0.071605 | 0.013148 | 0.12227 | 0.11921 | 0.11743 | 0.06723 | -0.014467 | 0.11743 | 0.1125 | 0.0020511 | 0.075523 | 0.029603 | 0.11866 | 2.4842 | 0.0096412 | 0.0060107 | 0.0077014 | 0.0096412 | 0.0099055 | 0.12227 | 0.071605 | 0.013148 | 0.12227 | 0.11921 | 0.11743 | 0.06723 | -0.014467 | 0.11743 | 0.1125
70 | 0.22 | 0.23 | South/Central | AZ | Kingman.AWOS.723700 | 3 | 155032 | 37.8532 | 13.7655 | 58.0052 | 37.6723 | 20.3329 | 1194.87 | 4.5454 | 75.87 | 3.7806 | 0.76484 | 78.7109 | 2.7754 | 51.17 | 2.0785 | 0.69695 | 54.2377 | 3.5997 | 22.67 | 4.7781 | -1.1784 | 14.4072 | 4.5454 | 75.87 | 3.7806 | 0.76484 | 78.7109 | 4.6743 | 74.38 | 4.0603 | 0.61396 | 76.3067 | 0.0020511 | 0.077642 | 0.028235 | 0.11898 | 2.4508 | 0.0093232 | 0.0056927 | 0.0073834 | 0.0093232 | 0.0095875 | 0.15562 | 0.10496 | 0.046499 | 0.15562 | 0.15256 | 0.16145 | 0.11125 | 0.029551 | 0.16145 | 0.15651 | 0.0020511 | 0.077642 | 0.028235 | 0.11898 | 2.4508 | 0.0093232 | 0.0056927 | 0.0073834 | 0.0093232 | 0.0095875 | 0.15562 | 0.10496 | 0.046499 | 0.15562 | 0.15256 | 0.16145 | 0.11125 | 0.029551 | 0.16145 | 0.15651
71 | 0.22 | 0.19 | South/Central | AZ | Kingman.AWOS.723700 | 3 | 155032 | 39.0314 | 13.0972 | 58.3048 | 38.8449 | 19.4598 | 1180.51 | 4.2459 | 90.23 | 2.608 | 1.6379 | 98.3315 | 2.4759 | 65.53 | 0.90585 | 1.57 | 73.8583 | 3.3001 | 37.03 | 3.6055 | -0.3053 | 34.0278 | 4.2459 | 90.23 | 2.608 | 1.6379 | 98.3315 | 4.3747 | 88.74 | 2.8877 | 1.487 | 95.9273 | 0.0020511 | 0.080058 | 0.026864 | 0.11959 | 2.4214 | 0.0087088 | 0.0050783 | 0.006769 | 0.0087088 | 0.0089731 | 0.18507 | 0.13441 | 0.075953 | 0.18507 | 0.18202 | 0.20169 | 0.15149 | 0.069795 | 0.20169 | 0.19676 | 0.0020511 | 0.080058 | 0.026864 | 0.11959 | 2.4214 | 0.0087088 | 0.0050783 | 0.006769 | 0.0087088 | 0.0089731 | 0.18507 | 0.13441 | 0.075953 | 0.18507 | 0.18202 | 0.20169 | 0.15149 | 0.069795 | 0.20169 | 0.19676
72 | 0.22 | 0.17 | South/Central | AZ | Kingman.AWOS.723700 | 3 | 155032 | 39.6732 | 12.7612 | 58.5052 | 39.4836 | 19.0216 | 1173.99 | 4.0455 | 96.75 | 1.9693 | 2.0761 | 107.5404 | 2.2755 | 72.05 | 0.26721 | 2.0083 | 83.0673 | 3.0998 | 43.55 | 2.9668 | 0.13295 | 43.2367 | 4.0455 | 96.75 | 1.9693 | 2.0761 | 107.5404 | 4.1743 | 95.26 | 2.2491 | 1.9253 | 105.1362 | 0.0020511 | 0.081375 | 0.026175 | 0.12 | 2.408 | 0.0082977 | 0.0046673 | 0.006358 | 0.0082977 | 0.0085621 | 0.19845 | 0.14778 | 0.089326 | 0.19845 | 0.19539 | 0.22058 | 0.17038 | 0.088684 | 0.22058 | 0.21565 | 0.0020511 | 0.081375 | 0.026175 | 0.12 | 2.408 | 0.0082977 | 0.0046673 | 0.006358 | 0.0082977 | 0.0085621 | 0.19845 | 0.14778 | 0.089326 | 0.19845 | 0.19539 | 0.22058 | 0.17038 | 0.088684 | 0.22058 | 0.21565
73 | 0.2 | 0.47 | South/Central | AZ | Kingman.AWOS.723700 | 3 | 155032 | 33.2258 | 16.7087 | 57.2787 | 33.0669 | 24.2118 | 1266.61 | 5.2719 | 4.13 | 8.386 | -3.114 | -16.1948 | 3.5019 | -20.57 | 6.6839 | -3.1819 | -40.668 | 4.3262 | -49.07 | 9.3835 | -5.0572 | -80.4985 | 5.2719 | 4.13 | 8.386 | -3.114 | -16.1948 | 5.4008 | 2.64 | 8.6657 | -3.2649 | -18.599 | 0.0020511 | 0.06815 | 0.034272 | 0.11749 | 2.598 | 0.010813 | 0.0071829 | 0.0088736 | 0.010813 | 0.011078 | 0.0084711 | -0.042192 | -0.10065 | 0.0084711 | 0.005415 | -0.033218 | -0.083415 | -0.16511 | -0.033218 | -0.038149 | 0.0020511 | 0.06815 | 0.034272 | 0.11749 | 2.598 | 0.010813 | 0.0071829 | 0.0088736 | 0.010813 | 0.011078 | 0.0084711 | -0.042192 | -0.10065 | 0.0084711 | 0.005415 | -0.033218 | -0.083415 | -0.16511 | -0.033218 | -0.038149
74 | 0.2 | 0.42 | South/Central | AZ | Kingman.AWOS.723700 | 3 | 155032 | 33.9281 | 16.0019 | 57.0333 | 33.7658 | 23.2675 | 1243.63 | 5.5173 | 27.11 | 7.6871 | -2.1697 | 12.3135 | 3.7473 | 2.41 | 5.985 | -2.2376 | -12.1597 | 4.5716 | -26.09 | 8.6846 | -4.1129 | -51.9902 | 5.5173 | 27.11 | 7.6871 | -2.1697 | 12.3135 | 5.6462 | 25.62 | 7.9668 | -2.3206 | 9.9093 | 0.0020511 | 0.069591 | 0.032822 | 0.11698 | 2.5508 | 0.011317 | 0.0076863 | 0.009377 | 0.011317 | 0.011581 | 0.055606 | 0.0049432 | -0.053514 | 0.055606 | 0.05255 | 0.025256 | -0.024941 | -0.10664 | 0.025256 | 0.020325 | 0.0020511 | 0.069591 | 0.032822 | 0.11698 | 2.5508 | 0.011317 | 0.0076863 | 0.009377 | 0.011317 | 0.011581 | 0.055606 | 0.0049432 | -0.053514 | 0.055606 | 0.05255 | 0.025256 | -0.024941 | -0.10664 | 0.025256 | 0.020325
75 | 0.2 | 0.37 | South/Central | AZ | Kingman.AWOS.723700 | 3 | 155032 | 34.3643 | 15.7297 | 57.092 | 34.2 | 22.8921 | 1236.52 | 5.4586 | 34.22 | 7.2529 | -1.7943 | 21.6458 | 3.6886 | 9.52 | 5.5508 | -1.8622 | -2.8274 | 4.5129 | -18.98 | 8.2504 | -3.7375 | -42.6579 | 5.4586 | 34.22 | 7.2529 | -1.7943 | 21.6458 | 5.5874 | 32.73 | 7.5327 | -1.9452 | 19.2416 | 0.0020511 | 0.070485 | 0.032263 | 0.1171 | 2.5363 | 0.011196 | 0.0075657 | 0.0092565 | 0.011196 | 0.011461 | 0.070189 | 0.019527 | -0.03893 | 0.070189 | 0.067133 | 0.044398 | -0.0057993 | -0.087497 | 0.044398 | 0.039467 | 0.0020511 | 0.070485 | 0.032263 | 0.1171 | 2.5363 | 0.011196 | 0.0075657 | 0.0092565 | 0.011196 | 0.011461 | 0.070189 | 0.019527 | -0.03893 | 0.070189 | 0.067133 | 0.044398 | -0.0057993 | -0.087497 | 0.044398 | 0.039467
76 | 0.2 | 0.32 | South/Central | AZ | Kingman.AWOS.723700 | 3 | 155032 | 34.9718 | 15.2871 | 57.0966 | 34.8045 | 22.292 | 1223.99 | 5.4541 | 46.75 | 6.6484 | -1.1943 | 37.7074 | 3.6841 | 22.05 | 4.9463 | -1.2622 | 13.2343 | 4.5084 | -6.45 | 7.6459 | -3.1375 | -26.5963 | 5.4541 | 46.75 | 6.6484 | -1.1943 | 37.7074 | 5.5829 | 45.26 | 6.9281 | -1.3452 | 35.3032 | 0.0020511 | 0.071731 | 0.031356 | 0.11711 | 2.5106 | 0.011187 | 0.0075565 | 0.0092472 | 0.011187 | 0.011451 | 0.09589 | 0.045227 | -0.01323 | 0.09589 | 0.092834 | 0.077343 | 0.027145 | -0.054552 | 0.077343 | 0.072411 | 0.0020511 | 0.071731 | 0.031356 | 0.11711 | 2.5106 | 0.011187 | 0.0075565 | 0.0092472 | 0.011187 | 0.011451 | 0.09589 | 0.045227 | -0.01323 | 0.09589 | 0.092834 | 0.077343 | 0.027145 | -0.054552 | 0.077343 | 0.072411
77 | 0.2 | 0.27 | South/Central | AZ | Kingman.AWOS.723700 | 3 | 155032 | 36.0854 | 14.4385 | 57.0912 | 35.9128 | 21.1783 | 1200.59 | 5.4595 | 70.15 | 5.5401 | -0.080603 | 67.6954 | 3.6895 | 45.45 | 3.838 | -0.14849 | 43.2223 | 4.5138 | 16.95 | 6.5376 | -2.0238 | 3.3917 | 5.4595 | 70.15 | 5.5401 | -0.080603 | 67.6954 | 5.5883 | 68.66 | 5.8198 | -0.23148 | 65.2912 | 0.0020511 | 0.074016 | 0.029615 | 0.1171 | 2.4626 | 0.011198 | 0.0075676 | 0.0092583 | 0.011198 | 0.011462 | 0.14389 | 0.093224 | 0.034767 | 0.14389 | 0.14083 | 0.13885 | 0.088654 | 0.0069569 | 0.13885 | 0.13392 | 0.0020511 | 0.074016 | 0.029615 | 0.1171 | 2.4626 | 0.011198 | 0.0075676 | 0.0092583 | 0.011198 | 0.011462 | 0.14389 | 0.093224 | 0.034767 | 0.14389 | 0.14083 | 0.13885 | 0.088654 | 0.0069569 | 0.13885 | 0.13392
78 | 0.2 | 0.23 | South/Central | AZ | Kingman.AWOS.723700 | 3 | 155032 | 37.1181 | 13.7659 | 57.2404 | 36.9406 | 20.2999 | 1184.11 | 5.3102 | 86.63 | 4.5123 | 0.79787 | 89.3845 | 3.5402 | 61.93 | 2.8102 | 0.72998 | 64.9114 | 4.3645 | 33.43 | 5.5098 | -1.1453 | 25.0808 | 5.3102 | 86.63 | 4.5123 | 0.79787 | 89.3845 | 5.4391 | 85.14 | 4.7921 | 0.64699 | 86.9803 | 0.0020511 | 0.076134 | 0.028235 | 0.11741 | 2.4288 | 0.010892 | 0.0072614 | 0.0089521 | 0.010892 | 0.011156 | 0.17769 | 0.12703 | 0.068569 | 0.17769 | 0.17463 | 0.18334 | 0.13314 | 0.051444 | 0.18334 | 0.17841 | 0.0020511 | 0.076134 | 0.028235 | 0.11741 | 2.4288 | 0.010892 | 0.0072614 | 0.0089521 | 0.010892 | 0.011156 | 0.17769 | 0.12703 | 0.068569 | 0.17769 | 0.17463 | 0.18334 | 0.13314 | 0.051444 | 0.18334 | 0.17841
79 | 0.2 | 0.19 | South/Central | AZ | Kingman.AWOS.723700 | 3 | 155032 | 38.2859 | 13.0929 | 57.525 | 38.1028 | 19.4221 | 1169.47 | 5.0257 | 101.27 | 3.3501 | 1.6756 | 109.3233 | 3.2557 | 76.57 | 1.6479 | 1.6077 | 84.8501 | 4.08 | 48.07 | 4.3475 | -0.26759 | 45.0196 | 5.0257 | 101.27 | 3.3501 | 1.6756 | 109.3233 | 5.1545 | 99.78 | 3.6298 | 1.5247 | 106.9191 | 0.0020511 | 0.078529 | 0.026855 | 0.11799 | 2.3987 | 0.010308 | 0.0066778 | 0.0083685 | 0.010308 | 0.010573 | 0.20772 | 0.15705 | 0.098597 | 0.20772 | 0.20466 | 0.22424 | 0.17404 | 0.092341 | 0.22424 | 0.2193 | 0.0020511 | 0.078529 | 0.026855 | 0.11799 | 2.3987 | 0.010308 | 0.0066778 | 0.0083685 | 0.010308 | 0.010573 | 0.20772 | 0.15705 | 0.098597 | 0.20772 | 0.20466 | 0.22424 | 0.17404 | 0.092341 | 0.22424 | 0.2193
80 | 0.2 | 0.17 | South/Central | AZ | Kingman.AWOS.723700 | 3 | 155032 | 38.9227 | 12.7569 | 57.7204 | 38.7366 | 18.9838 | 1162.86 | 4.8302 | 107.88 | 2.7163 | 2.1139 | 118.598 | 3.0602 | 83.18 | 1.0142 | 2.0461 | 94.1249 | 3.8845 | 54.68 | 3.7138 | 0.17075 | 54.2943 | 4.8302 | 107.88 | 2.7163 | 2.1139 | 118.598 | 4.9591 | 106.39 | 2.996 | 1.9631 | 116.1938 | 0.0020511 | 0.079835 | 0.026166 | 0.11839 | 2.3852 | 0.0099074 | 0.0062769 | 0.0079677 | 0.0099074 | 0.010172 | 0.22128 | 0.17061 | 0.11216 | 0.22128 | 0.21822 | 0.24326 | 0.19306 | 0.11136 | 0.24326 | 0.23833 | 0.0020511 | 0.079835 | 0.026166 | 0.11839 | 2.3852 | 0.0099074 | 0.0062769 | 0.0079677 | 0.0099074 | 0.010172 | 0.22128 | 0.17061 | 0.11216 | 0.22128 | 0.21822 | 0.24326 | 0.19306 | 0.11136 | 0.24326 | 0.23833
81 | 0.35 | 0.2 | South/Central | AZ | Kingman.AWOS.723700 | 3 | 155032 | 43.4116 | 13.2873 | 63.1001 | 43.2049 | 19.8952 | 1252.72 | -0.54949 | 18.02 | -1.752 | 1.2025 | 25.2727 | -2.3195 | -6.68 | -3.4541 | 1.1346 | 0.79954 | -1.4952 | -35.18 | -0.7545 | -0.7407 | -39.031 | -0.54949 | 18.02 | -1.752 | 1.2025 | 25.2727 | -0.42062 | 16.53 | -1.4722 | 1.0516 | 22.8685 | 0.0020511 | 0.089043 | 0.027254 | 0.12943 | 2.5695 | -0.0011271 | -0.0047576 | -0.0030668 | -0.0011271 | -0.00086274 | 0.036961 | -0.013702 | -0.072159 | 0.036961 | 0.033905 | 0.051837 | 0.00164 | -0.080057 | 0.051837 | 0.046906 | 0.0020511 | 0.089043 | 0.027254 | 0.12943 | 2.5695 | -0.0011271 | -0.0047576 | -0.0030668 | -0.0011271 | -0.00086274 | 0.036961 | -0.013702 | -0.072159 | 0.036961 | 0.033905 | 0.051837 | 0.00164 | -0.080057 | 0.051837 | 0.046906
82 | 0.35 | 0.25 | South/Central | AZ | Kingman.AWOS.723700 | 3 | 155032 | 41.9323 | 14.0902 | 62.6795 | 41.7327 | 20.9468 | 1269.25 | -0.12887 | 1.49 | -0.27976 | 0.15088 | 2.4042 | -1.8989 | -23.21 | -1.9819 | 0.08299 | -22.069 | -1.0746 | -51.71 | 0.71774 | -1.7923 | -61.8995 | -0.12887 | 1.49 | -0.27976 | 0.15088 | 2.4042 | 0 | 0 | 0 | 0 | 0 | 0.0020511 | 0.086008 | 0.028901 | 0.12856 | 2.6034 | -0.00026434 | -0.0038948 | -0.0022041 | -0.00026434 | 0 | 0.0030562 | -0.047607 | -0.10606 | 0.0030562 | 0 | 0.0049313 | -0.045266 | -0.12696 | 0.0049313 | 0 | 0.0020511 | 0.086008 | 0.028901 | 0.12856 | 2.6034 | -0.00026434 | -0.0038948 | -0.0022041 | -0.00026434 | 0 | 0.0030562 | -0.047607 | -0.10606 | 0.0030562 | 0 | 0.0049313 | -0.045266 | -0.12696 | 0.0049313 | 0
83 | 0.35 | 0.3 | South/Central | AZ | Kingman.AWOS.723700 | 3 | 155032 | 41.6513 | 14.172 | 62.5506 | 41.4529 | 21.0977 | 1270.74 | 0 | 0 | 0 | 0 | 0 | -1.77 | -24.7 | -1.7021 | -0.067892 | -24.4731 | -0.94571 | -53.2 | 0.99749 | -1.9432 | -64.3037 | 0 | 0 | 0 | 0 | 0 | 0.12887 | -1.49 | 0.27976 | -0.15088 | -2.4042 | 0.0020511 | 0.085432 | 0.029069 | 0.1283 | 2.6064 | 0 | -0.0036305 | -0.0019398 | 0 | 0.00026434 | 0 | -0.050663 | -0.10912 | 0 | -0.0030562 | 0 | -0.050197 | -0.13189 | 0 | -0.0049313 | 0.0020511 | 0.085432 | 0.029069 | 0.1283 | 2.6064 | 0 | -0.0036305 | -0.0019398 | 0 | 0.00026434 | 0 | -0.050663 | -0.10912 | 0 | -0.0030562 | 0 | -0.050197 | -0.13189 | 0 | -0.0049313
84 | 0.35 | 0.35 | South/Central | AZ | Kingman.AWOS.723700 | 3 | 155032 | 40.3889 | 14.915 | 62.2615 | 40.1965 | 22.065 | 1287.25 | 0.2891 | -16.51 | 1.2564 | -0.9673 | -22.2863 | -1.4809 | -41.21 | -0.44571 | -1.0352 | -46.7594 | -0.65661 | -69.71 | 2.2539 | -2.9105 | -86.5899 | 0.2891 | -16.51 | 1.2564 | -0.9673 | -22.2863 | 0.41797 | -18 | 1.5362 | -1.1182 | -24.6904 | 0.0020511 | 0.082843 | 0.030592 | 0.12771 | 2.6403 | 0.00059297 | -0.0030375 | -0.0013468 | 0.00059297 | 0.00085731 | -0.033864 | -0.084527 | -0.14298 | -0.033864 | -0.03692 | -0.045712 | -0.095909 | -0.17761 | -0.045712 | -0.050643 | 0.0020511 | 0.082843 | 0.030592 | 0.12771 | 2.6403 | 0.00059297 | -0.0030375 | -0.0013468 | 0.00059297 | 0.00085731 | -0.033864 | -0.084527 | -0.14298 | -0.033864 | -0.03692 | -0.045712 | -0.095909 | -0.17761 | -0.045712 | -0.050643
85 | 0.35 | 0.4 | South/Central | AZ | Kingman.AWOS.723700 | 3 | 155032 | 39.2909 | 15.6575 | 62.1365 | 39.1038 | 23.0327 | 1305.9 | 0.4141 | -35.16 | 2.3491 | -1.935 | -46.6824 | -1.3559 | -59.86 | 0.64697 | -2.0029 | -71.1555 | -0.53161 | -88.36 | 3.3466 | -3.8782 | -110.9861 | 0.4141 | -35.16 | 2.3491 | -1.935 | -46.6824 | 0.54297 | -36.65 | 2.6288 | -2.0859 | -49.0866 | 0.0020511 | 0.080591 | 0.032115 | 0.12745 | 2.6786 | 0.00084937 | -0.0027811 | -0.0010904 | 0.00084937 | 0.0011137 | -0.072117 | -0.12278 | -0.18124 | -0.072117 | -0.075174 | -0.095751 | -0.14595 | -0.22765 | -0.095751 | -0.10068 | 0.0020511 | 0.080591 | 0.032115 | 0.12745 | 2.6786 | 0.00084937 | -0.0027811 | -0.0010904 | 0.00084937 | 0.0011137 | -0.072117 | -0.12278 | -0.18124 | -0.072117 | -0.075174 | -0.095751 | -0.14595 | -0.22765 | -0.095751 | -0.10068
86 | 0.33 | 0.2 | South/Central | AZ | Kingman.AWOS.723700 | 3 | 155032 | 42.7211 | 13.2773 | 62.3696 | 42.5176 | 19.852 | 1242.2 | 0.18103 | 28.54 | -1.0647 | 1.2457 | 35.7808 | -1.589 | 3.84 | -2.7668 | 1.1778 | 11.3076 | -0.76467 | -24.66 | -0.067164 | -0.69751 | -28.5229 | 0.18103 | 28.54 | -1.0647 | 1.2457 | 35.7808 | 0.3099 | 27.05 | -0.7849 | 1.0948 | 33.3766 | 0.0020511 | 0.087626 | 0.027233 | 0.12793 | 2.5479 | 0.00037132 | -0.0032592 | -0.0015684 | 0.00037132 | 0.00063565 | 0.058539 | 0.0078763 | -0.050581 | 0.058539 | 0.055483 | 0.073391 | 0.023193 | -0.058504 | 0.073391 | 0.068459 | 0.0020511 | 0.087626 | 0.027233 | 0.12793 | 2.5479 | 0.00037132 | -0.0032592 | -0.0015684 | 0.00037132 | 0.00063565 | 0.058539 | 0.0078763 | -0.050581 | 0.058539 | 0.055483 | 0.073391 | 0.023193 | -0.058504 | 0.073391 | 0.068459
87 | 0.33 | 0.25 | South/Central | AZ | Kingman.AWOS.723700 | 3 | 155032 | 41.2471 | 14.0902 | 61.9685 | 41.0506 | 20.9179 | 1259.28 | 0.5821 | 11.46 | 0.4023 | 0.1798 | 12.2787 | -1.1879 | -13.24 | -1.2998 | 0.11191 | -12.1944 | -0.36361 | -41.74 | 1.3998 | -1.7634 | -52.025 | 0.5821 | 11.46 | 0.4023 | 0.1798 | 12.2787 | 0.71097 | 9.97 | 0.68205 | 0.028915 | 9.8745 | 0.0020511 | 0.084603 | 0.028901 | 0.12711 | 2.5829 | 0.001194 | -0.0024365 | -0.00074581 | 0.001194 | 0.0014583 | 0.023506 | -0.027157 | -0.085614 | 0.023506 | 0.02045 | 0.025185 | -0.025012 | -0.10671 | 0.025185 | 0.020254 | 0.0020511 | 0.084603 | 0.028901 | 0.12711 | 2.5829 | 0.001194 | -0.0024365 | -0.00074581 | 0.001194 | 0.0014583 | 0.023506 | -0.027157 | -0.085614 | 0.023506 | 0.02045 | 0.025185 | -0.025012 | -0.10671 | 0.025185 | 0.020254
88 | 0.33 | 0.3 | South/Central | AZ | Kingman.AWOS.723700 | 3 | 155032 | 40.9718 | 14.172 | 61.8507 | 40.7765 | 21.0742 | 1261.04 | 0.6999 | 9.7 | 0.67638 | 0.023523 | 9.5881 | -1.0701 | -15 | -1.0257 | -0.044368 | -14.8851 | -0.2458 | -43.5 | 1.6739 | -1.9197 | -54.7156 | 0.6999 | 9.7 | 0.67638 | 0.023523 | 9.5881 | 0.82878 | 8.21 | 0.95614 | -0.12736 | 7.1839 | 0.0020511 | 0.084038 | 0.029069 | 0.12686 | 2.5865 | 0.0014356 | -0.0021949 | -0.00050417 | 0.0014356 | 0.0016999 | 0.019896 | -0.030767 | -0.089224 | 0.019896 | 0.01684 | 0.019666 | -0.030531 | -0.11223 | 0.019666 | 0.014735 | 0.0020511 | 0.084038 | 0.029069 | 0.12686 | 2.5865 | 0.0014356 | -0.0021949 | -0.00050417 | 0.0014356 | 0.0016999 | 0.019896 | -0.030767 | -0.089224 | 0.019896 | 0.01684 | 0.019666 | -0.030531 | -0.11223 | 0.019666 | 0.014735
89 | 0.33 | 0.35 | South/Central | AZ | Kingman.AWOS.723700 | 3 | 155032 | 39.7183 | 14.9249 | 61.581 | 39.529 | 22.0519 | 1278.01 | 0.96965 | -7.27 | 1.9239 | -0.9542 | -13.2259 | -0.80035 | -31.97 | 0.22175 | -1.0221 | -37.699 | 0.023942 | -60.47 | 2.9213 | -2.8974 | -77.5296 | 0.96965 | -7.27 | 1.9239 | -0.9542 | -13.2259 | 1.0985 | -8.76 | 2.2036 | -1.1051 | -15.6301 | 0.0020511 | 0.081467 | 0.030613 | 0.12631 | 2.6214 | 0.0019889 | -0.0016416 | 4.9109e-05 | 0.0019889 | 0.0022532 | -0.014912 | -0.065574 | -0.12403 | -0.014912 | -0.017968 | -0.027128 | -0.077325 | -0.15902 | -0.027128 | -0.032059 | 0.0020511 | 0.081467 | 0.030613 | 0.12631 | 2.6214 | 0.0019889 | -0.0016416 | 4.9109e-05 | 0.0019889 | 0.0022532 | -0.014912 | -0.065574 | -0.12403 | -0.014912 | -0.017968 | -0.027128 | -0.077325 | -0.15902 | -0.027128 | -0.032059
90 | 0.33 | 0.4 | South/Central | AZ | Kingman.AWOS.723700 | 3 | 155032 | 38.6304 | 15.6679 | 61.4664 | 38.4463 | 23.0201 | 1296.81 | 1.0843 | -26.07 | 3.0066 | -1.9223 | -37.7671 | -0.68573 | -50.77 | 1.3045 | -1.9902 | -62.2402 | 0.13856 | -79.27 | 4.0041 | -3.8655 | -102.0708 | 1.0843 | -26.07 | 3.0066 | -1.9223 | -37.7671 | 1.2131 | -27.56 | 3.2863 | -2.0732 | -40.1713 | 0.0020511 | 0.079236 | 0.032137 | 0.12608 | 2.6599 | 0.002224 | -0.0014065 | 0.00028419 | 0.002224 | 0.0024883 | -0.053473 | -0.10414 | -0.16259 | -0.053473 | -0.056529 | -0.077465 | -0.12766 | -0.20936 | -0.077465 | -0.082396 | 0.0020511 | 0.079236 | 0.032137 | 0.12608 | 2.6599 | 0.002224 | -0.0014065 | 0.00028419 | 0.002224 | 0.0024883 | -0.053473 | -0.10414 | -0.16259 | -0.053473 | -0.056529 | -0.077465 | -0.12766 | -0.20936 | -0.077465 | -0.082396
91 | 0.3 | 0.2 | South/Central | AZ | Kingman.AWOS.723700 | 3 | 155032 | 41.6664 | 13.2672 | 61.2644 | 41.4677 | 19.7967 | 1226.51 | 1.2862 | 44.23 | -0.014786 | 1.301 | 51.4084 | -0.48379 | 19.53 | -1.7169 | 1.2331 | 26.9352 | 0.3405 | -8.97 | 0.98271 | -0.64221 | -12.8953 | 1.2862 | 44.23 | -0.014786 | 1.301 | 51.4084 | 1.4151 | 42.74 | 0.26497 | 1.1501 | 49.0042 | 0.0020511 | 0.085463 | 0.027213 | 0.12566 | 2.5157 | 0.0026382 | -0.00099232 | 0.0006984 | 0.0026382 | 0.0029025 | 0.090721 | 0.040058 | -0.018399 | 0.090721 | 0.087665 | 0.10544 | 0.055247 | -0.02645 | 0.10544 | 0.10051 | 0.0020511 | 0.085463 | 0.027213 | 0.12566 | 2.5157 | 0.0026382 | -0.00099232 | 0.0006984 | 0.0026382 | 0.0029025 | 0.090721 | 0.040058 | -0.018399 | 0.090721 | 0.087665 | 0.10544 | 0.055247 | -0.02645 | 0.10544 | 0.10051
92 | 0.3 | 0.25 | South/Central | AZ | Kingman.AWOS.723700 | 3 | 155032 | 40.2024 | 14.0859 | 60.8795 | 40.0107 | 20.8689 | 1243.95 | 1.6711 | 26.79 | 1.4422 | 0.22886 | 27.5317 | -0.098906 | 2.09 | -0.25987 | 0.16097 | 3.0586 | 0.72538 | -26.41 | 2.4397 | -1.7143 | -36.7719 | 1.6711 | 26.79 | 1.4422 | 0.22886 | 27.5317 | 1.8 | 25.3 | 1.722 | 0.077977 | 25.1276 | 0.0020511 | 0.08246 | 0.028892 | 0.12487 | 2.5515 | 0.0034276 | -0.00020287 | 0.0014879 | 0.0034276 | 0.0036919 | 0.05495 | 0.0042868 | -0.05417 | 0.05495 | 0.051893 | 0.056471 | 0.0062736 | -0.075424 | 0.056471 | 0.05154 | 0.0020511 | 0.08246 | 0.028892 | 0.12487 | 2.5515 | 0.0034276 | -0.00020287 | 0.0014879 | 0.0034276 | 0.0036919 | 0.05495 | 0.0042868 | -0.05417 | 0.05495 | 0.051893 | 0.056471 | 0.0062736 | -0.075424 | 0.056471 | 0.05154
93 | 0.3 | 0.3 | South/Central | AZ | Kingman.AWOS.723700 | 3 | 155032 | 39.9413 | 14.1724 | 60.7806 | 39.7508 | 21.0298 | 1246.04 | 1.77 | 24.7 | 1.7021 | 0.067892 | 24.4731 | 0 | 0 | 0 | 0 | 0 | 0.82429 | -28.5 | 2.6996 | -1.8753 | -39.8305 | 1.77 | 24.7 | 1.7021 | 0.067892 | 24.4731 | 1.8989 | 23.21 | 1.9819 | -0.08299 | 22.069 | 0.0020511 | 0.081924 | 0.029069 | 0.12467 | 2.5558 | 0.0036305 | 0 | 0.0016907 | 0.0036305 | 0.0038948 | 0.050663 | 0 | -0.058457 | 0.050663 | 0.047607 | 0.050197 | 0 | -0.081697 | 0.050197 | 0.045266 | 0.0020511 | 0.081924 | 0.029069 | 0.12467 | 2.5558 | 0.0036305 | 0 | 0.0016907 | 0.0036305 | 0.0038948 | 0.050663 | 0 | -0.058457 | 0.050663 | 0.047607 | 0.050197 | 0 | -0.081697 | 0.050197 | 0.045266
94 | 0.3 | 0.35 | South/Central | AZ | Kingman.AWOS.723700 | 3 | 155032 | 38.7078 | 14.9349 | 60.55 | 38.5232 | 22.0268 | 1263.92 | 2.0006 | 6.82 | 2.9297 | -0.92909 | 0.64128 | 0.23061 | -17.88 | 1.2276 | -0.99698 | -23.8319 | 1.0549 | -46.38 | 3.9272 | -2.8723 | -63.6624 | 2.0006 | 6.82 | 2.9297 | -0.92909 | 0.64128 | 2.1295 | 5.33 | 3.2094 | -1.08 | -1.7629 | 0.0020511 | 0.079395 | 0.030633 | 0.1242 | 2.5925 | 0.0041035 | 0.00047301 | 0.0021637 | 0.0041035 | 0.0043678 | 0.013989 | -0.036674 | -0.095131 | 0.013989 | 0.010932 | 0.0013154 | -0.048882 | -0.13058 | 0.0013154 | -0.0036159 | 0.0020511 | 0.079395 | 0.030633 | 0.1242 | 2.5925 | 0.0041035 | 0.00047301 | 0.0021637 | 0.0041035 | 0.0043678 | 0.013989 | -0.036674 | -0.095131 | 0.013989 | 0.010932 | 0.0013154 | -0.048882 | -0.13058 | 0.0013154 | -0.0036159
95 | 0.3 | 0.4 | South/Central | AZ | Kingman.AWOS.723700 | 3 | 155032 | 37.6355 | 15.6936 | 60.4672 | 37.4561 | 23.0111 | 1283.49 | 2.0834 | -12.75 | 3.9968 | -1.9134 | -24.7425 | 0.3134 | -37.45 | 2.2947 | -1.9813 | -49.2156 | 1.1377 | -65.95 | 4.9943 | -3.8566 | -89.0461 | 2.0834 | -12.75 | 3.9968 | -1.9134 | -24.7425 | 2.2123 | -14.24 | 4.2766 | -2.0643 | -27.1467 | 0.0020511 | 0.077195 | 0.03219 | 0.12403 | 2.6326 | 0.0042733 | 0.00064283 | 0.0023335 | 0.0042733 | 0.0045376 | -0.026152 | -0.076815 | -0.13527 | -0.026152 | -0.029208 | -0.05075 | -0.10095 | -0.18264 | -0.05075 | -0.055681 | 0.0020511 | 0.077195 | 0.03219 | 0.12403 | 2.6326 | 0.0042733 | 0.00064283 | 0.0023335 | 0.0042733 | 0.0045376 | -0.026152 | -0.076815 | -0.13527 | -0.026152 | -0.029208 | -0.05075 | -0.10095 | -0.18264 | -0.05075 | -0.055681
96 | 0.28 | 0.2 | South/Central | AZ | Kingman.AWOS.723700 | 3 | 155032 | 40.9412 | 13.2672 | 60.5149 | 40.7459 | 19.769 | 1216.07 | 2.0357 | 54.67 | 0.70703 | 1.3287 | 61.7431 | 0.26571 | 29.97 | -0.99507 | 1.2608 | 37.2699 | 1.09 | 1.47 | 1.7045 | -0.61452 | -2.5606 | 2.0357 | 54.67 | 0.70703 | 1.3287 | 61.7431 | 2.1646 | 53.18 | 0.98679 | 1.1778 | 59.3389 | 0.0020511 | 0.083975 | 0.027213 | 0.12412 | 2.4943 | 0.0041755 | 0.00054501 | 0.0022357 | 0.0041755 | 0.0044398 | 0.11213 | 0.061472 | 0.0030152 | 0.11213 | 0.10908 | 0.12664 | 0.076445 | -0.0052521 | 0.12664 | 0.12171 | 0.0020511 | 0.083975 | 0.027213 | 0.12412 | 2.4943 | 0.0041755 | 0.00054501 | 0.0022357 | 0.0041755 | 0.0044398 | 0.11213 | 0.061472 | 0.0030152 | 0.11213 | 0.10908 | 0.12664 | 0.076445 | -0.0052521 | 0.12664 | 0.12171
97 | 0.28 | 0.25 | South/Central | AZ | Kingman.AWOS.723700 | 3 | 155032 | 39.4976 | 14.0863 | 60.1508 | 39.3091 | 20.8417 | 1233.78 | 2.3998 | 36.96 | 2.1438 | 0.25607 | 37.588 | 0.62985 | 12.26 | 0.44167 | 0.18818 | 13.1149 | 1.4541 | -16.24 | 3.1413 | -1.6871 | -26.7157 | 2.3998 | 36.96 | 2.1438 | 0.25607 | 37.588 | 2.5287 | 35.47 | 2.4235 | 0.10519 | 35.1838 | 0.0020511 | 0.081014 | 0.028893 | 0.12338 | 2.5306 | 0.0049224 | 0.0012919 | 0.0029826 | 0.0049224 | 0.0051867 | 0.07581 | 0.025147 | -0.03331 | 0.07581 | 0.072753 | 0.077098 | 0.0269 | -0.054797 | 0.077098 | 0.072166 | 0.0020511 | 0.081014 | 0.028893 | 0.12338 | 2.5306 | 0.0049224 | 0.0012919 | 0.0029826 | 0.0049224 | 0.0051867 | 0.07581 | 0.025147 | -0.03331 | 0.07581 | 0.072753 | 0.077098 | 0.0269 | -0.054797 | 0.077098 | 0.072166
98 | 0.28 | 0.3 | South/Central | AZ | Kingman.AWOS.723700 | 3 | 155032 | 38.9654 | 14.3381 | 59.9808 | 38.7794 | 21.2013 | 1239.11 | 2.5699 | 31.63 | 2.6735 | -0.10359 | 30.1017 | 0.79987 | 6.93 | 0.97136 | -0.17149 | 5.6286 | 1.6242 | -21.57 | 3.671 | -2.0468 | -34.2019 | 2.5699 | 31.63 | 2.6735 | -0.10359 | 30.1017 | 2.6987 | 30.14 | 2.9532 | -0.25448 | 27.6975 | 0.0020511 | 0.079923 | 0.029409 | 0.12303 | 2.5416 | 0.0052711 | 0.0016406 | 0.0033314 | 0.0052711 | 0.0055355 | 0.064877 | 0.014214 | -0.044243 | 0.064877 | 0.061821 | 0.061742 | 0.011545 | -0.070152 | 0.061742 | 0.056811 | 0.0020511 | 0.079923 | 0.029409 | 0.12303 | 2.5416 | 0.0052711 | 0.0016406 | 0.0033314 | 0.0052711 | 0.0055355 | 0.064877 | 0.014214 | -0.044243 | 0.064877 | 0.061821 | 0.061742 | 0.011545 | -0.070152 | 0.061742 | 0.056811
99 | 0.28 | 0.35 | South/Central | AZ | Kingman.AWOS.723700 | 3 | 155032 | 37.7975 | 15.121 | 59.8457 | 37.6172 | 22.2286 | 1258.89 | 2.7049 | 11.85 | 3.8357 | -1.1309 | 4.2329 | 0.93488 | -12.85 | 2.1336 | -1.1987 | -20.2403 | 1.7592 | -41.35 | 4.8332 | -3.0741 | -60.0708 | 2.7049 | 11.85 | 3.8357 | -1.1309 | 4.2329 | 2.8337 | 10.36 | 4.1155 | -1.2817 | 1.8287 | 0.0020511 | 0.077527 | 0.031015 | 0.12275 | 2.5821 | 0.005548 | 0.0019176 | 0.0036083 | 0.005548 | 0.0058124 | 0.024306 | -0.026357 | -0.084814 | 0.024306 | 0.02125 | 0.0086822 | -0.041515 | -0.12321 | 0.0086822 | 0.0037509 | 0.0020511 | 0.077527 | 0.031015 | 0.12275 | 2.5821 | 0.005548 | 0.0019176 | 0.0036083 | 0.005548 | 0.0058124 | 0.024306 | -0.026357 | -0.084814 | 0.024306 | 0.02125 | 0.0086822 | -0.041515 | -0.12321 | 0.0086822 | 0.0037509
100 | 0.28 | 0.4 | South/Central | AZ | Kingman.AWOS.723700 | 3 | 155032 | 36.945 | 15.7136 | 59.772 | 36.7687 | 23.0032 | 1274.16 | 2.7787 | -3.42 | 4.6842 | -1.9055 | -15.6326 | 1.0087 | -28.12 | 2.982 | -1.9734 | -40.1057 | 1.833 | -56.62 | 5.6816 | -3.8487 | -79.9363 | 2.7787 | -3.42 | 4.6842 | -1.9055 | -15.6326 | 2.9075 | -4.91 | 4.9639 | -2.0564 | -18.0368 | 0.0020511 | 0.075779 | 0.03223 | 0.1226 | 2.6135 | 0.0056994 | 0.0020689 | 0.0037596 | 0.0056994 | 0.0059637 | -0.0070148 | -0.057678 | -0.11613 | -0.0070148 | -0.010071 | -0.032064 | -0.082262 | -0.16396 | -0.032064 | -0.036996 | 0.0020511 | 0.075779 | 0.03223 | 0.1226 | 2.6135 | 0.0056994 | 0.0020689 | 0.0037596 | 0.0056994 | 0.0059637 | -0.0070148 | -0.057678 | -0.11613 | -0.0070148 | -0.010071 | -0.032064 | -0.082262 | -0.16396 | -0.032064 | -0.036996
101 | 0.27 | 0.2 | South/Central | AZ | Kingman.AWOS.723700 | 3 | 155032 | 40.5712 | 13.2677 | 60.1301 | 40.3777 | 19.7525 | 1210.65 | 2.4205 | 60.09 | 1.0752 | 1.3453 | 67.1124 | 0.65051 | 35.39 | -0.62686 | 1.2774 | 42.6393 | 1.4748 | 6.89 | 2.0727 | -0.59794 | 2.8087 | 2.4205 | 60.09 | 1.0752 | 1.3453 | 67.1124 | 2.5494 | 58.6 | 1.355 | 1.1944 | 64.7082 | 0.0020511 | 0.083217 | 0.027214 | 0.12333 | 2.4832 | 0.0049647 | 0.0013343 | 0.003025 | 0.0049647 | 0.0052291 | 0.12325 | 0.072589 | 0.014132 | 0.12325 | 0.1202 | 0.13766 | 0.087458 | 0.0057611 | 0.13766 | 0.13272 | 0.0020511 | 0.083217 | 0.027214 | 0.12333 | 2.4832 | 0.0049647 | 0.0013343 | 0.003025 | 0.0049647 | 0.0052291 | 0.12325 | 0.072589 | 0.014132 | 0.12325 | 0.1202 | 0.13766 | 0.087458 | 0.0057611 | 0.13766 | 0.13272
102 | 0.27 | 0.25 | South/Central | AZ | Kingman.AWOS.723700 | 3 | 155032 | 39.1323 | 14.0863 | 59.7703 | 38.9456 | 20.8247 | 1228.41 | 2.7804 | 42.33 | 2.5073 | 0.27304 | 42.9133 | 1.0104 | 17.63 | 0.80522 | 0.20515 | 18.4402 | 1.8347 | -10.87 | 3.5048 | -1.6702 | -21.3904 | 2.7804 | 42.33 | 2.5073 | 0.27304 | 42.9133 | 2.9092 | 40.84 | 2.7871 | 0.12216 | 40.5091 | 0.0020511 | 0.080265 | 0.028893 | 0.1226 | 2.5196 | 0.0057029 | 0.0020724 | 0.0037631 | 0.0057029 | 0.0059672 | 0.086824 | 0.036161 | -0.022296 | 0.086824 | 0.083768 | 0.08802 | 0.037823 | -0.043874 | 0.08802 | 0.083089 | 0.0020511 | 0.080265 | 0.028893 | 0.1226 | 2.5196 | 0.0057029 | 0.0020724 | 0.0037631 | 0.0057029 | 0.0059672 | 0.086824 | 0.036161 | -0.022296 | 0.086824 | 0.083768 | 0.08802 | 0.037823 | -0.043874 | 0.08802 | 0.083089
103 | 0.27 | 0.3 | South/Central | AZ | Kingman.AWOS.723700 | 3 | 155032 | 38.4346 | 14.4685 | 59.6004 | 38.2512 | 21.3492 | 1237.19 | 2.9503 | 33.55 | 3.2017 | -0.25147 | 30.9968 | 1.1803 | 8.85 | 1.4996 | -0.31936 | 6.5237 | 2.0046 | -19.65 | 4.1992 | -2.1947 | -33.3069 | 2.9503 | 33.55 | 3.2017 | -0.25147 | 30.9968 | 3.0791 | 32.06 | 3.4815 | -0.40236 | 28.5926 | 0.0020511 | 0.078834 | 0.029677 | 0.12225 | 2.5376 | 0.0060514 | 0.0024209 | 0.0041116 | 0.0060514 | 0.0063157 | 0.068815 | 0.018152 | -0.040305 | 0.068815 | 0.065759 | 0.063578 | 0.013381 | -0.068317 | 0.063578 | 0.058647 | 0.0020511 | 0.078834 | 0.029677 | 0.12225 | 2.5376 | 0.0060514 | 0.0024209 | 0.0041116 | 0.0060514 | 0.0063157 | 0.068815 | 0.018152 | -0.040305 | 0.068815 | 0.065759 | 0.063578 | 0.013381 | -0.068317 | 0.063578 | 0.058647
104 | 0.27 | 0.35 | South/Central | AZ | Kingman.AWOS.723700 | 3 | 155032 | 37.2567 | 15.3114 | 59.5315 | 37.0789 | 22.4526 | 1259.42 | 3.0191 | 11.32 | 4.374 | -1.3548 | 2.237 | 1.2491 | -13.38 | 2.6718 | -1.4227 | -22.2361 | 2.0734 | -41.88 | 5.3714 | -3.298 | -62.0667 | 3.0191 | 11.32 | 4.374 | -1.3548 | 2.237 | 3.148 | 9.83 | 4.6537 | -1.5057 | -0.16717 | 0.0020511 | 0.076418 | 0.031406 | 0.12211 | 2.5832 | 0.0061926 | 0.0025621 | 0.0042528 | 0.0061926 | 0.0064569 | 0.023219 | -0.027444 | -0.085901 | 0.023219 | 0.020163 | 0.0045884 | -0.045609 | -0.12731 | 0.0045884 | -0.00034288 | 0.0020511 | 0.076418 | 0.031406 | 0.12211 | 2.5832 | 0.0061926 | 0.0025621 | 0.0042528 | 0.0061926 | 0.0064569 | 0.023219 | -0.027444 | -0.085901 | 0.023219 | 0.020163 | 0.0045884 | -0.045609 | -0.12731 | 0.0045884 | -0.00034288
105 | 0.27 | 0.4 | South/Central | AZ | Kingman.AWOS.723700 | 3 | 155032 | 36.5994 | 15.7193 | 59.422 | 36.4247 | 22.9973 | 1269.43 | 3.1286 | 1.31 | 5.0282 | -1.8996 | -10.9968 | 1.3586 | -23.39 | 3.3261 | -1.9675 | -35.4699 | 2.1829 | -51.89 | 6.0257 | -3.8428 | -75.3005 | 3.1286 | 1.31 | 5.0282 | -1.8996 | -10.9968 | 3.2575 | -0.18 | 5.308 | -2.0505 | -13.401 | 0.0020511 | 0.07507 | 0.032242 | 0.12188 | 2.6038 | 0.0064172 | 0.0027867 | 0.0044774 | 0.0064172 | 0.0066815 | 0.002687 | -0.047976 | -0.10643 | 0.002687 | -0.0003692 | -0.022556 | -0.072753 | -0.15445 | -0.022556 | -0.027487 | 0.0020511 | 0.07507 | 0.032242 | 0.12188 | 2.6038 | 0.0064172 | 0.0027867 | 0.0044774 | 0.0064172 | 0.0066815 | 0.002687 | -0.047976 | -0.10643 | 0.002687 | -0.0003692 | -0.022556 | -0.072753 | -0.15445 | -0.022556 | -0.027487
106 | 0.26 | 0.2 | South/Central | AZ | Kingman.AWOS.723700 | 3 | 155032 | 40.2003 | 13.2677 | 59.7488 | 40.0084 | 19.7403 | 1205.38 | 2.8018 | 65.36 | 1.4445 | 1.3574 | 72.3178 | 1.0318 | 40.66 | -0.25764 | 1.2895 | 47.8446 | 1.8561 | 12.16 | 2.442 | -0.58582 | 8.0141 | 2.8018 | 65.36 | 1.4445 | 1.3574 | 72.3178 | 2.9307 | 63.87 | 1.7242 | 1.2065 | 69.9136 | 0.0020511 | 0.082456 | 0.027214 | 0.12255 | 2.4724 | 0.0057469 | 0.0021165 | 0.0038072 | 0.0057469 | 0.0060113 | 0.13406 | 0.083399 | 0.024942 | 0.13406 | 0.13101 | 0.14833 | 0.098135 | 0.016438 | 0.14833 | 0.1434 | 0.0020511 | 0.082456 | 0.027214 | 0.12255 | 2.4724 | 0.0057469 | 0.0021165 | 0.0038072 | 0.0057469 | 0.0060113 | 0.13406 | 0.083399 | 0.024942 | 0.13406 | 0.13101 | 0.14833 | 0.098135 | 0.016438 | 0.14833 | 0.1434
107 | 0.26 | 0.25 | South/Central | AZ | Kingman.AWOS.723700 | 3 | 155032 | 38.7724 | 14.0863 | 59.3999 | 38.5873 | 20.8126 | 1223.28 | 3.1507 | 47.46 | 2.8656 | 0.28513 | 47.9771 | 1.3807 | 22.76 | 1.1635 | 0.21724 | 23.504 | 2.205 | -5.74 | 3.8631 | -1.6581 | -16.3266 | 3.1507 | 47.46 | 2.8656 | 0.28513 | 47.9771 | 3.2796 | 45.97 | 3.1453 | 0.13425 | 45.5729 | 0.0020511 | 0.079527 | 0.028893 | 0.12184 | 2.5091 | 0.0064625 | 0.002832 | 0.0045228 | 0.0064625 | 0.0067269 | 0.097346 | 0.046684 | -0.011773 | 0.097346 | 0.09429 | 0.098407 | 0.04821 | -0.033488 | 0.098407 | 0.093476 | 0.0020511 | 0.079527 | 0.028893 | 0.12184 | 2.5091 | 0.0064625 | 0.002832 | 0.0045228 | 0.0064625 | 0.0067269 | 0.097346 | 0.046684 | -0.011773 | 0.097346 | 0.09429 | 0.098407 | 0.04821 | -0.033488 | 0.098407 | 0.093476
108 | 0.26 | 0.3 | South/Central | AZ | Kingman.AWOS.723700 | 3 | 155032 | 37.8143 | 14.6888 | 59.25 | 37.6338 | 21.6162 | 1238.17 | 3.3006 | 32.57 | 3.8191 | -0.5185 | 28.3064 | 1.5306 | 7.87 | 2.117 | -0.58639 | 3.8333 | 2.3549 | -20.63 | 4.8166 | -2.4617 | -35.9973 | 3.3006 | 32.57 | 3.8191 | -0.5185 | 28.3064 | 3.4295 | 31.08 | 4.0989 | -0.66938 | 25.9022 | 0.0020511 | 0.077562 | 0.030129 | 0.12153 | 2.5396 | 0.0067699 | 0.0031395 | 0.0048302 | 0.0067699 | 0.0070343 | 0.066805 | 0.016142 | -0.042315 | 0.066805 | 0.063749 | 0.05806 | 0.0078625 | -0.073835 | 0.05806 | 0.053129 | 0.0020511 | 0.077562 | 0.030129 | 0.12153 | 2.5396 | 0.0067699 | 0.0031395 | 0.0048302 | 0.0067699 | 0.0070343 | 0.066805 | 0.016142 | -0.042315 | 0.066805 | 0.063749 | 0.05806 | 0.0078625 | -0.073835 | 0.05806 | 0.053129
109 | 0.26 | 0.35 | South/Central | AZ | Kingman.AWOS.723700 | 3 | 155032 | 36.716 | 15.5175 | 59.2412 | 36.5407 | 22.7004 | 1260.79 | 3.3095 | 9.95 | 4.9122 | -1.6027 | -0.70681 | 1.5395 | -14.75 | 3.2101 | -1.6706 | -25.18 | 2.3638 | -43.25 | 5.9097 | -3.5459 | -65.0105 | 3.3095 | 9.95 | 4.9122 | -1.6027 | -0.70681 | 3.4383 | 8.46 | 5.1919 | -1.7536 | -3.111 | 0.0020511 | 0.075309 | 0.031828 | 0.12151 | 2.586 | 0.0067881 | 0.0031576 | 0.0048483 | 0.0067881 | 0.0070524 | 0.020409 | -0.030254 | -0.088711 | 0.020409 | 0.017353 | -0.0014498 | -0.051647 | -0.13334 | -0.0014498 | -0.006381 | 0.0020511 | 0.075309 | 0.031828 | 0.12151 | 2.586 | 0.0067881 | 0.0031576 | 0.0048483 | 0.0067881 | 0.0070524 | 0.020409 | -0.030254 | -0.088711 | 0.020409 | 0.017353 | -0.0014498 | -0.051647 | -0.13334 | -0.0014498 | -0.006381
110 | 0.26 | 0.4 | South/Central | AZ | Kingman.AWOS.723700 | 3 | 155032 | 36.2498 | 15.7297 | 59.0729 | 36.0767 | 22.9961 | 1264.82 | 3.4778 | 5.92 | 5.3761 | -1.8984 | -6.4965 | 1.7078 | -18.78 | 3.674 | -1.9663 | -30.9696 | 2.532 | -47.28 | 6.3736 | -3.8416 | -70.8002 | 3.4778 | 5.92 | 5.3761 | -1.8984 | -6.4965 | 3.6066 | 4.43 | 5.6559 | -2.0493 | -8.9007 | 0.0020511 | 0.074353 | 0.032264 | 0.12117 | 2.5943 | 0.0071333 | 0.0035028 | 0.0051935 | 0.0071333 | 0.0073976 | 0.012143 | -0.03852 | -0.096977 | 0.012143 | 0.0090865 | -0.013325 | -0.063523 | -0.14522 | -0.013325 | -0.018256 | 0.0020511 | 0.074353 | 0.032264 | 0.12117 | 2.5943 | 0.0071333 | 0.0035028 | 0.0051935 | 0.0071333 | 0.0073976 | 0.012143 | -0.03852 | -0.096977 | 0.012143 | 0.0090865 | -0.013325 | -0.063523 | -0.14522 | -0.013325 | -0.018256
111 | 0.25 | 0.2 | South/Central | AZ | Kingman.AWOS.723700 | 3 | 155032 | 39.8265 | 13.2677 | 59.365 | 39.6363 | 19.7286 | 1200.09 | 3.1856 | 70.65 | 1.8166 | 1.3691 | 77.5439 | 1.4157 | 45.95 | 0.11445 | 1.3012 | 53.0708 | 2.2399 | 17.45 | 2.814 | -0.5741 | 13.2402 | 3.1856 | 70.65 | 1.8166 | 1.3691 | 77.5439 | 3.3145 | 69.16 | 2.0963 | 1.2182 | 75.1397 | 0.0020511 | 0.081689 | 0.027214 | 0.12176 | 2.4615 | 0.0065342 | 0.0029037 | 0.0045944 | 0.0065342 | 0.0067985 | 0.14491 | 0.094249 | 0.035792 | 0.14491 | 0.14186 | 0.15905 | 0.10885 | 0.027157 | 0.15905 | 0.15412 | 0.0020511 | 0.081689 | 0.027214 | 0.12176 | 2.4615 | 0.0065342 | 0.0029037 | 0.0045944 | 0.0065342 | 0.0067985 | 0.14491 | 0.094249 | 0.035792 | 0.14491 | 0.14186 | 0.15905 | 0.10885 | 0.027157 | 0.15905 | 0.15412
112 | 0.25 | 0.25 | South/Central | AZ | Kingman.AWOS.723700 | 3 | 155032 | 38.4075 | 14.0959 | 59.0303 | 38.2241 | 20.8062 | 1218.28 | 3.5203 | 52.46 | 3.2288 | 0.29154 | 52.8786 | 1.7503 | 27.76 | 1.5266 | 0.22365 | 28.4054 | 2.5746 | -0.74 | 4.2262 | -1.6517 | -11.4251 | 3.5203 | 52.46 | 3.2288 | 0.29154 | 52.8786 | 3.6492 | 50.97 | 3.5085 | 0.14066 | 50.4744 | 0.0020511 | 0.078779 | 0.028912 | 0.12108 | 2.4988 | 0.0072206 | 0.0035901 | 0.0052808 | 0.0072206 | 0.0074849 | 0.1076 | 0.056939 | -0.0015178 | 0.1076 | 0.10455 | 0.10846 | 0.058263 | -0.023434 | 0.10846 | 0.10353 | 0.0020511 | 0.078779 | 0.028912 | 0.12108 | 2.4988 | 0.0072206 | 0.0035901 | 0.0052808 | 0.0072206 | 0.0074849 | 0.1076 | 0.056939 | -0.0015178 | 0.1076 | 0.10455 | 0.10846 | 0.058263 | -0.023434 | 0.10846 | 0.10353
113 | 0.25 | 0.3 | South/Central | AZ | Kingman.AWOS.723700 | 3 | 155032 | 37.1993 | 14.9192 | 58.9059 | 37.0217 | 21.8841 | 1239.26 | 3.6448 | 31.48 | 4.4312 | -0.78642 | 25.5128 | 1.8748 | 6.78 | 2.7291 | -0.85431 | 1.0397 | 2.6991 | -21.72 | 5.4287 | -2.7296 | -38.7908 | 3.6448 | 31.48 | 4.4312 | -0.78642 | 25.5128 | 3.7736 | 29.99 | 4.7109 | -0.9373 | 23.1087 | 0.0020511 | 0.0763 | 0.030601 | 0.12082 | 2.5419 | 0.0074758 | 0.0038454 | 0.0055361 | 0.0074758 | 0.0077402 | 0.064569 | 0.013907 | -0.04455 | 0.064569 | 0.061513 | 0.05233 | 0.0021326 | -0.079565 | 0.05233 | 0.047399 | 0.0020511 | 0.0763 | 0.030601 | 0.12082 | 2.5419 | 0.0074758 | 0.0038454 | 0.0055361 | 0.0074758 | 0.0077402 | 0.064569 | 0.013907 | -0.04455 | 0.064569 | 0.061513 | 0.05233 | 0.0021326 | -0.079565 | 0.05233 | 0.047399
114 | 0.25 | 0.35 | South/Central | AZ | Kingman.AWOS.723700 | 3 | 155032 | 36.13 | 15.7879 | 58.9855 | 35.9575 | 23.0281 | 1264.28 | 3.5651 | 6.46 | 5.4954 | -1.9304 | -6.2378 | 1.7951 | -18.24 | 3.7933 | -1.9983 | -30.7109 | 2.6194 | -46.74 | 6.4929 | -3.8736 | -70.5415 | 3.5651 | 6.46 | 5.4954 | -1.9304 | -6.2378 | 3.694 | 4.97 | 5.7752 | -2.0812 | -8.642 | 0.0020511 | 0.074107 | 0.032383 | 0.12099 | 2.5932 | 0.0073124 | 0.0036819 | 0.0053727 | 0.0073124 | 0.0075767 | 0.01325 | -0.037412 | -0.095869 | 0.01325 | 0.010194 | -0.012794 | -0.062992 | -0.14469 | -0.012794 | -0.017726 | 0.0020511 | 0.074107 | 0.032383 | 0.12099 | 2.5932 | 0.0073124 | 0.0036819 | 0.0053727 | 0.0073124 | 0.0075767 | 0.01325 | -0.037412 | -0.095869 | 0.01325 | 0.010194 | -0.012794 | -0.062992 | -0.14469 | -0.012794 | -0.017726
115 | 0.25 | 0.4 | South/Central | AZ | Kingman.AWOS.723700 | 3 | 155032 | 35.8946 | 15.7397 | 58.7176 | 35.7231 | 22.9945 | 1260.11 | 3.833 | 10.63 | 5.7298 | -1.8968 | -1.9068 | 2.063 | -14.07 | 4.0277 | -1.9647 | -26.38 | 2.8873 | -42.57 | 6.7273 | -3.84 | -66.2105 | 3.833 | 10.63 | 5.7298 | -1.8968 | -1.9068 | 3.9619 | 9.14 | 6.0095 | -2.0476 | -4.311 | 0.0020511 | 0.073624 | 0.032284 | 0.12044 | 2.5846 | 0.0078619 | 0.0042315 | 0.0059222 | 0.0078619 | 0.0081263 | 0.021803 | -0.028859 | -0.087316 | 0.021803 | 0.018747 | -0.0039112 | -0.054109 | -0.13581 | -0.0039112 | -0.0088424 | 0.0020511 | 0.073624 | 0.032284 | 0.12044 | 2.5846 | 0.0078619 | 0.0042315 | 0.0059222 | 0.0078619 | 0.0081263 | 0.021803 | -0.028859 | -0.087316 | 0.021803 | 0.018747 | -0.0039112 | -0.054109 | -0.13581 | -0.0039112 | -0.0088424
116 | 0.24 | 0.2 | South/Central | AZ | Kingman.AWOS.723700 | 3 | 155032 | 39.4613 | 13.2634 | 58.9807 | 39.2728 | 19.7079 | 1194.6 | 3.5699 | 76.14 | 2.1801 | 1.3898 | 83.0161 | 1.7999 | 51.44 | 0.478 | 1.3219 | 58.5429 | 2.6242 | 22.94 | 3.1776 | -0.55342 | 18.7124 | 3.5699 | 76.14 | 2.1801 | 1.3898 | 83.0161 | 3.6988 | 74.65 | 2.4599 | 1.2389 | 80.6119 | 0.0020511 | 0.08094 | 0.027205 | 0.12098 | 2.4503 | 0.0073223 | 0.0036918 | 0.0053825 | 0.0073223 | 0.0075866 | 0.15617 | 0.10551 | 0.047053 | 0.15617 | 0.15312 | 0.17028 | 0.12008 | 0.038381 | 0.17028 | 0.16534 | 0.0020511 | 0.08094 | 0.027205 | 0.12098 | 2.4503 | 0.0073223 | 0.0036918 | 0.0053825 | 0.0073223 | 0.0075866 | 0.15617 | 0.10551 | 0.047053 | 0.15617 | 0.15312 | 0.17028 | 0.12008 | 0.038381 | 0.17028 | 0.16534
117 | 0.24 | 0.25 | South/Central | AZ | Kingman.AWOS.723700 | 3 | 155032 | 38.0476 | 14.0963 | 58.6608 | 37.8659 | 20.7949 | 1213.18 | 3.8899 | 57.56 | 3.587 | 0.30285 | 57.9114 | 2.1199 | 32.86 | 1.8849 | 0.23496 | 33.4383 | 2.9442 | 4.36 | 4.5845 | -1.6404 | -6.3922 | 3.8899 | 57.56 | 3.587 | 0.30285 | 57.9114 | 4.0187 | 56.07 | 3.8668 | 0.15197 | 55.5073 | 0.0020511 | 0.07804 | 0.028913 | 0.12032 | 2.4884 | 0.0079786 | 0.0043481 | 0.0060388 | 0.0079786 | 0.0082429 | 0.11806 | 0.0674 | 0.0089429 | 0.11806 | 0.11501 | 0.11878 | 0.068586 | -0.013111 | 0.11878 | 0.11385 | 0.0020511 | 0.07804 | 0.028913 | 0.12032 | 2.4884 | 0.0079786 | 0.0043481 | 0.0060388 | 0.0079786 | 0.0082429 | 0.11806 | 0.0674 | 0.0089429 | 0.11806 | 0.11501 | 0.11878 | 0.068586 | -0.013111 | 0.11878 | 0.11385
118 | 0.24 | 0.3 | South/Central | AZ | Kingman.AWOS.723700 | 3 | 155032 | 36.8437 | 14.9249 | 58.5459 | 36.6677 | 21.8781 | 1234.39 | 4.0048 | 36.35 | 4.7852 | -0.78043 | 30.2804 | 2.2348 | 11.65 | 3.0831 | -0.84832 | 5.8073 | 3.059 | -16.85 | 5.7827 | -2.7236 | -34.0233 | 4.0048 | 36.35 | 4.7852 | -0.78043 | 30.2804 | 4.1336 | 34.86 | 5.0649 | -0.93131 | 27.8762 | 0.0020511 | 0.075571 | 0.030613 | 0.12008 | 2.5319 | 0.0082142 | 0.0045838 | 0.0062745 | 0.0082142 | 0.0084786 | 0.074558 | 0.023896 | -0.034561 | 0.074558 | 0.071502 | 0.062109 | 0.011911 | -0.069786 | 0.062109 | 0.057178 | 0.0020511 | 0.075571 | 0.030613 | 0.12008 | 2.5319 | 0.0082142 | 0.0045838 | 0.0062745 | 0.0082142 | 0.0084786 | 0.074558 | 0.023896 | -0.034561 | 0.074558 | 0.071502 | 0.062109 | 0.011911 | -0.069786 | 0.062109 | 0.057178
119 | 0.24 | 0.35 | South/Central | AZ | Kingman.AWOS.723700 | 3 | 155032 | 35.7804 | 15.7979 | 58.636 | 35.6095 | 23.0265 | 1259.65 | 3.9146 | 11.09 | 5.8434 | -1.9287 | -1.7207 | 2.1447 | -13.61 | 4.1413 | -1.9966 | -26.1938 | 2.9689 | -42.11 | 6.8409 | -3.8719 | -66.0244 | 3.9146 | 11.09 | 5.8434 | -1.9287 | -1.7207 | 4.0435 | 9.6 | 6.1231 | -2.0796 | -4.1249 | 0.0020511 | 0.07339 | 0.032403 | 0.12027 | 2.5837 | 0.0080294 | 0.0043989 | 0.0060897 | 0.0080294 | 0.0082938 | 0.022747 | -0.027916 | -0.086373 | 0.022747 | 0.019691 | -0.0035293 | -0.053727 | -0.13542 | -0.0035293 | -0.0084606 | 0.0020511 | 0.07339 | 0.032403 | 0.12027 | 2.5837 | 0.0080294 | 0.0043989 | 0.0060897 | 0.0080294 | 0.0082938 | 0.022747 | -0.027916 | -0.086373 | 0.022747 | 0.019691 | -0.0035293 | -0.053727 | -0.13542 | -0.0035293 | -0.0084606
120 | 0.24 | 0.4 | South/Central | AZ | Kingman.AWOS.723700 | 3 | 155032 | 35.5546 | 15.7497 | 58.3776 | 35.3848 | 22.9929 | 1255.6 | 4.173 | 15.14 | 6.0681 | -1.8952 | 2.4871 | 2.403 | -9.56 | 4.366 | -1.963 | -21.9861 | 3.2273 | -38.06 | 7.0656 | -3.8384 | -61.8166 | 4.173 | 15.14 | 6.0681 | -1.8952 | 2.4871 | 4.3019 | 13.65 | 6.3479 | -2.046 | 0.082888 | 0.0020511 | 0.072927 | 0.032305 | 0.11974 | 2.5754 | 0.0085593 | 0.0049288 | 0.0066196 | 0.0085593 | 0.0088237 | 0.031054 | -0.019609 | -0.078066 | 0.031054 | 0.027998 | 0.0051013 | -0.045096 | -0.12679 | 0.0051013 | 0.00017001 | 0.0020511 | 0.072927 | 0.032305 | 0.11974 | 2.5754 | 0.0085593 | 0.0049288 | 0.0066196 | 0.0085593 | 0.0088237 | 0.031054 | -0.019609 | -0.078066 | 0.031054 | 0.027998 | 0.0051013 | -0.045096 | -0.12679 | 0.0051013 | 0.00017001
121 | 0.22 | 0.2 | South/Central | AZ | Kingman.AWOS.723700 | 3 | 155032 | 38.7257 | 13.2633 | 58.2198 | 38.5406 | 19.6792 | 1184 | 4.3308 | 86.74 | 2.9123 | 1.4185 | 93.5255 | 2.5608 | 62.04 | 1.2101 | 1.3506 | 69.0524 | 3.3851 | 33.54 | 3.9097 | -0.52466 | 29.2219 | 4.3308 | 86.74 | 2.9123 | 1.4185 | 93.5255 | 4.4597 | 85.25 | 3.192 | 1.2677 | 91.1213 | 0.0020511 | 0.079431 | 0.027205 | 0.11942 | 2.4285 | 0.008883 | 0.0052525 | 0.0069432 | 0.008883 | 0.0091473 | 0.17791 | 0.12725 | 0.068795 | 0.17791 | 0.17486 | 0.19183 | 0.14163 | 0.059938 | 0.19183 | 0.1869 | 0.0020511 | 0.079431 | 0.027205 | 0.11942 | 2.4285 | 0.008883 | 0.0052525 | 0.0069432 | 0.008883 | 0.0091473 | 0.17791 | 0.12725 | 0.068795 | 0.17791 | 0.17486 | 0.19183 | 0.14163 | 0.059938 | 0.19183 | 0.1869
122 | 0.22 | 0.25 | South/Central | AZ | Kingman.AWOS.723700 | 3 | 155032 | 37.3171 | 14.0967 | 57.905 | 37.1388 | 20.7662 | 1202.64 | 4.6456 | 68.1 | 4.3141 | 0.33148 | 68.3513 | 2.8756 | 43.4 | 2.612 | 0.26359 | 43.8782 | 3.6999 | 14.9 | 5.3116 | -1.6117 | 4.0476 | 4.6456 | 68.1 | 4.3141 | 0.33148 | 68.3513 | 4.7745 | 66.61 | 4.5939 | 0.1806 | 65.9471 | 0.0020511 | 0.076542 | 0.028914 | 0.11877 | 2.4668 | 0.0095287 | 0.0058982 | 0.0075889 | 0.0095287 | 0.009793 | 0.13968 | 0.089019 | 0.030562 | 0.13968 | 0.13663 | 0.1402 | 0.09 | 0.0083022 | 0.1402 | 0.13527 | 0.0020511 | 0.076542 | 0.028914 | 0.11877 | 2.4668 | 0.0095287 | 0.0058982 | 0.0075889 | 0.0095287 | 0.009793 | 0.13968 | 0.089019 | 0.030562 | 0.13968 | 0.13663 | 0.1402 | 0.09 | 0.0083022 | 0.1402 | 0.13527
123 | 0.22 | 0.3 | South/Central | AZ | Kingman.AWOS.723700 | 3 | 155032 | 36.1232 | 14.9349 | 57.8154 | 35.9506 | 21.8648 | 1224.49 | 4.7353 | 46.25 | 5.5023 | -0.76707 | 39.9871 | 2.9653 | 21.55 | 3.8002 | -0.83496 | 15.514 | 3.7896 | -6.95 | 6.4998 | -2.7103 | -24.3165 | 4.7353 | 46.25 | 5.5023 | -0.76707 | 39.9871 | 4.8641 | 44.76 | 5.7821 | -0.91795 | 37.583 | 0.0020511 | 0.074093 | 0.030633 | 0.11859 | 2.5116 | 0.0097126 | 0.0060821 | 0.0077729 | 0.0097126 | 0.009977 | 0.094864 | 0.044202 | -0.014255 | 0.094864 | 0.091808 | 0.082019 | 0.031821 | -0.049876 | 0.082019 | 0.077087 | 0.0020511 | 0.074093 | 0.030633 | 0.11859 | 2.5116 | 0.0097126 | 0.0060821 | 0.0077729 | 0.0097126 | 0.009977 | 0.094864 | 0.044202 | -0.014255 | 0.094864 | 0.091808 | 0.082019 | 0.031821 | -0.049876 | 0.082019 | 0.077087
124 | 0.22 | 0.35 | South/Central | AZ | Kingman.AWOS.723700 | 3 | 155032 | 35.0699 | 15.8179 | 57.9255 | 34.9023 | 23.0232 | 1250.21 | 4.6252 | 20.53 | 6.5506 | -1.9254 | 7.46 | 2.8552 | -4.17 | 4.8485 | -1.9933 | -17.0131 | 3.6795 | -32.67 | 7.5481 | -3.8686 | -56.8437 | 4.6252 | 20.53 | 6.5506 | -1.9254 | 7.46 | 4.754 | 19.04 | 6.8304 | -2.0763 | 5.0558 | 0.0020511 | 0.071933 | 0.032444 | 0.11881 | 2.5643 | 0.0094868 | 0.0058563 | 0.007547 | 0.0094868 | 0.0097511 | 0.04211 | -0.0085532 | -0.06701 | 0.04211 | 0.039053 | 0.015301 | -0.034896 | -0.11659 | 0.015301 | 0.01037 | 0.0020511 | 0.071933 | 0.032444 | 0.11881 | 2.5643 | 0.0094868 | 0.0058563 | 0.007547 | 0.0094868 | 0.0097511 | 0.04211 | -0.0085532 | -0.06701 | 0.04211 | 0.039053 | 0.015301 | -0.034896 | -0.11659 | 0.015301 | 0.01037
125 | 0.22 | 0.4 | South/Central | AZ | Kingman.AWOS.723700 | 3 | 155032 | 34.8641 | 15.7701 | 57.6875 | 34.6974 | 22.9901 | 1246.45 | 4.8631 | 24.29 | 6.7555 | -1.8923 | 11.3942 | 3.0931 | -0.41 | 5.0534 | -1.9602 | -13.079 | 3.9174 | -28.91 | 7.753 | -3.8355 | -52.9095 | 4.8631 | 24.29 | 6.7555 | -1.8923 | 11.3942 | 4.992 | 22.8 | 7.0352 | -2.0432 | 8.99 | 0.0020511 | 0.07151 | 0.032346 | 0.11832 | 2.5566 | 0.0099749 | 0.0063444 | 0.0080352 | 0.0099749 | 0.010239 | 0.049822 | -0.00084096 | -0.059298 | 0.049822 | 0.046766 | 0.023371 | -0.026827 | -0.10852 | 0.023371 | 0.01844 | 0.0020511 | 0.07151 | 0.032346 | 0.11832 | 2.5566 | 0.0099749 | 0.0063444 | 0.0080352 | 0.0099749 | 0.010239 | 0.049822 | -0.00084096 | -0.059298 | 0.049822 | 0.046766 | 0.023371 | -0.026827 | -0.10852 | 0.023371 | 0.01844
126 | 0.2 | 0.2 | South/Central | AZ | Kingman.AWOS.723700 | 3 | 155032 | 37.9848 | 13.259 | 57.4446 | 37.8032 | 19.6414 | 1173 | 5.106 | 97.74 | 3.6497 | 1.4563 | 104.4598 | 3.336 | 73.04 | 1.9476 | 1.3884 | 79.9866 | 4.1603 | 44.54 | 4.6472 | -0.4869 | 40.1561 | 5.106 | 97.74 | 3.6497 | 1.4563 | 104.4598 | 5.2349 | 96.25 | 3.9294 | 1.3054 | 102.0556 | 0.0020511 | 0.077911 | 0.027196 | 0.11783 | 2.406 | 0.010473 | 0.0068425 | 0.0085333 | 0.010473 | 0.010737 | 0.20048 | 0.14981 | 0.091357 | 0.20048 | 0.19742 | 0.21426 | 0.16406 | 0.082365 | 0.21426 | 0.20933 | 0.0020511 | 0.077911 | 0.027196 | 0.11783 | 2.406 | 0.010473 | 0.0068425 | 0.0085333 | 0.010473 | 0.010737 | 0.20048 | 0.14981 | 0.091357 | 0.20048 | 0.19742 | 0.21426 | 0.16406 | 0.082365 | 0.21426 | 0.20933
127 | 0.2 | 0.25 | South/Central | AZ | Kingman.AWOS.723700 | 3 | 155032 | 36.5862 | 14.1024 | 57.1498 | 36.4113 | 20.7385 | 1192.14 | 5.4008 | 78.6 | 5.0416 | 0.35923 | 78.7608 | 3.6308 | 53.9 | 3.3395 | 0.29134 | 54.2877 | 4.4551 | 25.4 | 6.0391 | -1.584 | 14.4571 | 5.4008 | 78.6 | 5.0416 | 0.35923 | 78.7608 | 5.5297 | 77.11 | 5.3214 | 0.20835 | 76.3566 | 0.0020511 | 0.075043 | 0.028926 | 0.11722 | 2.4452 | 0.011078 | 0.0074473 | 0.009138 | 0.011078 | 0.011342 | 0.16122 | 0.11056 | 0.052099 | 0.16122 | 0.15816 | 0.16155 | 0.11135 | 0.029653 | 0.16155 | 0.15662 | 0.0020511 | 0.075043 | 0.028926 | 0.11722 | 2.4452 | 0.011078 | 0.0074473 | 0.009138 | 0.011078 | 0.011342 | 0.16122 | 0.11056 | 0.052099 | 0.16122 | 0.15816 | 0.16155 | 0.11135 | 0.029653 | 0.16155 | 0.15662
128 | 0.2 | 0.3 | South/Central | AZ | Kingman.AWOS.723700 | 3 | 155032 | 35.398 | 14.9506 | 57.0759 | 35.2287 | 21.8472 | 1214.4 | 5.4747 | 56.34 | 6.2242 | -0.74947 | 49.9217 | 3.7047 | 31.64 | 4.5221 | -0.81736 | 25.4486 | 4.529 | 3.14 | 7.2217 | -2.6927 | -14.382 | 5.4747 | 56.34 | 6.2242 | -0.74947 | 49.9217 | 5.6036 | 54.85 | 6.5039 | -0.90035 | 47.5175 | 0.0020511 | 0.072606 | 0.030666 | 0.11707 | 2.4909 | 0.011229 | 0.0075988 | 0.0092895 | 0.011229 | 0.011494 | 0.11556 | 0.064898 | 0.0064405 | 0.11556 | 0.1125 | 0.1024 | 0.052198 | -0.029499 | 0.1024 | 0.097464 | 0.0020511 | 0.072606 | 0.030666 | 0.11707 | 2.4909 | 0.011229 | 0.0075988 | 0.0092895 | 0.011229 | 0.011494 | 0.11556 | 0.064898 | 0.0064405 | 0.11556 | 0.1125 | 0.1024 | 0.052198 | -0.029499 | 0.1024 | 0.097464
129 | 0.2 | 0.35 | South/Central | AZ | Kingman.AWOS.723700 | 3 | 155032 | 34.3547 | 15.8393 | 57.2116 | 34.1904 | 23.0212 | 1240.78 | 5.339 | 29.96 | 7.2625 | -1.9235 | 16.6469 | 3.569 | 5.26 | 5.5604 | -1.9914 | -7.8263 | 4.3933 | -23.24 | 8.26 | -3.8667 | -47.6568 | 5.339 | 29.96 | 7.2625 | -1.9235 | 16.6469 | 5.4679 | 28.47 | 7.5422 | -2.0744 | 14.2427 | 0.0020511 | 0.070466 | 0.032488 | 0.11735 | 2.545 | 0.010951 | 0.0073205 | 0.0090112 | 0.010951 | 0.011215 | 0.061452 | 0.010789 | -0.047668 | 0.061452 | 0.058395 | 0.034145 | -0.016053 | -0.09775 | 0.034145 | 0.029214 | 0.0020511 | 0.070466 | 0.032488 | 0.11735 | 2.545 | 0.010951 | 0.0073205 | 0.0090112 | 0.010951 | 0.011215 | 0.061452 | 0.010789 | -0.047668 | 0.061452 | 0.058395 | 0.034145 | -0.016053 | -0.09775 | 0.034145 | 0.029214
130 | 0.2 | 0.4 | South/Central | AZ | Kingman.AWOS.723700 | 3 | 155032 | 34.1635 | 15.7958 | 56.9926 | 34.0001 | 22.9925 | 1237.35 | 5.558 | 33.39 | 7.4528 | -1.8948 | 20.2203 | 3.788 | 8.69 | 5.7507 | -1.9627 | -4.2529 | 4.6123 | -19.81 | 8.4503 | -3.838 | -44.0834 | 5.558 | 33.39 | 7.4528 | -1.8948 | 20.2203 | 5.6869 | 31.9 | 7.7325 | -2.0457 | 17.8161 | 0.0020511 | 0.070074 | 0.032399 | 0.1169 | 2.538 | 0.0114 | 0.0077696 | 0.0094604 | 0.0114 | 0.011664 | 0.068487 | 0.017824 | -0.040633 | 0.068487 | 0.065431 | 0.041474 | -0.0087231 | -0.09042 | 0.041474 | 0.036543 | 0.0020511 | 0.070074 | 0.032399 | 0.1169 | 2.538 | 0.0114 | 0.0077696 | 0.0094604 | 0.0114 | 0.011664 | 0.068487 | 0.017824 | -0.040633 | 0.068487 | 0.065431 | 0.041474 | -0.0087231 | -0.09042 | 0.041474 | 0.036543
133 | 0.32 | 0.2 | South/Central | AZ | Kingman.AWOS.723700 | 3 | 155032 | 42.3712 | 13.2719 | 62.0039 | 42.1692 | 19.8347 | 1237.03 | 0.5467 | 33.71 | -0.71633 | 1.263 | 40.9256 | -1.2233 | 9.01 | -2.4184 | 1.1951 | 16.4525 | -0.39901 | -19.49 | 0.28116 | -0.68017 | -23.378 | 0.5467 | 33.71 | -0.71633 | 1.263 | 40.9256 | 0.67557 | 32.22 | -0.43657 | 1.1121 | 38.5215 | 0.0020511 | 0.086908 | 0.027222 | 0.12718 | 2.5373 | 0.0011213 | -0.0025091 | -0.00081842 | 0.0011213 | 0.0013857 | 0.069143 | 0.018481 | -0.039976 | 0.069143 | 0.066087 | 0.083944 | 0.033746 | -0.047951 | 0.083944 | 0.079012 | 0.0020511 | 0.086908 | 0.027222 | 0.12718 | 2.5373 | 0.0011213 | -0.0025091 | -0.00081842 | 0.0011213 | 0.0013857 | 0.069143 | 0.018481 | -0.039976 | 0.069143 | 0.066087 | 0.083944 | 0.033746 | -0.047951 | 0.083944 | 0.079012
134 | 0.32 | 0.23 | South/Central | AZ | Kingman.AWOS.723700 | 3 | 155032 | 41.4641 | 13.7637 | 61.7443 | 41.2664 | 20.4778 | 1247.1 | 0.80633 | 23.64 | 0.18646 | 0.61988 | 26.9705 | -0.96366 | -1.06 | -1.5156 | 0.55199 | 2.4973 | -0.13937 | -29.56 | 1.184 | -1.3233 | -37.3332 | 0.80633 | 23.64 | 0.18646 | 0.61988 | 26.9705 | 0.93521 | 22.15 | 0.46621 | 0.469 | 24.5663 | 0.0020511 | 0.085048 | 0.028231 | 0.12665 | 2.558 | 0.0016539 | -0.0019766 | -0.00028587 | 0.0016539 | 0.0019182 | 0.048489 | -0.0021742 | -0.060631 | 0.048489 | 0.045432 | 0.05532 | 0.0051224 | -0.076575 | 0.05532 | 0.050389 | 0.0020511 | 0.085048 | 0.028231 | 0.12665 | 2.558 | 0.0016539 | -0.0019766 | -0.00028587 | 0.0016539 | 0.0019182 | 0.048489 | -0.0021742 | -0.060631 | 0.048489 | 0.045432 | 0.05532 | 0.0051224 | -0.076575 | 0.05532 | 0.050389
135 | 0.32 | 0.25 | South/Central | AZ | Kingman.AWOS.723700 | 3 | 155032 | 40.8976 | 14.0902 | 61.6047 | 40.7027 | 20.9021 | 1254.16 | 0.94591 | 16.58 | 0.75023 | 0.19567 | 17.3606 | -0.82409 | -8.12 | -0.95187 | 0.12778 | -7.1125 | 0.00020118 | -36.62 | 1.7477 | -1.7475 | -46.9431 | 0.94591 | 16.58 | 0.75023 | 0.19567 | 17.3606 | 1.0748 | 15.09 | 1.03 | 0.044791 | 14.9564 | 0.0020511 | 0.083886 | 0.028901 | 0.12636 | 2.5724 | 0.0019402 | -0.0016903 | 4.1265e-07 | 0.0019402 | 0.0022045 | 0.034008 | -0.016655 | -0.075112 | 0.034008 | 0.030951 | 0.035609 | -0.014589 | -0.096286 | 0.035609 | 0.030677 | 0.0020511 | 0.083886 | 0.028901 | 0.12636 | 2.5724 | 0.0019402 | -0.0016903 | 4.1265e-07 | 0.0019402 | 0.0022045 | 0.034008 | -0.016655 | -0.075112 | 0.034008 | 0.030951 | 0.035609 | -0.014589 | -0.096286 | 0.035609 | 0.030677
136 | 0.32 | 0.3 | South/Central | AZ | Kingman.AWOS.723700 | 3 | 155032 | 40.6308 | 14.172 | 61.4997 | 40.4371 | 21.0626 | 1256.17 | 1.0509 | 14.57 | 1.0158 | 0.03513 | 14.3915 | -0.71908 | -10.13 | -0.68632 | -0.032762 | -10.0817 | 0.10521 | -38.63 | 2.0133 | -1.9081 | -49.9122 | 1.0509 | 14.57 | 1.0158 | 0.03513 | 14.3915 | 1.1798 | 13.08 | 1.2955 | -0.11575 | 11.9873 | 0.0020511 | 0.083339 | 0.029069 | 0.12614 | 2.5766 | 0.0021556 | -0.0014749 | 0.00021579 | 0.0021556 | 0.0024199 | 0.029885 | -0.020778 | -0.079235 | 0.029885 | 0.026829 | 0.029519 | -0.020679 | -0.10238 | 0.029519 | 0.024587 | 0.0020511 | 0.083339 | 0.029069 | 0.12614 | 2.5766 | 0.0021556 | -0.0014749 | 0.00021579 | 0.0021556 | 0.0024199 | 0.029885 | -0.020778 | -0.079235 | 0.029885 | 0.026829 | 0.029519 | -0.020679 | -0.10238 | 0.029519 | 0.024587
137 | 0.32 | 0.35 | South/Central | AZ | Kingman.AWOS.723700 | 3 | 155032 | 39.3883 | 14.9249 | 61.2406 | 39.2006 | 22.04 | 1273.29 | 1.3101 | -2.55 | 2.2523 | -0.94224 | -8.5486 | -0.45994 | -27.25 | 0.55019 | -1.0101 | -33.0217 | 0.36435 | -55.75 | 3.2498 | -2.8854 | -72.8523 | 1.3101 | -2.55 | 2.2523 | -0.94224 | -8.5486 | 1.4389 | -4.04 | 2.5321 | -1.0931 | -10.9528 | 0.0020511 | 0.08079 | 0.030613 | 0.12561 | 2.6117 | 0.0026871 | -0.00094339 | 0.00074733 | 0.0026871 | 0.0029514 | -0.0052304 | -0.055893 | -0.11435 | -0.0052304 | -0.0082865 | -0.017534 | -0.067732 | -0.14943 | -0.017534 | -0.022466 | 0.0020511 | 0.08079 | 0.030613 | 0.12561 | 2.6117 | 0.0026871 | -0.00094339 | 0.00074733 | 0.0026871 | 0.0029514 | -0.0052304 | -0.055893 | -0.11435 | -0.0052304 | -0.0082865 | -0.017534 | -0.067732 | -0.14943 | -0.017534 | -0.022466
138 | 0.32 | 0.4 | South/Central | AZ | Kingman.AWOS.723700 | 3 | 155032 | 38.3004 | 15.6779 | 61.1363 | 38.1179 | 23.0185 | 1292.44 | 1.4143 | -21.7 | 3.335 | -1.9208 | -33.5018 | -0.35572 | -46.4 | 1.6329 | -1.9886 | -57.975 | 0.46857 | -74.9 | 4.3325 | -3.864 | -97.8055 | 1.4143 | -21.7 | 3.335 | -1.9208 | -33.5018 | 1.5432 | -23.19 | 3.6148 | -2.0716 | -35.906 | 0.0020511 | 0.078559 | 0.032157 | 0.1254 | 2.651 | 0.0029009 | -0.00072962 | 0.0009611 | 0.0029009 | 0.0031652 | -0.044509 | -0.095172 | -0.15363 | -0.044509 | -0.047566 | -0.068716 | -0.11891 | -0.20061 | -0.068716 | -0.073648 | 0.0020511 | 0.078559 | 0.032157 | 0.1254 | 2.651 | 0.0029009 | -0.00072962 | 0.0009611 | 0.0029009 | 0.0031652 | -0.044509 | -0.095172 | -0.15363 | -0.044509 | -0.047566 | -0.068716 | -0.11891 | -0.20061 | -0.068716 | -0.073648
140 | 0.2 | 0.45 | South/Central | AZ | Kingman.AWOS.723700 | 3 | 155032 | 33.5721 | 16.3622 | 57.1681 | 33.4116 | 23.7565 | 1255.65 | 5.3825 | 15.09 | 8.0413 | -2.6588 | -2.5489 | 3.6125 | -9.61 | 6.3392 | -2.7267 | -27.0221 | 4.4368 | -38.11 | 9.0388 | -4.602 | -66.8526 | 5.3825 | 15.09 | 8.0413 | -2.6588 | -2.5489 | 5.5114 | 13.6 | 8.3211 | -2.8096 | -4.9531 | 0.0020511 | 0.068861 | 0.033561 | 0.11726 | 2.5755 | 0.01104 | 0.0074098 | 0.0091005 | 0.01104 | 0.011305 | 0.030951 | -0.019711 | -0.078168 | 0.030951 | 0.027895 | -0.0052281 | -0.055426 | -0.13712 | -0.0052281 | -0.010159 | 0.0020511 | 0.068861 | 0.033561 | 0.11726 | 2.5755 | 0.01104 | 0.0074098 | 0.0091005 | 0.01104 | 0.011305 | 0.030951 | -0.019711 | -0.078168 | 0.030951 | 0.027895 | -0.0052281 | -0.055426 | -0.13712 | -0.0052281 | -0.010159
141 | 0.22 | 0.45 | South/Central | AZ | Kingman.AWOS.723700 | 3 | 155032 | 34.2627 | 16.3422 | 57.8586 | 34.0989 | 23.7597 | 1264.8 | 4.692 | 5.94 | 7.354 | -2.662 | -11.4718 | 2.922 | -18.76 | 5.6519 | -2.7299 | -35.945 | 3.7463 | -47.26 | 8.3515 | -4.6052 | -75.7755 | 4.692 | 5.94 | 7.354 | -2.662 | -11.4718 | 4.8209 | 4.45 | 7.6337 | -2.8129 | -13.876 | 0.0020511 | 0.070277 | 0.03352 | 0.11868 | 2.5943 | 0.0096238 | 0.0059934 | 0.0076841 | 0.0096238 | 0.0098882 | 0.012184 | -0.038479 | -0.096936 | 0.012184 | 0.0091275 | -0.02353 | -0.073728 | -0.15542 | -0.02353 | -0.028461 | 0.0020511 | 0.070277 | 0.03352 | 0.11868 | 2.5943 | 0.0096238 | 0.0059934 | 0.0076841 | 0.0096238 | 0.0098882 | 0.012184 | -0.038479 | -0.096936 | 0.012184 | 0.0091275 | -0.02353 | -0.073728 | -0.15542 | -0.02353 | -0.028461
142 | 0.24 | 0.45 | South/Central | AZ | Kingman.AWOS.723700 | 3 | 155032 | 34.9475 | 16.3219 | 58.5431 | 34.7806 | 23.7625 | 1273.89 | 4.0075 | -3.15 | 6.6723 | -2.6648 | -20.3062 | 2.2375 | -27.85 | 4.9702 | -2.7327 | -44.7793 | 3.0618 | -56.35 | 7.6698 | -4.608 | -84.6099 | 4.0075 | -3.15 | 6.6723 | -2.6648 | -20.3062 | 4.1364 | -4.64 | 6.9521 | -2.8157 | -22.7104 | 0.0020511 | 0.071682 | 0.033478 | 0.12008 | 2.6129 | 0.0082199 | 0.0045894 | 0.0062801 | 0.0082199 | 0.0084842 | -0.006461 | -0.057124 | -0.11558 | -0.006461 | -0.0095172 | -0.04165 | -0.091848 | -0.17355 | -0.04165 | -0.046582 | 0.0020511 | 0.071682 | 0.033478 | 0.12008 | 2.6129 | 0.0082199 | 0.0045894 | 0.0062801 | 0.0082199 | 0.0084842 | -0.006461 | -0.057124 | -0.11558 | -0.006461 | -0.0095172 | -0.04165 | -0.091848 | -0.17355 | -0.04165 | -0.046582
143 | 0.25 | 0.45 | South/Central | AZ | Kingman.AWOS.723700 | 3 | 155032 | 35.2875 | 16.3119 | 58.8831 | 35.119 | 23.7641 | 1278.41 | 3.6675 | -7.67 | 6.3339 | -2.6664 | -24.6988 | 1.8976 | -32.37 | 4.6318 | -2.7343 | -49.1719 | 2.7218 | -60.87 | 7.3314 | -4.6096 | -89.0025 | 3.6675 | -7.67 | 6.3339 | -2.6664 | -24.6988 | 3.7964 | -9.16 | 6.6137 | -2.8173 | -27.103 | 0.0020511 | 0.072379 | 0.033458 | 0.12078 | 2.6222 | 0.0075226 | 0.0038921 | 0.0055828 | 0.0075226 | 0.0077869 | -0.015732 | -0.066395 | -0.12485 | -0.015732 | -0.018788 | -0.05066 | -0.10086 | -0.18256 | -0.05066 | -0.055592 | 0.0020511 | 0.072379 | 0.033458 | 0.12078 | 2.6222 | 0.0075226 | 0.0038921 | 0.0055828 | 0.0075226 | 0.0077869 | -0.015732 | -0.066395 | -0.12485 | -0.015732 | -0.018788 | -0.05066 | -0.10086 | -0.18256 | -0.05066 | -0.055592
144 | 0.26 | 0.45 | South/Central | AZ | Kingman.AWOS.723700 | 3 | 155032 | 35.5824 | 16.3419 | 59.2184 | 35.4125 | 23.8059 | 1283.7 | 3.3322 | -12.96 | 6.0404 | -2.7081 | -30.112 | 1.5622 | -37.66 | 4.3382 | -2.776 | -54.5851 | 2.3865 | -66.16 | 7.0378 | -4.6513 | -94.4157 | 3.3322 | -12.96 | 6.0404 | -2.7081 | -30.112 | 3.4611 | -14.45 | 6.3201 | -2.859 | -32.5162 | 0.0020511 | 0.072984 | 0.033519 | 0.12146 | 2.633 | 0.0068348 | 0.0032043 | 0.004895 | 0.0068348 | 0.0070991 | -0.026583 | -0.077245 | -0.1357 | -0.026583 | -0.029639 | -0.061763 | -0.11196 | -0.19366 | -0.061763 | -0.066695 | 0.0020511 | 0.072984 | 0.033519 | 0.12146 | 2.633 | 0.0068348 | 0.0032043 | 0.004895 | 0.0068348 | 0.0070991 | -0.026583 | -0.077245 | -0.1357 | -0.026583 | -0.029639 | -0.061763 | -0.11196 | -0.19366 | -0.061763 | -0.066695
145 | 0.27 | 0.45 | South/Central | AZ | Kingman.AWOS.723700 | 3 | 155032 | 35.8681 | 16.3666 | 59.5485 | 35.697 | 23.8515 | 1289 | 3.0022 | -18.26 | 5.7559 | -2.7538 | -35.5615 | 1.2322 | -42.96 | 4.0538 | -2.8217 | -60.0346 | 2.0564 | -71.46 | 6.7534 | -4.697 | -99.8652 | 3.0022 | -18.26 | 5.7559 | -2.7538 | -35.5615 | 3.131 | -19.75 | 6.0357 | -2.9047 | -37.9657 | 0.0020511 | 0.07357 | 0.03357 | 0.12214 | 2.6439 | 0.0061578 | 0.0025273 | 0.004218 | 0.0061578 | 0.0064221 | -0.037454 | -0.088116 | -0.14657 | -0.037454 | -0.04051 | -0.072941 | -0.12314 | -0.20484 | -0.072941 | -0.077872 | 0.0020511 | 0.07357 | 0.03357 | 0.12214 | 2.6439 | 0.0061578 | 0.0025273 | 0.004218 | 0.0061578 | 0.0064221 | -0.037454 | -0.088116 | -0.14657 | -0.037454 | -0.04051 | -0.072941 | -0.12314 | -0.20484 | -0.072941 | -0.077872
146 | 0.28 | 0.45 | South/Central | AZ | Kingman.AWOS.723700 | 3 | 155032 | 36.1482 | 16.3966 | 59.8785 | 35.9757 | 23.9028 | 1294.41 | 2.6721 | -23.67 | 5.4772 | -2.8051 | -41.1623 | 0.90213 | -48.37 | 3.7751 | -2.873 | -65.6354 | 1.7264 | -76.87 | 6.4747 | -4.7483 | -105.466 | 2.6721 | -23.67 | 5.4772 | -2.8051 | -41.1623 | 2.801 | -25.16 | 5.757 | -2.956 | -43.5665 | 0.0020511 | 0.074144 | 0.033631 | 0.12282 | 2.655 | 0.0054809 | 0.0018504 | 0.0035411 | 0.0054809 | 0.0057452 | -0.04855 | -0.099213 | -0.15767 | -0.04855 | -0.051606 | -0.084429 | -0.13463 | -0.21632 | -0.084429 | -0.08936 | 0.0020511 | 0.074144 | 0.033631 | 0.12282 | 2.655 | 0.0054809 | 0.0018504 | 0.0035411 | 0.0054809 | 0.0057452 | -0.04855 | -0.099213 | -0.15767 | -0.04855 | -0.051606 | -0.084429 | -0.13463 | -0.21632 | -0.084429 | -0.08936
147 | 0.3 | 0.45 | South/Central | AZ | Kingman.AWOS.723700 | 3 | 155032 | 36.6575 | 16.5361 | 60.592 | 36.4827 | 24.1093 | 1308.12 | 1.9586 | -37.38 | 4.9702 | -3.0116 | -55.8418 | 0.18859 | -62.08 | 3.2681 | -3.0795 | -80.3149 | 1.0129 | -90.58 | 5.9677 | -4.9548 | -120.1455 | 1.9586 | -37.38 | 4.9702 | -3.0116 | -55.8418 | 2.0875 | -38.87 | 5.25 | -3.1625 | -58.246 | 0.0020511 | 0.075189 | 0.033918 | 0.12428 | 2.6831 | 0.0040173 | 0.00038682 | 0.0020775 | 0.0040173 | 0.0042816 | -0.076671 | -0.12733 | -0.18579 | -0.076671 | -0.079727 | -0.11454 | -0.16474 | -0.24643 | -0.11454 | -0.11947 | 0.0020511 | 0.075189 | 0.033918 | 0.12428 | 2.6831 | 0.0040173 | 0.00038682 | 0.0020775 | 0.0040173 | 0.0042816 | -0.076671 | -0.12733 | -0.18579 | -0.076671 | -0.079727 | -0.11454 | -0.16474 | -0.24643 | -0.11454 | -0.11947
148 | 0.2 | 0.5 | South/Central | AZ | Kingman.AWOS.723700 | 3 | 155032 | 32.7496 | 17.2252 | 57.4946 | 32.593 | 24.9016 | 1283.87 | 5.056 | -13.13 | 8.8599 | -3.8039 | -37.4907 | 3.286 | -37.83 | 7.1578 | -3.8718 | -61.9638 | 4.1103 | -66.33 | 9.8574 | -5.7471 | -101.7944 | 5.056 | -13.13 | 8.8599 | -3.8039 | -37.4907 | 5.1849 | -14.62 | 9.1397 | -3.9548 | -39.8949 | 0.0020511 | 0.067173 | 0.035331 | 0.11793 | 2.6334 | 0.01037 | 0.00674 | 0.0084307 | 0.01037 | 0.010635 | -0.026931 | -0.077594 | -0.13605 | -0.026931 | -0.029987 | -0.076898 | -0.1271 | -0.20879 | -0.076898 | -0.081829 | 0.0020511 | 0.067173 | 0.035331 | 0.11793 | 2.6334 | 0.01037 | 0.00674 | 0.0084307 | 0.01037 | 0.010635 | -0.026931 | -0.077594 | -0.13605 | -0.026931 | -0.029987 | -0.076898 | -0.1271 | -0.20879 | -0.076898 | -0.081829
149 | 0.22 | 0.5 | South/Central | AZ | Kingman.AWOS.723700 | 3 | 155032 | 33.4301 | 17.1991 | 58.1687 | 33.2704 | 24.8983 | 1292.69 | 4.382 | -21.95 | 8.1825 | -3.8005 | -46.0253 | 2.612 | -46.65 | 6.4804 | -3.8684 | -70.4985 | 3.4363 | -75.15 | 9.18 | -5.7437 | -110.329 | 4.382 | -21.95 | 8.1825 | -3.8005 | -46.0253 | 4.5108 | -23.44 | 8.4623 | -3.9514 | -48.4295 | 0.0020511 | 0.068569 | 0.035277 | 0.11931 | 2.6515 | 0.008988 | 0.0053575 | 0.0070482 | 0.008988 | 0.0092523 | -0.045022 | -0.095685 | -0.15414 | -0.045022 | -0.048078 | -0.094404 | -0.1446 | -0.2263 | -0.094404 | -0.099335 | 0.0020511 | 0.068569 | 0.035277 | 0.11931 | 2.6515 | 0.008988 | 0.0053575 | 0.0070482 | 0.008988 | 0.0092523 | -0.045022 | -0.095685 | -0.15414 | -0.045022 | -0.048078 | -0.094404 | -0.1446 | -0.2263 | -0.094404 | -0.099335
150 | 0.24 | 0.5 | South/Central | AZ | Kingman.AWOS.723700 | 3 | 155032 | 34.1054 | 17.1744 | 58.8339 | 33.9425 | 24.8914 | 1301.32 | 3.7167 | -30.58 | 7.5104 | -3.7937 | -54.3542 | 1.9467 | -55.28 | 5.8083 | -3.8616 | -78.8273 | 2.771 | -83.78 | 8.5079 | -5.7369 | -118.6578 | 3.7167 | -30.58 | 7.5104 | -3.7937 | -54.3542 | 3.8456 | -32.07 | 7.7902 | -3.9446 | -56.7583 | 0.0020511 | 0.069954 | 0.035227 | 0.12068 | 2.6692 | 0.0076234 | 0.0039929 | 0.0056837 | 0.0076234 | 0.0078878 | -0.062723 | -0.11339 | -0.17184 | -0.062723 | -0.06578 | -0.11149 | -0.16168 | -0.24338 | -0.11149 | -0.11642 | 0.0020511 | 0.069954 | 0.035227 | 0.12068 | 2.6692 | 0.0076234 | 0.0039929 | 0.0056837 | 0.0076234 | 0.0078878 | -0.062723 | -0.11339 | -0.17184 | -0.062723 | -0.06578 | -0.11149 | -0.16168 | -0.24338 | -0.11149 | -0.11642
151 | 0.25 | 0.5 | South/Central | AZ | Kingman.AWOS.723700 | 3 | 155032 | 34.4402 | 17.1591 | 59.1635 | 34.2758 | 24.8876 | 1305.59 | 3.3872 | -34.85 | 7.1771 | -3.7899 | -58.4693 | 1.6172 | -59.55 | 5.475 | -3.8578 | -82.9425 | 2.4415 | -88.05 | 8.1746 | -5.7331 | -122.773 | 3.3872 | -34.85 | 7.1771 | -3.7899 | -58.4693 | 3.516 | -36.34 | 7.4568 | -3.9408 | -60.8735 | 0.0020511 | 0.070641 | 0.035195 | 0.12135 | 2.6779 | 0.0069475 | 0.003317 | 0.0050077 | 0.0069475 | 0.0072118 | -0.071482 | -0.12214 | -0.1806 | -0.071482 | -0.074538 | -0.11993 | -0.17013 | -0.25182 | -0.11993 | -0.12486 | 0.0020511 | 0.070641 | 0.035195 | 0.12135 | 2.6779 | 0.0069475 | 0.003317 | 0.0050077 | 0.0069475 | 0.0072118 | -0.071482 | -0.12214 | -0.1806 | -0.071482 | -0.074538 | -0.11993 | -0.17013 | -0.25182 | -0.11993 | -0.12486
152 | 0.26 | 0.5 | South/Central | AZ | Kingman.AWOS.723700 | 3 | 155032 | 34.7303 | 17.1791 | 59.4935 | 34.5645 | 24.929 | 1310.81 | 3.0571 | -40.07 | 6.8884 | -3.8313 | -63.8043 | 1.2871 | -64.77 | 5.1863 | -3.8992 | -88.2775 | 2.1114 | -93.27 | 7.8859 | -5.7745 | -128.108 | 3.0571 | -40.07 | 6.8884 | -3.8313 | -63.8043 | 3.186 | -41.56 | 7.1681 | -3.9822 | -66.2085 | 0.0020511 | 0.071236 | 0.035237 | 0.12203 | 2.6886 | 0.0062705 | 0.00264 | 0.0043307 | 0.0062705 | 0.0065348 | -0.082189 | -0.13285 | -0.19131 | -0.082189 | -0.085245 | -0.13087 | -0.18107 | -0.26277 | -0.13087 | -0.1358 | 0.0020511 | 0.071236 | 0.035237 | 0.12203 | 2.6886 | 0.0062705 | 0.00264 | 0.0043307 | 0.0062705 | 0.0065348 | -0.082189 | -0.13285 | -0.19131 | -0.082189 | -0.085245 | -0.13087 | -0.18107 | -0.26277 | -0.13087 | -0.1358
153 | 0.27 | 0.5 | South/Central | AZ | Kingman.AWOS.723700 | 3 | 155032 | 35.0299 | 17.1987 | 59.8232 | 34.8627 | 24.9605 | 1315.82 | 2.7274 | -45.08 | 6.5902 | -3.8627 | -68.8682 | 0.95742 | -69.78 | 4.888 | -3.9306 | -93.3414 | 1.7817 | -98.28 | 7.5876 | -5.8059 | -133.1719 | 2.7274 | -45.08 | 6.5902 | -3.8627 | -68.8682 | 2.8563 | -46.57 | 6.8699 | -4.0136 | -71.2724 | 0.0020511 | 0.071851 | 0.035277 | 0.1227 | 2.6989 | 0.0055943 | 0.0019638 | 0.0036545 | 0.0055943 | 0.0058586 | -0.092465 | -0.14313 | -0.20158 | -0.092465 | -0.095521 | -0.14126 | -0.19145 | -0.27315 | -0.14126 | -0.14619 | 0.0020511 | 0.071851 | 0.035277 | 0.1227 | 2.6989 | 0.0055943 | 0.0019638 | 0.0036545 | 0.0055943 | 0.0058586 | -0.092465 | -0.14313 | -0.20158 | -0.092465 | -0.095521 | -0.14126 | -0.19145 | -0.27315 | -0.14126 | -0.14619
154 | 0.28 | 0.5 | South/Central | AZ | Kingman.AWOS.723700 | 3 | 155032 | 35.29 | 17.2691 | 60.1832 | 35.1216 | 25.0616 | 1322.68 | 2.3674 | -51.94 | 6.3313 | -3.9639 | -76.1931 | 0.59739 | -76.64 | 4.6292 | -4.0318 | -100.6662 | 1.4217 | -105.14 | 7.3288 | -5.9071 | -140.4968 | 2.3674 | -51.94 | 6.3313 | -3.9639 | -76.1931 | 2.4963 | -53.43 | 6.611 | -4.1148 | -78.5973 | 0.0020511 | 0.072384 | 0.035421 | 0.12344 | 2.713 | 0.0048558 | 0.0012253 | 0.002916 | 0.0048558 | 0.0051201 | -0.10654 | -0.1572 | -0.21566 | -0.10654 | -0.10959 | -0.15628 | -0.20648 | -0.28818 | -0.15628 | -0.16121 | 0.0020511 | 0.072384 | 0.035421 | 0.12344 | 2.713 | 0.0048558 | 0.0012253 | 0.002916 | 0.0048558 | 0.0051201 | -0.10654 | -0.1572 | -0.21566 | -0.10654 | -0.10959 | -0.15628 | -0.20648 | -0.28818 | -0.15628 | -0.16121
155 | 0.3 | 0.5 | South/Central | AZ | Kingman.AWOS.723700 | 3 | 155032 | 35.7854 | 17.4291 | 60.9087 | 35.6148 | 25.2939 | 1337.08 | 1.642 | -66.34 | 5.8381 | -4.1962 | -91.7151 | -0.12804 | -91.04 | 4.136 | -4.2641 | -116.1882 | 0.69625 | -119.54 | 6.8356 | -6.1394 | -156.0188 | 1.642 | -66.34 | 5.8381 | -4.1962 | -91.7151 | 1.7708 | -67.83 | 6.1179 | -4.347 | -94.1193 | 0.0020511 | 0.0734 | 0.035749 | 0.12493 | 2.7425 | 0.0033679 | -0.00026263 | 0.0014281 | 0.0033679 | 0.0036322 | -0.13607 | -0.18673 | -0.24519 | -0.13607 | -0.13913 | -0.18812 | -0.23832 | -0.32001 | -0.18812 | -0.19305 | 0.0020511 | 0.0734 | 0.035749 | 0.12493 | 2.7425 | 0.0033679 | -0.00026263 | 0.0014281 | 0.0033679 | 0.0036322 | -0.13607 | -0.18673 | -0.24519 | -0.13607 | -0.13913 | -0.18812 | -0.23832 | -0.32001 | -0.18812 | -0.19305
156 | 0.37 | 0.17 | South/Central | AZ | Kingman.AWOS.723700 | 3 | 155032 | 45.0846 | 12.8194 | 64.1849 | 44.87 | 19.3148 | 1254.85 | -1.6342 | 15.89 | -3.4172 | 1.7829 | 26.9839 | -3.4042 | -8.81 | -5.1193 | 1.715 | 2.5107 | -2.5799 | -37.31 | -2.4197 | -0.16029 | -37.3198 | -1.6342 | 15.89 | -3.4172 | 1.7829 | 26.9839 | -1.5054 | 14.4 | -3.1374 | 1.632 | 24.5797 | 0.0020511 | 0.092474 | 0.026294 | 0.13165 | 2.5739 | -0.003352 | -0.0069825 | -0.0052918 | -0.003352 | -0.0030877 | 0.032592 | -0.01807 | -0.076527 | 0.032592 | 0.029536 | 0.055347 | 0.0051498 | -0.076548 | 0.055347 | 0.050416 | 0.0020511 | 0.092474 | 0.026294 | 0.13165 | 2.5739 | -0.003352 | -0.0069825 | -0.0052918 | -0.003352 | -0.0030877 | 0.032592 | -0.01807 | -0.076527 | 0.032592 | 0.029536 | 0.055347 | 0.0051498 | -0.076548 | 0.055347 | 0.050416
157 | 0.37 | 0.19 | South/Central | AZ | Kingman.AWOS.723700 | 3 | 155032 | 44.4126 | 13.1359 | 63.9293 | 44.2012 | 19.7281 | 1260.12 | -1.3787 | 10.62 | -2.7483 | 1.3696 | 19.1509 | -3.1487 | -14.08 | -4.4504 | 1.3017 | -5.3222 | -2.3244 | -42.58 | -1.7508 | -0.5736 | -45.1528 | -1.3787 | 10.62 | -2.7483 | 1.3696 | 19.1509 | -1.2498 | 9.13 | -2.4685 | 1.2187 | 16.7467 | 0.0020511 | 0.091096 | 0.026943 | 0.13113 | 2.5847 | -0.0028279 | -0.0064583 | -0.0047676 | -0.0028279 | -0.0025635 | 0.021783 | -0.02888 | -0.087337 | 0.021783 | 0.018727 | 0.039281 | -0.010917 | -0.092614 | 0.039281 | 0.03435 | 0.0020511 | 0.091096 | 0.026943 | 0.13113 | 2.5847 | -0.0028279 | -0.0064583 | -0.0047676 | -0.0028279 | -0.0025635 | 0.021783 | -0.02888 | -0.087337 | 0.021783 | 0.018727 | 0.039281 | -0.010917 | -0.092614 | 0.039281 | 0.03435
158 | 0.37 | 0.2 | South/Central | AZ | Kingman.AWOS.723700 | 3 | 155032 | 44.0915 | 13.2916 | 63.8139 | 43.8817 | 19.9323 | 1262.9 | -1.2633 | 7.84 | -2.4288 | 1.1654 | 15.1426 | -3.0333 | -16.86 | -4.1309 | 1.0975 | -9.3305 | -2.209 | -45.36 | -1.4313 | -0.77776 | -49.1611 | -1.2633 | 7.84 | -2.4288 | 1.1654 | 15.1426 | -1.1345 | 6.35 | -2.149 | 1.0146 | 12.7384 | 0.0020511 | 0.090437 | 0.027263 | 0.13089 | 2.5904 | -0.0025912 | -0.0062217 | -0.004531 | -0.0025912 | -0.0023269 | 0.016081 | -0.034582 | -0.093039 | 0.016081 | 0.013025 | 0.031059 | -0.019138 | -0.10084 | 0.031059 | 0.026128 | 0.0020511 | 0.090437 | 0.027263 | 0.13089 | 2.5904 | -0.0025912 | -0.0062217 | -0.004531 | -0.0025912 | -0.0023269 | 0.016081 | -0.034582 | -0.093039 | 0.016081 | 0.013025 | 0.031059 | -0.019138 | -0.10084 | 0.031059 | 0.026128
159 | 0.37 | 0.23 | South/Central | AZ | Kingman.AWOS.723700 | 3 | 155032 | 43.1794 | 13.7738 | 63.5344 | 42.9738 | 20.5605 | 1272.39 | -0.98375 | -1.65 | -1.5209 | 0.53718 | 1.8425 | -2.7537 | -26.35 | -3.223 | 0.46929 | -22.6307 | -1.9295 | -54.85 | -0.52344 | -1.406 | -62.4612 | -0.98375 | -1.65 | -1.5209 | 0.53718 | 1.8425 | -0.85488 | -3.14 | -1.2412 | 0.3863 | -0.5617 | 0.0020511 | 0.088566 | 0.028252 | 0.13032 | 2.6098 | -0.0020178 | -0.0056483 | -0.0039576 | -0.0020178 | -0.0017535 | -0.0033844 | -0.054047 | -0.1125 | -0.0033844 | -0.0064405 | 0.0037792 | -0.046418 | -0.12812 | 0.0037792 | -0.0011521 | 0.0020511 | 0.088566 | 0.028252 | 0.13032 | 2.6098 | -0.0020178 | -0.0056483 | -0.0039576 | -0.0020178 | -0.0017535 | -0.0033844 | -0.054047 | -0.1125 | -0.0033844 | -0.0064405 | 0.0037792 | -0.046418 | -0.12812 | 0.0037792 | -0.0011521
160 | 0.37 | 0.25 | South/Central | AZ | Kingman.AWOS.723700 | 3 | 155032 | 42.6076 | 14.0945 | 63.389 | 42.4048 | 20.9843 | 1279.36 | -0.83841 | -8.62 | -0.95187 | 0.11346 | -7.6804 | -2.6084 | -33.32 | -2.654 | 0.045571 | -32.1535 | -1.7841 | -61.82 | 0.045624 | -1.8297 | -71.9841 | -0.83841 | -8.62 | -0.95187 | 0.11346 | -7.6804 | -0.70953 | -10.11 | -0.67211 | -0.037419 | -10.0846 | 0.0020511 | 0.087393 | 0.02891 | 0.13002 | 2.6241 | -0.0017197 | -0.0053502 | -0.0036594 | -0.0017197 | -0.0014553 | -0.017681 | -0.068343 | -0.1268 | -0.017681 | -0.020737 | -0.015753 | -0.065951 | -0.14765 | -0.015753 | -0.020685 | 0.0020511 | 0.087393 | 0.02891 | 0.13002 | 2.6241 | -0.0017197 | -0.0053502 | -0.0036594 | -0.0017197 | -0.0014553 | -0.017681 | -0.068343 | -0.1268 | -0.017681 | -0.020737 | -0.015753 | -0.065951 | -0.14765 | -0.015753 | -0.020685
161 | 0.4 | 0.17 | South/Central | AZ | Kingman.AWOS.723700 | 3 | 155032 | 46.0994 | 12.8394 | 65.2596 | 45.8802 | 19.3795 | 1270.33 | -2.709 | 0.41 | -4.4273 | 1.7182 | 11.4932 | -4.479 | -24.29 | -6.1294 | 1.6503 | -12.9799 | -3.6547 | -52.79 | -3.4298 | -0.22497 | -52.8104 | -2.709 | 0.41 | -4.4273 | 1.7182 | 11.4932 | -2.5802 | -1.08 | -4.1475 | 1.5673 | 9.0891 | 0.0020511 | 0.094556 | 0.026335 | 0.13386 | 2.6056 | -0.0055565 | -0.009187 | -0.0074963 | -0.0055565 | -0.0052922 | 0.00084096 | -0.049822 | -0.10828 | 0.00084096 | -0.0022152 | 0.023574 | -0.026623 | -0.10832 | 0.023574 | 0.018643 | 0.0020511 | 0.094556 | 0.026335 | 0.13386 | 2.6056 | -0.0055565 | -0.009187 | -0.0074963 | -0.0055565 | -0.0052922 | 0.00084096 | -0.049822 | -0.10828 | 0.00084096 | -0.0022152 | 0.023574 | -0.026623 | -0.10832 | 0.023574 | 0.018643
162 | 0.4 | 0.19 | South/Central | AZ | Kingman.AWOS.723700 | 3 | 155032 | 45.4231 | 13.1555 | 64.9994 | 45.207 | 19.7924 | 1275.56 | -2.4488 | -4.82 | -3.7541 | 1.3053 | 3.7316 | -4.2188 | -29.52 | -5.4562 | 1.2375 | -20.7415 | -3.3945 | -58.02 | -2.7566 | -0.63785 | -60.572 | -2.4488 | -4.82 | -3.7541 | 1.3053 | 3.7316 | -2.3199 | -6.31 | -3.4744 | 1.1545 | 1.3275 | 0.0020511 | 0.093168 | 0.026984 | 0.13332 | 2.6163 | -0.0050228 | -0.0086532 | -0.0069625 | -0.0050228 | -0.0047584 | -0.0098864 | -0.060549 | -0.11901 | -0.0098864 | -0.012943 | 0.0076541 | -0.042543 | -0.12424 | 0.0076541 | 0.0027228 | 0.0020511 | 0.093168 | 0.026984 | 0.13332 | 2.6163 | -0.0050228 | -0.0086532 | -0.0069625 | -0.0050228 | -0.0047584 | -0.0098864 | -0.060549 | -0.11901 | -0.0098864 | -0.012943 | 0.0076541 | -0.042543 | -0.12424 | 0.0076541 | 0.0027228
163 | 0.4 | 0.2 | South/Central | AZ | Kingman.AWOS.723700 | 3 | 155032 | 45.1021 | 13.3116 | 64.8849 | 44.8875 | 19.9974 | 1278.34 | -2.3343 | -7.6 | -3.4346 | 1.1003 | -0.31115 | -4.1043 | -32.3 | -5.1367 | 1.0324 | -24.7843 | -3.28 | -60.8 | -2.4371 | -0.84288 | -64.6148 | -2.3343 | -7.6 | -3.4346 | 1.1003 | -0.31115 | -2.2054 | -9.09 | -3.1549 | 0.94944 | -2.7153 | 0.0020511 | 0.09251 | 0.027304 | 0.13309 | 2.622 | -0.0047879 | -0.0084184 | -0.0067277 | -0.0047879 | -0.0045236 | -0.015589 | -0.066251 | -0.12471 | -0.015589 | -0.018645 | -0.00063822 | -0.050836 | -0.13253 | -0.00063822 | -0.0055695 | 0.0020511 | 0.09251 | 0.027304 | 0.13309 | 2.622 | -0.0047879 | -0.0084184 | -0.0067277 | -0.0047879 | -0.0045236 | -0.015589 | -0.066251 | -0.12471 | -0.015589 | -0.018645 | -0.00063822 | -0.050836 | -0.13253 | -0.00063822 | -0.0055695
164 | 0.4 | 0.23 | South/Central | AZ | Kingman.AWOS.723700 | 3 | 155032 | 44.1846 | 13.788 | 64.5938 | 43.9744 | 20.6195 | 1287.55 | -2.0432 | -16.81 | -2.5215 | 0.47826 | -13.2975 | -3.8132 | -41.51 | -4.2236 | 0.41037 | -37.7706 | -2.9889 | -70.01 | -1.524 | -1.4649 | -77.6012 | -2.0432 | -16.81 | -2.5215 | 0.47826 | -13.2975 | -1.9144 | -18.3 | -2.2417 | 0.32738 | -15.7017 | 0.0020511 | 0.090628 | 0.028281 | 0.13249 | 2.6409 | -0.0041909 | -0.0078214 | -0.0061307 | -0.0041909 | -0.0039266 | -0.034479 | -0.085142 | -0.1436 | -0.034479 | -0.037536 | -0.027275 | -0.077472 | -0.15917 | -0.027275 | -0.032206 | 0.0020511 | 0.090628 | 0.028281 | 0.13249 | 2.6409 | -0.0041909 | -0.0078214 | -0.0061307 | -0.0041909 | -0.0039266 | -0.034479 | -0.085142 | -0.1436 | -0.034479 | -0.037536 | -0.027275 | -0.077472 | -0.15917 | -0.027275 | -0.032206
165 | 0.4 | 0.25 | South/Central | AZ | Kingman.AWOS.723700 | 3 | 155032 | 43.6081 | 14.1041 | 64.4391 | 43.4007 | 21.0385 | 1294.31 | -1.8885 | -23.57 | -1.9478 | 0.059245 | -22.5745 | -3.6585 | -48.27 | -3.6499 | -0.0086468 | -47.0476 | -2.8342 | -76.77 | -0.95028 | -1.884 | -86.8782 | -1.8885 | -23.57 | -1.9478 | 0.059245 | -22.5745 | -1.7597 | -25.06 | -1.668 | -0.091637 | -24.9787 | 0.0020511 | 0.089446 | 0.028929 | 0.13217 | 2.6548 | -0.0038736 | -0.0075041 | -0.0058134 | -0.0038736 | -0.0036093 | -0.048345 | -0.099008 | -0.15746 | -0.048345 | -0.051401 | -0.046303 | -0.0965 | -0.1782 | -0.046303 | -0.051234 | 0.0020511 | 0.089446 | 0.028929 | 0.13217 | 2.6548 | -0.0038736 | -0.0075041 | -0.0058134 | -0.0038736 | -0.0036093 | -0.048345 | -0.099008 | -0.15746 | -0.048345 | -0.051401 | -0.046303 | -0.0965 | -0.1782 | -0.046303 | -0.051234
166 | 0.21 | 0.17 | South/Central | AZ | Kingman.AWOS.723700 | 3 | 155032 | 39.3022 | 12.7612 | 58.1238 | 39.1144 | 19.0094 | 1168.72 | 4.4268 | 102.02 | 2.3385 | 2.0883 | 112.7469 | 2.6568 | 77.32 | 0.63643 | 2.0204 | 88.2738 | 3.4811 | 48.82 | 3.336 | 0.1451 | 48.4433 | 4.4268 | 102.02 | 2.3385 | 2.0883 | 112.7469 | 4.5557 | 100.53 | 2.6183 | 1.9374 | 110.3428 | 0.0020511 | 0.080614 | 0.026175 | 0.11922 | 2.3972 | 0.00908 | 0.0054495 | 0.0071402 | 0.00908 | 0.0093443 | 0.20926 | 0.15859 | 0.10014 | 0.20926 | 0.2062 | 0.23126 | 0.18106 | 0.099363 | 0.23126 | 0.22633 | 0.0020511 | 0.080614 | 0.026175 | 0.11922 | 2.3972 | 0.00908 | 0.0054495 | 0.0071402 | 0.00908 | 0.0093443 | 0.20926 | 0.15859 | 0.10014 | 0.20926 | 0.2062 | 0.23126 | 0.18106 | 0.099363 | 0.23126 | 0.22633
167 | 0.21 | 0.19 | South/Central | AZ | Kingman.AWOS.723700 | 3 | 155032 | 38.6615 | 13.0929 | 57.9153 | 38.4767 | 19.4386 | 1174.95 | 4.6353 | 95.79 | 2.9762 | 1.6592 | 103.8867 | 2.8653 | 71.09 | 1.2741 | 1.5913 | 79.4136 | 3.6896 | 42.59 | 3.9737 | -0.28403 | 39.583 | 4.6353 | 95.79 | 2.9762 | 1.6592 | 103.8867 | 4.7642 | 94.3 | 3.2559 | 1.5083 | 101.4825 | 0.0020511 | 0.0793 | 0.026855 | 0.11879 | 2.41 | 0.0095076 | 0.0058772 | 0.0075679 | 0.0095076 | 0.009772 | 0.19648 | 0.14581 | 0.087357 | 0.19648 | 0.19342 | 0.21308 | 0.16289 | 0.08119 | 0.21308 | 0.20815 | 0.0020511 | 0.0793 | 0.026855 | 0.11879 | 2.41 | 0.0095076 | 0.0058772 | 0.0075679 | 0.0095076 | 0.009772 | 0.19648 | 0.14581 | 0.087357 | 0.19648 | 0.19342 | 0.21308 | 0.16289 | 0.08119 | 0.21308 | 0.20815
168 | 0.21 | 0.2 | South/Central | AZ | Kingman.AWOS.723700 | 3 | 155032 | 38.3548 | 13.2633 | 57.8289 | 38.1714 | 19.6575 | 1178.4 | 4.7217 | 92.34 | 3.2815 | 1.4403 | 99.1118 | 2.9517 | 67.64 | 1.5794 | 1.3724 | 74.6387 | 3.776 | 39.14 | 4.279 | -0.50294 | 34.8081 | 4.7217 | 92.34 | 3.2815 | 1.4403 | 99.1118 | 4.8506 | 90.85 | 3.5612 | 1.2894 | 96.7076 | 0.0020511 | 0.07867 | 0.027205 | 0.11861 | 2.417 | 0.0096849 | 0.0060544 | 0.0077451 | 0.0096849 | 0.0099492 | 0.1894 | 0.13874 | 0.080281 | 0.1894 | 0.18634 | 0.20329 | 0.15309 | 0.071396 | 0.20329 | 0.19836 | 0.0020511 | 0.07867 | 0.027205 | 0.11861 | 2.417 | 0.0096849 | 0.0060544 | 0.0077451 | 0.0096849 | 0.0099492 | 0.1894 | 0.13874 | 0.080281 | 0.1894 | 0.18634 | 0.20329 | 0.15309 | 0.071396 | 0.20329 | 0.19836
169 | 0.21 | 0.23 | South/Central | AZ | Kingman.AWOS.723700 | 3 | 155032 | 37.4876 | 13.7659 | 57.6247 | 37.3084 | 20.3163 | 1189.52 | 4.926 | 81.22 | 4.1445 | 0.78145 | 84.0268 | 3.156 | 56.52 | 2.4424 | 0.71356 | 59.5536 | 3.9802 | 28.02 | 5.142 | -1.1617 | 19.7231 | 4.926 | 81.22 | 4.1445 | 0.78145 | 84.0268 | 5.0548 | 79.73 | 4.4243 | 0.63057 | 81.6226 | 0.0020511 | 0.076892 | 0.028235 | 0.1182 | 2.4399 | 0.010104 | 0.0064733 | 0.008164 | 0.010104 | 0.010368 | 0.16659 | 0.11593 | 0.057472 | 0.16659 | 0.16354 | 0.17235 | 0.12215 | 0.040454 | 0.17235 | 0.16742 | 0.0020511 | 0.076892 | 0.028235 | 0.1182 | 2.4399 | 0.010104 | 0.0064733 | 0.008164 | 0.010104 | 0.010368 | 0.16659 | 0.11593 | 0.057472 | 0.16659 | 0.16354 | 0.17235 | 0.12215 | 0.040454 | 0.17235 | 0.16742
170 | 0.21 | 0.25 | South/Central | AZ | Kingman.AWOS.723700 | 3 | 155032 | 36.9515 | 14.102 | 57.5304 | 36.7748 | 20.7555 | 1197.5 | 5.0203 | 73.24 | 4.6781 | 0.3422 | 73.4333 | 3.2503 | 48.54 | 2.976 | 0.27431 | 48.9602 | 4.0746 | 20.04 | 5.6756 | -1.601 | 9.1296 | 5.0203 | 73.24 | 4.6781 | 0.3422 | 73.4333 | 5.1491 | 71.75 | 4.9578 | 0.19132 | 71.0291 | 0.0020511 | 0.075792 | 0.028925 | 0.118 | 2.4562 | 0.010297 | 0.0066667 | 0.0083574 | 0.010297 | 0.010562 | 0.15022 | 0.099562 | 0.041105 | 0.15022 | 0.14717 | 0.15062 | 0.10042 | 0.018726 | 0.15062 | 0.14569 | 0.0020511 | 0.075792 | 0.028925 | 0.118 | 2.4562 | 0.010297 | 0.0066667 | 0.0083574 | 0.010297 | 0.010562 | 0.15022 | 0.099562 | 0.041105 | 0.15022 | 0.14717 | 0.15062 | 0.10042 | 0.018726 | 0.15062 | 0.14569
171 | 0.21 | 0.27 | South/Central | AZ | Kingman.AWOS.723700 | 3 | 155032 | 36.4549 | 14.4384 | 57.4749 | 36.2806 | 21.1943 | 1205.97 | 5.0757 | 64.77 | 5.1723 | -0.096537 | 62.3568 | 3.3057 | 40.07 | 3.4702 | -0.16443 | 37.8836 | 4.13 | 11.57 | 6.1697 | -2.0397 | -1.9469 | 5.0757 | 64.77 | 5.1723 | -0.096537 | 62.3568 | 5.2046 | 63.28 | 5.452 | -0.24742 | 59.9526 | 0.0020511 | 0.074773 | 0.029615 | 0.11789 | 2.4736 | 0.010411 | 0.0067804 | 0.0084712 | 0.010411 | 0.010675 | 0.13285 | 0.082189 | 0.023731 | 0.13285 | 0.1298 | 0.1279 | 0.077704 | -0.0039934 | 0.1279 | 0.12297 | 0.0020511 | 0.074773 | 0.029615 | 0.11789 | 2.4736 | 0.010411 | 0.0067804 | 0.0084712 | 0.010411 | 0.010675 | 0.13285 | 0.082189 | 0.023731 | 0.13285 | 0.1298 | 0.1279 | 0.077704 | -0.0039934 | 0.1279 | 0.12297
172 | 0.21 | 0.3 | South/Central | AZ | Kingman.AWOS.723700 | 3 | 155032 | 35.7579 | 14.9449 | 57.4501 | 35.587 | 21.8631 | 1219.66 | 5.1005 | 51.08 | 5.8659 | -0.76535 | 44.7073 | 3.3305 | 26.38 | 4.1638 | -0.83324 | 20.2342 | 4.1548 | -2.12 | 6.8634 | -2.7085 | -19.5963 | 5.1005 | 51.08 | 5.8659 | -0.76535 | 44.7073 | 5.2294 | 49.59 | 6.1456 | -0.91623 | 42.3032 | 0.0020511 | 0.073344 | 0.030654 | 0.11784 | 2.5017 | 0.010462 | 0.0068314 | 0.0085221 | 0.010462 | 0.010726 | 0.10477 | 0.054109 | -0.0043484 | 0.10477 | 0.10172 | 0.0917 | 0.041503 | -0.040195 | 0.0917 | 0.086769 | 0.0020511 | 0.073344 | 0.030654 | 0.11784 | 2.5017 | 0.010462 | 0.0068314 | 0.0085221 | 0.010462 | 0.010726 | 0.10477 | 0.054109 | -0.0043484 | 0.10477 | 0.10172 | 0.0917 | 0.041503 | -0.040195 | 0.0917 | 0.086769
173 | 0.21 | 0.32 | South/Central | AZ | Kingman.AWOS.723700 | 3 | 155032 | 35.3317 | 15.2814 | 57.4608 | 35.1628 | 22.298 | 1228.91 | 5.0898 | 41.83 | 6.2901 | -1.2003 | 32.8866 | 3.3198 | 17.13 | 4.588 | -1.2682 | 8.4134 | 4.1441 | -11.37 | 7.2876 | -3.1435 | -31.4171 | 5.0898 | 41.83 | 6.2901 | -1.2003 | 32.8866 | 5.2187 | 40.34 | 6.5699 | -1.3512 | 30.4824 | 0.0020511 | 0.07247 | 0.031344 | 0.11786 | 2.5206 | 0.01044 | 0.0068094 | 0.0085001 | 0.01044 | 0.010704 | 0.085798 | 0.035136 | -0.023321 | 0.085798 | 0.082742 | 0.067454 | 0.017257 | -0.06444 | 0.067454 | 0.062523 | 0.0020511 | 0.07247 | 0.031344 | 0.11786 | 2.5206 | 0.01044 | 0.0068094 | 0.0085001 | 0.01044 | 0.010704 | 0.085798 | 0.035136 | -0.023321 | 0.085798 | 0.082742 | 0.067454 | 0.017257 | -0.06444 | 0.067454 | 0.062523
174 | 0.21 | 0.35 | South/Central | AZ | Kingman.AWOS.723700 | 3 | 155032 | 34.7195 | 15.8279 | 57.575 | 34.5536 | 23.0215 | 1245.57 | 4.9756 | 25.17 | 6.8993 | -1.9237 | 11.9895 | 3.2056 | 0.47 | 5.1972 | -1.9916 | -12.4836 | 4.0299 | -28.03 | 7.8968 | -3.8669 | -52.3142 | 4.9756 | 25.17 | 6.8993 | -1.9237 | 11.9895 | 5.1045 | 23.68 | 7.1791 | -2.0746 | 9.5853 | 0.0020511 | 0.071214 | 0.032465 | 0.11809 | 2.5548 | 0.010206 | 0.0065751 | 0.0082658 | 0.010206 | 0.01047 | 0.051627 | 0.00096403 | -0.057493 | 0.051627 | 0.048571 | 0.024592 | -0.025605 | -0.1073 | 0.024592 | 0.019661 | 0.0020511 | 0.071214 | 0.032465 | 0.11809 | 2.5548 | 0.010206 | 0.0065751 | 0.0082658 | 0.010206 | 0.01047 | 0.051627 | 0.00096403 | -0.057493 | 0.051627 | 0.048571 | 0.024592 | -0.025605 | -0.1073 | 0.024592 | 0.019661
175 | 0.21 | 0.37 | South/Central | AZ | Kingman.AWOS.723700 | 3 | 155032 | 34.7196 | 15.7197 | 57.4526 | 34.5536 | 22.899 | 1241.41 | 5.098 | 29.33 | 6.8993 | -1.8013 | 16.8465 | 3.3281 | 4.63 | 5.1972 | -1.8692 | -7.6266 | 4.1523 | -23.87 | 7.8968 | -3.7445 | -47.4571 | 5.098 | 29.33 | 6.8993 | -1.8013 | 16.8465 | 5.2269 | 27.84 | 7.1791 | -1.9521 | 14.4424 | 0.0020511 | 0.071214 | 0.032243 | 0.11784 | 2.5463 | 0.010457 | 0.0068262 | 0.008517 | 0.010457 | 0.010721 | 0.060159 | 0.0094967 | -0.04896 | 0.060159 | 0.057103 | 0.034554 | -0.015643 | -0.09734 | 0.034554 | 0.029623 | 0.0020511 | 0.071214 | 0.032243 | 0.11784 | 2.5463 | 0.010457 | 0.0068262 | 0.008517 | 0.010457 | 0.010721 | 0.060159 | 0.0094967 | -0.04896 | 0.060159 | 0.057103 | 0.034554 | -0.015643 | -0.09734 | 0.034554 | 0.029623
176 | 0.21 | 0.4 | South/Central | AZ | Kingman.AWOS.723700 | 3 | 155032 | 34.5145 | 15.7801 | 57.3379 | 34.3495 | 22.9884 | 1241.8 | 5.2127 | 28.94 | 7.1034 | -1.8907 | 15.9111 | 3.4427 | 4.24 | 5.4013 | -1.9586 | -8.562 | 4.267 | -24.26 | 8.1009 | -3.8339 | -48.3926 | 5.2127 | 28.94 | 7.1034 | -1.8907 | 15.9111 | 5.3416 | 27.45 | 7.3832 | -2.0416 | 13.5069 | 0.0020511 | 0.070793 | 0.032367 | 0.11761 | 2.5471 | 0.010692 | 0.0070614 | 0.0087522 | 0.010692 | 0.010956 | 0.05936 | 0.0086968 | -0.04976 | 0.05936 | 0.056303 | 0.032636 | -0.017562 | -0.099259 | 0.032636 | 0.027704 | 0.0020511 | 0.070793 | 0.032367 | 0.11761 | 2.5471 | 0.010692 | 0.0070614 | 0.0087522 | 0.010692 | 0.010956 | 0.05936 | 0.0086968 | -0.04976 | 0.05936 | 0.056303 | 0.032636 | -0.017562 | -0.099259 | 0.032636 | 0.027704
177 | 0.21 | 0.42 | South/Central | AZ | Kingman.AWOS.723700 | 3 | 155032 | 34.278 | 15.9915 | 57.3828 | 34.1141 | 23.2687 | 1248.27 | 5.1678 | 22.47 | 7.3387 | -2.1709 | 7.808 | 3.3978 | -2.23 | 5.6366 | -2.2388 | -16.6652 | 4.2221 | -30.73 | 8.3362 | -4.1141 | -56.4957 | 5.1678 | 22.47 | 7.3387 | -2.1709 | 7.808 | 5.2967 | 20.98 | 7.6185 | -2.3218 | 5.4038 | 0.0020511 | 0.070308 | 0.0328 | 0.1177 | 2.5604 | 0.0106 | 0.0069693 | 0.00866 | 0.0106 | 0.010864 | 0.046089 | -0.004574 | -0.063031 | 0.046089 | 0.043033 | 0.016015 | -0.034182 | -0.11588 | 0.016015 | 0.011084 | 0.0020511 | 0.070308 | 0.0328 | 0.1177 | 2.5604 | 0.0106 | 0.0069693 | 0.00866 | 0.0106 | 0.010864 | 0.046089 | -0.004574 | -0.063031 | 0.046089 | 0.043033 | 0.016015 | -0.034182 | -0.11588 | 0.016015 | 0.011084
178 | 0.21 | 0.45 | South/Central | AZ | Kingman.AWOS.723700 | 3 | 155032 | 33.9174 | 16.3522 | 57.5134 | 33.7553 | 23.7581 | 1260.22 | 5.0373 | 10.52 | 7.6976 | -2.6604 | -7.0104 | 3.2673 | -14.18 | 5.9955 | -2.7283 | -31.4835 | 4.0916 | -42.68 | 8.6951 | -4.6036 | -71.3141 | 5.0373 | 10.52 | 7.6976 | -2.6604 | -7.0104 | 5.1661 | 9.03 | 7.9774 | -2.8113 | -9.4146 | 0.0020511 | 0.069569 | 0.03354 | 0.11797 | 2.5849 | 0.010332 | 0.0067016 | 0.0083923 | 0.010332 | 0.010596 | 0.021578 | -0.029085 | -0.087542 | 0.021578 | 0.018522 | -0.014379 | -0.064577 | -0.14627 | -0.014379 | -0.01931 | 0.0020511 | 0.069569 | 0.03354 | 0.11797 | 2.5849 | 0.010332 | 0.0067016 | 0.0083923 | 0.010332 | 0.010596 | 0.021578 | -0.029085 | -0.087542 | 0.021578 | 0.018522 | -0.014379 | -0.064577 | -0.14627 | -0.014379 | -0.01931
179 | 0.21 | 0.47 | South/Central | AZ | Kingman.AWOS.723700 | 3 | 155032 | 33.571 | 16.6983 | 57.6235 | 33.4106 | 24.213 | 1271.18 | 4.9271 | -0.44 | 8.0423 | -3.1152 | -20.6395 | 3.1571 | -25.14 | 6.3402 | -3.1831 | -45.1126 | 3.9814 | -53.64 | 9.0398 | -5.0584 | -84.9432 | 4.9271 | -0.44 | 8.0423 | -3.1152 | -20.6395 | 5.056 | -1.93 | 8.3221 | -3.2661 | -23.0437 | 0.0020511 | 0.068858 | 0.03425 | 0.11819 | 2.6073 | 0.010106 | 0.0064756 | 0.0081663 | 0.010106 | 0.01037 | -0.00090249 | -0.051565 | -0.11002 | -0.00090249 | -0.0039587 | -0.042334 | -0.092532 | -0.17423 | -0.042334 | -0.047265 | 0.0020511 | 0.068858 | 0.03425 | 0.11819 | 2.6073 | 0.010106 | 0.0064756 | 0.0081663 | 0.010106 | 0.01037 | -0.00090249 | -0.051565 | -0.11002 | -0.00090249 | -0.0039587 | -0.042334 | -0.092532 | -0.17423 | -0.042334 | -0.047265
180 | 0.21 | 0.5 | South/Central | AZ | Kingman.AWOS.723700 | 3 | 155032 | 33.0906 | 17.2148 | 57.8352 | 32.9324 | 24.9028 | 1288.4 | 4.7154 | -17.66 | 8.5205 | -3.8051 | -41.8796 | 2.9454 | -42.36 | 6.8184 | -3.873 | -66.3527 | 3.7697 | -70.86 | 9.518 | -5.7483 | -106.1833 | 4.7154 | -17.66 | 8.5205 | -3.8051 | -41.8796 | 4.8443 | -19.15 | 8.8003 | -3.9559 | -44.2838 | 0.0020511 | 0.067873 | 0.03531 | 0.11863 | 2.6427 | 0.0096719 | 0.0060415 | 0.0077322 | 0.0096719 | 0.0099363 | -0.036223 | -0.086886 | -0.14534 | -0.036223 | -0.039279 | -0.0859 | -0.1361 | -0.21779 | -0.0859 | -0.090831 | 0.0020511 | 0.067873 | 0.03531 | 0.11863 | 2.6427 | 0.0096719 | 0.0060415 | 0.0077322 | 0.0096719 | 0.0099363 | -0.036223 | -0.086886 | -0.14534 | -0.036223 | -0.039279 | -0.0859 | -0.1361 | -0.21779 | -0.0859 | -0.090831
181 | 0.23 | 0.17 | South/Central | AZ | Kingman.AWOS.723700 | 3 | 155032 | 40.0431 | 12.7712 | 58.9046 | 39.8518 | 19.0528 | 1179.88 | 3.646 | 90.86 | 1.6011 | 2.0449 | 101.5897 | 1.876 | 66.16 | -0.101 | 1.977 | 77.1165 | 2.7003 | 37.66 | 2.5986 | 0.10171 | 37.286 | 3.646 | 90.86 | 1.6011 | 2.0449 | 101.5897 | 3.7749 | 89.37 | 1.8809 | 1.894 | 99.1855 | 0.0020511 | 0.082133 | 0.026195 | 0.12082 | 2.4201 | 0.0074784 | 0.0038479 | 0.0055387 | 0.0074784 | 0.0077427 | 0.18637 | 0.1357 | 0.077245 | 0.18637 | 0.18331 | 0.20837 | 0.15818 | 0.076478 | 0.20837 | 0.20344 | 0.0020511 | 0.082133 | 0.026195 | 0.12082 | 2.4201 | 0.0074784 | 0.0038479 | 0.0055387 | 0.0074784 | 0.0077427 | 0.18637 | 0.1357 | 0.077245 | 0.18637 | 0.18331 | 0.20837 | 0.15818 | 0.076478 | 0.20837 | 0.20344
182 | 0.23 | 0.19 | South/Central | AZ | Kingman.AWOS.723700 | 3 | 155032 | 39.4063 | 13.0977 | 58.6947 | 39.218 | 19.4767 | 1185.99 | 3.8559 | 84.75 | 2.2349 | 1.621 | 92.8882 | 2.0859 | 60.05 | 0.53275 | 1.5531 | 68.4151 | 2.9102 | 31.55 | 3.2324 | -0.32217 | 28.5846 | 3.8559 | 84.75 | 2.2349 | 1.621 | 92.8882 | 3.9848 | 83.26 | 2.5146 | 1.4701 | 90.484 | 0.0020511 | 0.080827 | 0.026865 | 0.12039 | 2.4326 | 0.0079089 | 0.0042784 | 0.0059691 | 0.0079089 | 0.0081732 | 0.17383 | 0.12317 | 0.064713 | 0.17383 | 0.17078 | 0.19053 | 0.14033 | 0.05863 | 0.19053 | 0.18559 | 0.0020511 | 0.080827 | 0.026865 | 0.12039 | 2.4326 | 0.0079089 | 0.0042784 | 0.0059691 | 0.0079089 | 0.0081732 | 0.17383 | 0.12317 | 0.064713 | 0.17383 | 0.17078 | 0.19053 | 0.14033 | 0.05863 | 0.19053 | 0.18559
183 | 0.23 | 0.2 | South/Central | AZ | Kingman.AWOS.723700 | 3 | 155032 | 39.0956 | 13.2633 | 58.5998 | 38.9089 | 19.6909 | 1189.24 | 3.9509 | 81.5 | 2.544 | 1.4068 | 88.3489 | 2.1809 | 56.8 | 0.84194 | 1.3389 | 63.8758 | 3.0052 | 28.3 | 3.5415 | -0.53638 | 24.0452 | 3.9509 | 81.5 | 2.544 | 1.4068 | 88.3489 | 4.0797 | 80.01 | 2.8238 | 1.2559 | 85.9447 | 0.0020511 | 0.08019 | 0.027205 | 0.1202 | 2.4393 | 0.0081037 | 0.0044732 | 0.0061639 | 0.0081037 | 0.008368 | 0.16717 | 0.1165 | 0.058047 | 0.16717 | 0.16411 | 0.18121 | 0.13102 | 0.04932 | 0.18121 | 0.17628 | 0.0020511 | 0.08019 | 0.027205 | 0.1202 | 2.4393 | 0.0081037 | 0.0044732 | 0.0061639 | 0.0081037 | 0.008368 | 0.16717 | 0.1165 | 0.058047 | 0.16717 | 0.16411 | 0.18121 | 0.13102 | 0.04932 | 0.18121 | 0.17628
184 | 0.23 | 0.23 | South/Central | AZ | Kingman.AWOS.723700 | 3 | 155032 | 38.2238 | 13.7602 | 58.3809 | 38.0412 | 20.3397 | 1199.96 | 4.1697 | 70.78 | 3.4117 | 0.75801 | 73.72 | 2.3997 | 46.08 | 1.7096 | 0.69011 | 49.2469 | 3.224 | 17.58 | 4.4092 | -1.1852 | 9.4164 | 4.1697 | 70.78 | 3.4117 | 0.75801 | 73.72 | 4.2986 | 69.29 | 3.6915 | 0.60712 | 71.3159 | 0.0020511 | 0.078402 | 0.028224 | 0.11975 | 2.4613 | 0.0085526 | 0.0049222 | 0.0066129 | 0.0085526 | 0.008817 | 0.14518 | 0.094516 | 0.036059 | 0.14518 | 0.14212 | 0.15121 | 0.10101 | 0.019314 | 0.15121 | 0.14628 | 0.0020511 | 0.078402 | 0.028224 | 0.11975 | 2.4613 | 0.0085526 | 0.0049222 | 0.0066129 | 0.0085526 | 0.008817 | 0.14518 | 0.094516 | 0.036059 | 0.14518 | 0.14212 | 0.15121 | 0.10101 | 0.019314 | 0.15121 | 0.14628
185 | 0.23 | 0.25 | South/Central | AZ | Kingman.AWOS.723700 | 3 | 155032 | 37.6866 | 14.0963 | 58.2841 | 37.5066 | 20.7775 | 1207.86 | 4.2665 | 62.88 | 3.9463 | 0.32021 | 63.1977 | 2.4965 | 38.18 | 2.2442 | 0.25232 | 38.7245 | 3.3208 | 9.68 | 4.9438 | -1.623 | -1.106 | 4.2665 | 62.88 | 3.9463 | 0.32021 | 63.1977 | 4.3954 | 61.39 | 4.2261 | 0.16933 | 60.7935 | 0.0020511 | 0.0773 | 0.028913 | 0.11955 | 2.4775 | 0.0087512 | 0.0051207 | 0.0068114 | 0.0087512 | 0.0090155 | 0.12897 | 0.078312 | 0.019855 | 0.12897 | 0.12592 | 0.12963 | 0.079429 | -0.0022685 | 0.12963 | 0.12469 | 0.0020511 | 0.0773 | 0.028913 | 0.11955 | 2.4775 | 0.0087512 | 0.0051207 | 0.0068114 | 0.0087512 | 0.0090155 | 0.12897 | 0.078312 | 0.019855 | 0.12897 | 0.12592 | 0.12963 | 0.079429 | -0.0022685 | 0.12963 | 0.12469
186 | 0.23 | 0.27 | South/Central | AZ | Kingman.AWOS.723700 | 3 | 155032 | 37.1805 | 14.4281 | 58.2155 | 37.0029 | 21.2126 | 1216.08 | 4.3352 | 54.66 | 4.45 | -0.11487 | 52.388 | 2.5652 | 29.96 | 2.7479 | -0.18276 | 27.9148 | 3.3895 | 1.46 | 5.4475 | -2.0581 | -11.9157 | 4.3352 | 54.66 | 4.45 | -0.11487 | 52.388 | 4.464 | 53.17 | 4.7298 | -0.26575 | 49.9838 | 0.0020511 | 0.076262 | 0.029594 | 0.11941 | 2.4943 | 0.008892 | 0.0052615 | 0.0069522 | 0.008892 | 0.0091563 | 0.11211 | 0.061452 | 0.0029946 | 0.11211 | 0.10906 | 0.10745 | 0.057257 | -0.024441 | 0.10745 | 0.10252 | 0.0020511 | 0.076262 | 0.029594 | 0.11941 | 2.4943 | 0.008892 | 0.0052615 | 0.0069522 | 0.008892 | 0.0091563 | 0.11211 | 0.061452 | 0.0029946 | 0.11211 | 0.10906 | 0.10745 | 0.057257 | -0.024441 | 0.10745 | 0.10252
187 | 0.23 | 0.3 | South/Central | AZ | Kingman.AWOS.723700 | 3 | 155032 | 36.4831 | 14.9249 | 58.1753 | 36.3088 | 21.8665 | 1229.26 | 4.3753 | 41.48 | 5.1441 | -0.76879 | 35.3343 | 2.6053 | 16.78 | 3.442 | -0.83668 | 10.8612 | 3.4296 | -11.72 | 6.1416 | -2.712 | -28.9694 | 4.3753 | 41.48 | 5.1441 | -0.76879 | 35.3343 | 4.5042 | 39.99 | 5.4238 | -0.91967 | 32.9301 | 0.0020511 | 0.074831 | 0.030613 | 0.11932 | 2.5214 | 0.0089742 | 0.0053438 | 0.0070345 | 0.0089742 | 0.0092386 | 0.085081 | 0.034418 | -0.024039 | 0.085081 | 0.082024 | 0.072475 | 0.022278 | -0.05942 | 0.072475 | 0.067544 | 0.0020511 | 0.074831 | 0.030613 | 0.11932 | 2.5214 | 0.0089742 | 0.0053438 | 0.0070345 | 0.0089742 | 0.0092386 | 0.085081 | 0.034418 | -0.024039 | 0.085081 | 0.082024 | 0.072475 | 0.022278 | -0.05942 | 0.072475 | 0.067544
188 | 0.23 | 0.32 | South/Central | AZ | Kingman.AWOS.723700 | 3 | 155032 | 36.0522 | 15.261 | 58.1852 | 35.88 | 22.3052 | 1238.59 | 4.3654 | 32.15 | 5.5729 | -1.2075 | 23.4227 | 2.5954 | 7.45 | 3.8708 | -1.2754 | -1.0505 | 3.4197 | -21.05 | 6.5704 | -3.1507 | -40.881 | 4.3654 | 32.15 | 5.5729 | -1.2075 | 23.4227 | 4.4943 | 30.66 | 5.8527 | -1.3584 | 21.0185 | 0.0020511 | 0.073948 | 0.031302 | 0.11934 | 2.5405 | 0.008954 | 0.0053236 | 0.0070143 | 0.008954 | 0.0092184 | 0.065944 | 0.015281 | -0.043176 | 0.065944 | 0.062887 | 0.048043 | -0.0021546 | -0.083852 | 0.048043 | 0.043112 | 0.0020511 | 0.073948 | 0.031302 | 0.11934 | 2.5405 | 0.008954 | 0.0053236 | 0.0070143 | 0.008954 | 0.0092184 | 0.065944 | 0.015281 | -0.043176 | 0.065944 | 0.062887 | 0.048043 | -0.0021546 | -0.083852 | 0.048043 | 0.043112
189 | 0.23 | 0.35 | South/Central | AZ | Kingman.AWOS.723700 | 3 | 155032 | 35.4301 | 15.8079 | 58.2856 | 35.2608 | 23.0248 | 1255 | 4.265 | 15.74 | 6.1921 | -1.9271 | 2.8056 | 2.495 | -8.96 | 4.49 | -1.995 | -21.6676 | 3.3193 | -37.46 | 7.1896 | -3.8703 | -61.4981 | 4.265 | 15.74 | 6.1921 | -1.9271 | 2.8056 | 4.3939 | 14.25 | 6.4719 | -2.078 | 0.40138 | 0.0020511 | 0.072671 | 0.032424 | 0.11955 | 2.5742 | 0.008748 | 0.0051175 | 0.0068082 | 0.008748 | 0.0090123 | 0.032285 | -0.018378 | -0.076835 | 0.032285 | 0.029229 | 0.0057546 | -0.044443 | -0.12614 | 0.0057546 | 0.00082327 | 0.0020511 | 0.072671 | 0.032424 | 0.11955 | 2.5742 | 0.008748 | 0.0051175 | 0.0068082 | 0.008748 | 0.0090123 | 0.032285 | -0.018378 | -0.076835 | 0.032285 | 0.029229 | 0.0057546 | -0.044443 | -0.12614 | 0.0057546 | 0.00082327
190 | 0.23 | 0.37 | South/Central | AZ | Kingman.AWOS.723700 | 3 | 155032 | 35.4244 | 15.7036 | 58.156 | 35.2551 | 22.9009 | 1250.72 | 4.3946 | 20.02 | 6.1978 | -1.8032 | 7.7933 | 2.6246 | -4.68 | 4.4957 | -1.8711 | -16.6798 | 3.4489 | -33.18 | 7.1953 | -3.7464 | -56.5104 | 4.3946 | 20.02 | 6.1978 | -1.8032 | 7.7933 | 4.5235 | 18.53 | 6.4775 | -1.9541 | 5.3891 | 0.0020511 | 0.07266 | 0.03221 | 0.11929 | 2.5654 | 0.0090138 | 0.0053834 | 0.0070741 | 0.0090138 | 0.0092782 | 0.041063 | -0.0095993 | -0.068056 | 0.041063 | 0.038007 | 0.015985 | -0.034212 | -0.11591 | 0.015985 | 0.011054 | 0.0020511 | 0.07266 | 0.03221 | 0.11929 | 2.5654 | 0.0090138 | 0.0053834 | 0.0070741 | 0.0090138 | 0.0092782 | 0.041063 | -0.0095993 | -0.068056 | 0.041063 | 0.038007 | 0.015985 | -0.034212 | -0.11591 | 0.015985 | 0.011054
191 | 0.23 | 0.4 | South/Central | AZ | Kingman.AWOS.723700 | 3 | 155032 | 35.2093 | 15.7597 | 58.0324 | 35.0411 | 22.9913 | 1251.03 | 4.5182 | 19.71 | 6.4118 | -1.8936 | 6.9473 | 2.7482 | -4.99 | 4.7097 | -1.9615 | -17.5259 | 3.5725 | -33.49 | 7.4093 | -3.8368 | -57.3564 | 4.5182 | 19.71 | 6.4118 | -1.8936 | 6.9473 | 4.6471 | 18.22 | 6.6916 | -2.0445 | 4.5431 | 0.0020511 | 0.072219 | 0.032325 | 0.11903 | 2.566 | 0.0092675 | 0.005637 | 0.0073277 | 0.0092675 | 0.0095318 | 0.040428 | -0.010235 | -0.068692 | 0.040428 | 0.037371 | 0.01425 | -0.035948 | -0.11765 | 0.01425 | 0.0093184 | 0.0020511 | 0.072219 | 0.032325 | 0.11903 | 2.566 | 0.0092675 | 0.005637 | 0.0073277 | 0.0092675 | 0.0095318 | 0.040428 | -0.010235 | -0.068692 | 0.040428 | 0.037371 | 0.01425 | -0.035948 | -0.11765 | 0.01425 | 0.0093184
192 | 0.23 | 0.42 | South/Central | AZ | Kingman.AWOS.723700 | 3 | 155032 | 34.9738 | 15.97 | 58.0719 | 34.8068 | 23.2652 | 1257.27 | 4.4787 | 13.47 | 6.6461 | -2.1674 | -0.91571 | 2.7087 | -11.23 | 4.944 | -2.2353 | -25.3889 | 3.533 | -39.73 | 7.6436 | -4.1106 | -65.2194 | 4.4787 | 13.47 | 6.6461 | -2.1674 | -0.91571 | 4.6076 | 11.98 | 6.9259 | -2.3183 | -3.3199 | 0.0020511 | 0.071736 | 0.032757 | 0.11911 | 2.5788 | 0.0091863 | 0.0055559 | 0.0072466 | 0.0091863 | 0.0094507 | 0.027629 | -0.023034 | -0.081491 | 0.027629 | 0.024572 | -0.0018782 | -0.052076 | -0.13377 | -0.0018782 | -0.0068095 | 0.0020511 | 0.071736 | 0.032757 | 0.11911 | 2.5788 | 0.0091863 | 0.0055559 | 0.0072466 | 0.0091863 | 0.0094507 | 0.027629 | -0.023034 | -0.081491 | 0.027629 | 0.024572 | -0.0018782 | -0.052076 | -0.13377 | -0.0018782 | -0.0068095
193 | 0.23 | 0.45 | South/Central | AZ | Kingman.AWOS.723700 | 3 | 155032 | 34.6079 | 16.3318 | 58.2035 | 34.4426 | 23.7609 | 1269.37 | 4.3471 | 1.37 | 7.0103 | -2.6632 | -15.9164 | 2.5771 | -23.33 | 5.3082 | -2.7311 | -40.3895 | 3.4014 | -51.83 | 8.0078 | -4.6064 | -80.2201 | 4.3471 | 1.37 | 7.0103 | -2.6632 | -15.9164 | 4.476 | -0.12 | 7.2901 | -2.814 | -18.3206 | 0.0020511 | 0.070985 | 0.033499 | 0.11938 | 2.6036 | 0.0089165 | 0.005286 | 0.0069768 | 0.0089165 | 0.0091809 | 0.00281 | -0.047853 | -0.10631 | 0.00281 | -0.00024613 | -0.032646 | -0.082844 | -0.16454 | -0.032646 | -0.037578 | 0.0020511 | 0.070985 | 0.033499 | 0.11938 | 2.6036 | 0.0089165 | 0.005286 | 0.0069768 | 0.0089165 | 0.0091809 | 0.00281 | -0.047853 | -0.10631 | 0.00281 | -0.00024613 | -0.032646 | -0.082844 | -0.16454 | -0.032646 | -0.037578
194 | 0.23 | 0.47 | South/Central | AZ | Kingman.AWOS.723700 | 3 | 155032 | 34.2516 | 16.6726 | 58.2984 | 34.088 | 24.2104 | 1280.04 | 4.2522 | -9.3 | 7.3649 | -3.1127 | -29.2075 | 2.4822 | -34 | 5.6628 | -3.1806 | -53.6807 | 3.3065 | -62.5 | 8.3624 | -5.0559 | -93.5112 | 4.2522 | -9.3 | 7.3649 | -3.1127 | -29.2075 | 4.3811 | -10.79 | 7.6447 | -3.2636 | -31.6117 | 0.0020511 | 0.070254 | 0.034198 | 0.11958 | 2.6255 | 0.0087218 | 0.0050913 | 0.0067821 | 0.0087218 | 0.0089862 | -0.019075 | -0.069738 | -0.1282 | -0.019075 | -0.022132 | -0.059908 | -0.11011 | -0.1918 | -0.059908 | -0.06484 | 0.0020511 | 0.070254 | 0.034198 | 0.11958 | 2.6255 | 0.0087218 | 0.0050913 | 0.0067821 | 0.0087218 | 0.0089862 | -0.019075 | -0.069738 | -0.1282 | -0.019075 | -0.022132 | -0.059908 | -0.11011 | -0.1918 | -0.059908 | -0.06484
195 | 0.23 | 0.5 | South/Central | AZ | Kingman.AWOS.723700 | 3 | 155032 | 33.7654 | 17.1848 | 58.4944 | 33.6041 | 24.8902 | 1296.82 | 4.0563 | -26.08 | 7.8488 | -3.7925 | -49.9773 | 2.2863 | -50.78 | 6.1467 | -3.8604 | -74.4504 | 3.1106 | -79.28 | 8.8463 | -5.7357 | -114.281 | 4.0563 | -26.08 | 7.8488 | -3.7925 | -49.9773 | 4.1851 | -27.57 | 8.1285 | -3.9434 | -52.3815 | 0.0020511 | 0.069257 | 0.035248 | 0.11998 | 2.6599 | 0.0083199 | 0.0046894 | 0.0063801 | 0.0083199 | 0.0085842 | -0.053493 | -0.10416 | -0.16261 | -0.053493 | -0.056549 | -0.10251 | -0.15271 | -0.2344 | -0.10251 | -0.10744 | 0.0020511 | 0.069257 | 0.035248 | 0.11998 | 2.6599 | 0.0083199 | 0.0046894 | 0.0063801 | 0.0083199 | 0.0085842 | -0.053493 | -0.10416 | -0.16261 | -0.053493 | -0.056549 | -0.10251 | -0.15271 | -0.2344 | -0.10251 | -0.10744
196 | 0.29 | 0.17 | South/Central | AZ | Kingman.AWOS.723700 | 3 | 155032 | 42.2838 | 12.7708 | 61.225 | 42.0822 | 19.1428 | 1212.3 | 1.3256 | 58.44 | -0.62928 | 1.9549 | 69.4802 | -0.44436 | 33.74 | -2.3314 | 1.887 | 45.0071 | 0.37993 | 5.24 | 0.36821 | 0.011721 | 5.1765 | 1.3256 | 58.44 | -0.62928 | 1.9549 | 69.4802 | 1.4545 | 56.95 | -0.34953 | 1.804 | 67.076 | 0.0020511 | 0.086729 | 0.026194 | 0.12558 | 2.4866 | 0.002719 | -0.00091144 | 0.00077928 | 0.002719 | 0.0029834 | 0.11987 | 0.069205 | 0.010748 | 0.11987 | 0.11681 | 0.14251 | 0.092315 | 0.010618 | 0.14251 | 0.13758 | 0.0020511 | 0.086729 | 0.026194 | 0.12558 | 2.4866 | 0.002719 | -0.00091144 | 0.00077928 | 0.002719 | 0.0029834 | 0.11987 | 0.069205 | 0.010748 | 0.11987 | 0.11681 | 0.14251 | 0.092315 | 0.010618 | 0.14251 | 0.13758
197 | 0.29 | 0.19 | South/Central | AZ | Kingman.AWOS.723700 | 3 | 155032 | 41.6217 | 13.0973 | 60.9899 | 41.4233 | 19.5666 | 1218.07 | 1.5608 | 52.67 | 0.029637 | 1.5311 | 61.1044 | -0.20923 | 27.97 | -1.6725 | 1.4632 | 36.6313 | 0.61506 | -0.53 | 1.0271 | -0.41207 | -3.1993 | 1.5608 | 52.67 | 0.029637 | 1.5311 | 61.1044 | 1.6896 | 51.18 | 0.30939 | 1.3803 | 58.7002 | 0.0020511 | 0.085371 | 0.026864 | 0.1251 | 2.4984 | 0.0032013 | -0.00042915 | 0.0012616 | 0.0032013 | 0.0034657 | 0.10803 | 0.05737 | -0.0010871 | 0.10803 | 0.10498 | 0.12533 | 0.075135 | -0.0065621 | 0.12533 | 0.1204 | 0.0020511 | 0.085371 | 0.026864 | 0.1251 | 2.4984 | 0.0032013 | -0.00042915 | 0.0012616 | 0.0032013 | 0.0034657 | 0.10803 | 0.05737 | -0.0010871 | 0.10803 | 0.10498 | 0.12533 | 0.075135 | -0.0065621 | 0.12533 | 0.1204
198 | 0.29 | 0.2 | South/Central | AZ | Kingman.AWOS.723700 | 3 | 155032 | 41.3011 | 13.2672 | 60.8891 | 41.1041 | 19.785 | 1221.33 | 1.6615 | 49.41 | 0.34876 | 1.3127 | 56.5255 | -0.10852 | 24.71 | -1.3533 | 1.2448 | 32.0524 | 0.71577 | -3.79 | 1.3463 | -0.63049 | -7.7782 | 1.6615 | 49.41 | 0.34876 | 1.3127 | 56.5255 | 1.7904 | 47.92 | 0.62852 | 1.1618 | 54.1213 | 0.0020511 | 0.084714 | 0.027213 | 0.12489 | 2.5051 | 0.0034079 | -0.00022258 | 0.0014681 | 0.0034079 | 0.0036722 | 0.10135 | 0.050683 | -0.0077738 | 0.10135 | 0.09829 | 0.11594 | 0.065743 | -0.015954 | 0.11594 | 0.11101 | 0.0020511 | 0.084714 | 0.027213 | 0.12489 | 2.5051 | 0.0034079 | -0.00022258 | 0.0014681 | 0.0034079 | 0.0036722 | 0.10135 | 0.050683 | -0.0077738 | 0.10135 | 0.09829 | 0.11594 | 0.065743 | -0.015954 | 0.11594 | 0.11101
199 | 0.29 | 0.23 | South/Central | AZ | Kingman.AWOS.723700 | 3 | 155032 | 40.4036 | 13.7598 | 60.6399 | 40.2109 | 20.429 | 1231.55 | 1.9107 | 39.19 | 1.242 | 0.66868 | 42.4131 | 0.14069 | 14.49 | -0.4601 | 0.60079 | 17.94 | 0.96498 | -14.01 | 2.2395 | -1.2745 | -21.8906 | 1.9107 | 39.19 | 1.242 | 0.66868 | 42.4131 | 2.0396 | 37.7 | 1.5218 | 0.5178 | 40.0089 | 0.0020511 | 0.082873 | 0.028223 | 0.12438 | 2.5261 | 0.0039191 | 0.00028857 | 0.0019793 | 0.0039191 | 0.0041834 | 0.080384 | 0.029721 | -0.028736 | 0.080384 | 0.077327 | 0.086995 | 0.036797 | -0.0449 | 0.086995 | 0.082063 | 0.0020511 | 0.082873 | 0.028223 | 0.12438 | 2.5261 | 0.0039191 | 0.00028857 | 0.0019793 | 0.0039191 | 0.0041834 | 0.080384 | 0.029721 | -0.028736 | 0.080384 | 0.077327 | 0.086995 | 0.036797 | -0.0449 | 0.086995 | 0.082063
200 | 0.29 | 0.25 | South/Central | AZ | Kingman.AWOS.723700 | 3 | 155032 | 39.8471 | 14.0863 | 60.5146 | 39.6571 | 20.8576 | 1238.91 | 2.036 | 31.83 | 1.7958 | 0.24016 | 32.5048 | 0.266 | 7.13 | 0.093736 | 0.17227 | 8.0316 | 1.0903 | -21.37 | 2.7933 | -1.703 | -31.7989 | 2.036 | 31.83 | 1.7958 | 0.24016 | 32.5048 | 2.1649 | 30.34 | 2.0756 | 0.089276 | 30.1006 | 0.0020511 | 0.081731 | 0.028893 | 0.12412 | 2.5412 | 0.0041761 | 0.0005456 | 0.0022363 | 0.0041761 | 0.0044404 | 0.065287 | 0.014625 | -0.043833 | 0.065287 | 0.062231 | 0.066671 | 0.016474 | -0.065224 | 0.066671 | 0.06174 | 0.0020511 | 0.081731 | 0.028893 | 0.12412 | 2.5412 | 0.0041761 | 0.0005456 | 0.0022363 | 0.0041761 | 0.0044404 | 0.065287 | 0.014625 | -0.043833 | 0.065287 | 0.062231 | 0.066671 | 0.016474 | -0.065224 | 0.066671 | 0.06174
201 | 0.29 | 0.27 | South/Central | AZ | Kingman.AWOS.723700 | 3 | 155032 | 39.8015 | 14.0563 | 60.4547 | 39.6116 | 20.8431 | 1237.84 | 2.0959 | 32.9 | 1.8413 | 0.25467 | 33.6617 | 0.32595 | 8.2 | 0.13917 | 0.18678 | 9.1886 | 1.1502 | -20.3 | 2.8388 | -1.6885 | -30.642 | 2.0959 | 32.9 | 1.8413 | 0.25467 | 33.6617 | 2.2248 | 31.41 | 2.121 | 0.10379 | 31.2575 | 0.0020511 | 0.081638 | 0.028831 | 0.124 | 2.539 | 0.004299 | 0.00066857 | 0.0023593 | 0.004299 | 0.0045634 | 0.067482 | 0.016819 | -0.041638 | 0.067482 | 0.064426 | 0.069044 | 0.018847 | -0.06285 | 0.069044 | 0.064113 | 0.0020511 | 0.081638 | 0.028831 | 0.124 | 2.539 | 0.004299 | 0.00066857 | 0.0023593 | 0.004299 | 0.0045634 | 0.067482 | 0.016819 | -0.041638 | 0.067482 | 0.064426 | 0.069044 | 0.018847 | -0.06285 | 0.069044 | 0.064113
202 | 0.29 | 0.3 | South/Central | AZ | Kingman.AWOS.723700 | 3 | 155032 | 39.4505 | 14.2524 | 60.3798 | 39.2623 | 21.1175 | 1242.61 | 2.1708 | 28.13 | 2.1906 | -0.019799 | 27.2465 | 0.40083 | 3.43 | 0.48852 | -0.087691 | 2.7733 | 1.2251 | -25.07 | 3.1881 | -1.963 | -37.0572 | 2.1708 | 28.13 | 2.1906 | -0.019799 | 27.2465 | 2.2997 | 26.64 | 2.4704 | -0.17068 | 24.8423 | 0.0020511 | 0.080918 | 0.029233 | 0.12385 | 2.5487 | 0.0044526 | 0.00082214 | 0.0025129 | 0.0044526 | 0.004717 | 0.057698 | 0.0070354 | -0.051422 | 0.057698 | 0.054642 | 0.055886 | 0.0056885 | -0.076009 | 0.055886 | 0.050955 | 0.0020511 | 0.080918 | 0.029233 | 0.12385 | 2.5487 | 0.0044526 | 0.00082214 | 0.0025129 | 0.0044526 | 0.004717 | 0.057698 | 0.0070354 | -0.051422 | 0.057698 | 0.054642 | 0.055886 | 0.0056885 | -0.076009 | 0.055886 | 0.050955
203 | 0.29 | 0.32 | South/Central | AZ | Kingman.AWOS.723700 | 3 | 155032 | 38.96 | 14.5542 | 60.2815 | 38.7742 | 21.5074 | 1249.48 | 2.2691 | 21.26 | 2.6787 | -0.40963 | 18.0318 | 0.49912 | -3.44 | 0.97664 | -0.47752 | -6.4414 | 1.3234 | -31.94 | 3.6762 | -2.3528 | -46.2719 | 2.2691 | 21.26 | 2.6787 | -0.40963 | 18.0318 | 2.398 | 19.77 | 2.9585 | -0.56051 | 15.6276 | 0.0020511 | 0.079912 | 0.029852 | 0.12364 | 2.5628 | 0.0046542 | 0.0010238 | 0.0027145 | 0.0046542 | 0.0049186 | 0.043607 | -0.0070559 | -0.065513 | 0.043607 | 0.040551 | 0.036985 | -0.013212 | -0.094909 | 0.036985 | 0.032054 | 0.0020511 | 0.079912 | 0.029852 | 0.12364 | 2.5628 | 0.0046542 | 0.0010238 | 0.0027145 | 0.0046542 | 0.0049186 | 0.043607 | -0.0070559 | -0.065513 | 0.043607 | 0.040551 | 0.036985 | -0.013212 | -0.094909 | 0.036985 | 0.032054
204 | 0.29 | 0.35 | South/Central | AZ | Kingman.AWOS.723700 | 3 | 155032 | 38.2626 | 15.0053 | 60.1757 | 38.0801 | 22.0955 | 1260.43 | 2.375 | 10.31 | 3.3728 | -0.99782 | 3.585 | 0.60496 | -14.39 | 1.6707 | -1.0657 | -20.8882 | 1.4292 | -42.89 | 4.3703 | -2.941 | -60.7187 | 2.375 | 10.31 | 3.3728 | -0.99782 | 3.585 | 2.5038 | 8.82 | 3.6525 | -1.1487 | 1.1808 | 0.0020511 | 0.078481 | 0.030778 | 0.12343 | 2.5853 | 0.0048713 | 0.0012408 | 0.0029316 | 0.0048713 | 0.0051357 | 0.021147 | -0.029516 | -0.087973 | 0.021147 | 0.018091 | 0.0073532 | -0.042844 | -0.12454 | 0.0073532 | 0.002422 | 0.0020511 | 0.078481 | 0.030778 | 0.12343 | 2.5853 | 0.0048713 | 0.0012408 | 0.0029316 | 0.0048713 | 0.0051357 | 0.021147 | -0.029516 | -0.087973 | 0.021147 | 0.018091 | 0.0073532 | -0.042844 | -0.12454 | 0.0073532 | 0.002422
205 | 0.29 | 0.37 | South/Central | AZ | Kingman.AWOS.723700 | 3 | 155032 | 37.8617 | 15.2814 | 60.1407 | 37.6811 | 22.4597 | 1267.62 | 2.4099 | 3.12 | 3.7718 | -1.3619 | -5.7498 | 0.63988 | -21.58 | 2.0697 | -1.4298 | -30.2229 | 1.4642 | -50.08 | 4.7693 | -3.3051 | -70.0535 | 2.4099 | 3.12 | 3.7718 | -1.3619 | -5.7498 | 2.5388 | 1.63 | 4.0516 | -1.5128 | -8.154 | 0.0020511 | 0.077659 | 0.031344 | 0.12336 | 2.6 | 0.004943 | 0.0013125 | 0.0030032 | 0.004943 | 0.0052073 | 0.0063995 | -0.044263 | -0.10272 | 0.0063995 | 0.0033433 | -0.011794 | -0.061991 | -0.14369 | -0.011794 | -0.016725 | 0.0020511 | 0.077659 | 0.031344 | 0.12336 | 2.6 | 0.004943 | 0.0013125 | 0.0030032 | 0.004943 | 0.0052073 | 0.0063995 | -0.044263 | -0.10272 | 0.0063995 | 0.0033433 | -0.011794 | -0.061991 | -0.14369 | -0.011794 | -0.016725
206 | 0.29 | 0.4 | South/Central | AZ | Kingman.AWOS.723700 | 3 | 155032 | 37.2899 | 15.7036 | 60.1215 | 37.112 | 23.0095 | 1278.89 | 2.4291 | -8.15 | 4.3409 | -1.9118 | -20.275 | 0.6591 | -32.85 | 2.6388 | -1.9797 | -44.7481 | 1.4834 | -61.35 | 5.3384 | -3.855 | -84.5787 | 2.4291 | -8.15 | 4.3409 | -1.9118 | -20.275 | 2.558 | -9.64 | 4.6206 | -2.0627 | -22.6792 | 0.0020511 | 0.076486 | 0.03221 | 0.12332 | 2.6232 | 0.0049824 | 0.0013519 | 0.0030426 | 0.0049824 | 0.0052467 | -0.016717 | -0.067379 | -0.12584 | -0.016717 | -0.019773 | -0.041587 | -0.091784 | -0.17348 | -0.041587 | -0.046518 | 0.0020511 | 0.076486 | 0.03221 | 0.12332 | 2.6232 | 0.0049824 | 0.0013519 | 0.0030426 | 0.0049824 | 0.0052467 | -0.016717 | -0.067379 | -0.12584 | -0.016717 | -0.019773 | -0.041587 | -0.091784 | -0.17348 | -0.041587 | -0.046518
207 | 0.29 | 0.42 | South/Central | AZ | Kingman.AWOS.723700 | 3 | 155032 | 36.9297 | 15.9897 | 60.1331 | 36.7535 | 23.3796 | 1286.81 | 2.4175 | -16.07 | 4.6994 | -2.2819 | -30.3649 | 0.64752 | -40.77 | 2.9973 | -2.3498 | -54.8381 | 1.4718 | -69.27 | 5.6969 | -4.2251 | -94.6686 | 2.4175 | -16.07 | 4.6994 | -2.2819 | -30.3649 | 2.5464 | -17.56 | 4.9791 | -2.4327 | -32.7691 | 0.0020511 | 0.075747 | 0.032797 | 0.12334 | 2.6394 | 0.0049586 | 0.0013281 | 0.0030189 | 0.0049586 | 0.005223 | -0.032962 | -0.083624 | -0.14208 | -0.032962 | -0.036018 | -0.062282 | -0.11248 | -0.19418 | -0.062282 | -0.067213 | 0.0020511 | 0.075747 | 0.032797 | 0.12334 | 2.6394 | 0.0049586 | 0.0013281 | 0.0030189 | 0.0049586 | 0.005223 | -0.032962 | -0.083624 | -0.14208 | -0.032962 | -0.036018 | -0.062282 | -0.11248 | -0.19418 | -0.062282 | -0.067213
208 | 0.29 | 0.47 | South/Central | AZ | Kingman.AWOS.723700 | 3 | 155032 | 36.0615 | 16.7927 | 60.3282 | 35.8895 | 24.4388 | 1311.55 | 2.2224 | -40.81 | 5.5634 | -3.341 | -61.3158 | 0.45238 | -65.51 | 3.8613 | -3.4089 | -85.7889 | 1.2767 | -94.01 | 6.5609 | -5.2842 | -125.6195 | 2.2224 | -40.81 | 5.5634 | -3.341 | -61.3158 | 2.3512 | -42.3 | 5.8432 | -3.4919 | -63.72 | 0.0020511 | 0.073967 | 0.034444 | 0.12374 | 2.6902 | 0.0045584 | 0.00092789 | 0.0026186 | 0.0045584 | 0.0048227 | -0.083706 | -0.13437 | -0.19283 | -0.083706 | -0.086763 | -0.12577 | -0.17596 | -0.25766 | -0.12577 | -0.1307 | 0.0020511 | 0.073967 | 0.034444 | 0.12374 | 2.6902 | 0.0045584 | 0.00092789 | 0.0026186 | 0.0045584 | 0.0048227 | -0.083706 | -0.13437 | -0.19283 | -0.083706 | -0.086763 | -0.12577 | -0.17596 | -0.25766 | -0.12577 | -0.1307
209 | 0.31 | 0.17 | South/Central | AZ | Kingman.AWOS.723700 | 3 | 155032 | 43.0089 | 12.7751 | 61.9749 | 42.804 | 19.1709 | 1222.75 | 0.57574 | 47.99 | -1.3511 | 1.9268 | 59.1299 | -1.1943 | 23.29 | -3.0532 | 1.8589 | 34.6568 | -0.36997 | -5.21 | -0.35361 | -0.016361 | -5.1737 | 0.57574 | 47.99 | -1.3511 | 1.9268 | 59.1299 | 0.70461 | 46.5 | -1.0713 | 1.776 | 56.7258 | 0.0020511 | 0.088217 | 0.026203 | 0.12712 | 2.508 | 0.0011809 | -0.0024496 | -0.00075885 | 0.0011809 | 0.0014452 | 0.098433 | 0.047771 | -0.010686 | 0.098433 | 0.095377 | 0.12128 | 0.071085 | -0.010612 | 0.12128 | 0.11635 | 0.0020511 | 0.088217 | 0.026203 | 0.12712 | 2.508 | 0.0011809 | -0.0024496 | -0.00075885 | 0.0011809 | 0.0014452 | 0.098433 | 0.047771 | -0.010686 | 0.098433 | 0.095377 | 0.12128 | 0.071085 | -0.010612 | 0.12128 | 0.11635
210 | 0.31 | 0.19 | South/Central | AZ | Kingman.AWOS.723700 | 3 | 155032 | 42.3373 | 13.1016 | 61.7297 | 42.1355 | 19.5942 | 1228.38 | 0.82087 | 42.36 | -0.68263 | 1.5035 | 50.8944 | -0.94912 | 17.66 | -2.3847 | 1.4356 | 26.4213 | -0.12483 | -10.84 | 0.31486 | -0.43969 | -13.4093 | 0.82087 | 42.36 | -0.68263 | 1.5035 | 50.8944 | 0.94975 | 40.87 | -0.40288 | 1.3526 | 48.4902 | 0.0020511 | 0.086839 | 0.026873 | 0.12662 | 2.5196 | 0.0016837 | -0.0019468 | -0.00025604 | 0.0016837 | 0.0019481 | 0.086886 | 0.036223 | -0.022234 | 0.086886 | 0.083829 | 0.10439 | 0.054193 | -0.027504 | 0.10439 | 0.099459 | 0.0020511 | 0.086839 | 0.026873 | 0.12662 | 2.5196 | 0.0016837 | -0.0019468 | -0.00025604 | 0.0016837 | 0.0019481 | 0.086886 | 0.036223 | -0.022234 | 0.086886 | 0.083829 | 0.10439 | 0.054193 | -0.027504 | 0.10439 | 0.099459
211 | 0.31 | 0.2 | South/Central | AZ | Kingman.AWOS.723700 | 3 | 155032 | 42.0216 | 13.2673 | 61.6397 | 41.8213 | 19.8184 | 1231.89 | 0.91096 | 38.85 | -0.3684 | 1.2794 | 46.0254 | -0.85904 | 14.15 | -2.0705 | 1.2115 | 21.5523 | -0.034749 | -14.35 | 0.6291 | -0.66385 | -18.2783 | 0.91096 | 38.85 | -0.3684 | 1.2794 | 46.0254 | 1.0398 | 37.36 | -0.08864 | 1.1285 | 43.6212 | 0.0020511 | 0.086191 | 0.027213 | 0.12643 | 2.5268 | 0.0018685 | -0.001762 | -7.1274e-05 | 0.0018685 | 0.0021328 | 0.079686 | 0.029023 | -0.029434 | 0.079686 | 0.07663 | 0.094404 | 0.044206 | -0.037491 | 0.094404 | 0.089473 | 0.0020511 | 0.086191 | 0.027213 | 0.12643 | 2.5268 | 0.0018685 | -0.001762 | -7.1274e-05 | 0.0018685 | 0.0021328 | 0.079686 | 0.029023 | -0.029434 | 0.079686 | 0.07663 | 0.094404 | 0.044206 | -0.037491 | 0.094404 | 0.089473
212 | 0.31 | 0.23 | South/Central | AZ | Kingman.AWOS.723700 | 3 | 155032 | 41.1141 | 13.7594 | 61.3748 | 40.9181 | 20.4566 | 1241.8 | 1.1759 | 28.94 | 0.53478 | 0.64109 | 32.2689 | -0.59413 | 4.24 | -1.1673 | 0.57319 | 7.7957 | 0.23016 | -24.26 | 1.5323 | -1.3021 | -32.0348 | 1.1759 | 28.94 | 0.53478 | 0.64109 | 32.2689 | 1.3047 | 27.45 | 0.81454 | 0.4902 | 29.8647 | 0.0020511 | 0.08433 | 0.028222 | 0.12589 | 2.5471 | 0.0024119 | -0.0012186 | 0.0004721 | 0.0024119 | 0.0026762 | 0.05936 | 0.0086968 | -0.04976 | 0.05936 | 0.056303 | 0.066187 | 0.01599 | -0.065707 | 0.066187 | 0.061256 | 0.0020511 | 0.08433 | 0.028222 | 0.12589 | 2.5471 | 0.0024119 | -0.0012186 | 0.0004721 | 0.0024119 | 0.0026762 | 0.05936 | 0.0086968 | -0.04976 | 0.05936 | 0.056303 | 0.066187 | 0.01599 | -0.065707 | 0.066187 | 0.061256
213 | 0.31 | 0.25 | South/Central | AZ | Kingman.AWOS.723700 | 3 | 155032 | 40.5523 | 14.0902 | 61.2494 | 40.359 | 20.8904 | 1249.24 | 1.3012 | 21.5 | 1.0939 | 0.20731 | 22.22 | -0.46878 | -3.2 | -0.6082 | 0.13942 | -2.2532 | 0.35551 | -31.7 | 2.0914 | -1.7359 | -42.0837 | 1.3012 | 21.5 | 1.0939 | 0.20731 | 22.22 | 1.4301 | 20.01 | 1.3737 | 0.056431 | 19.8158 | 0.0020511 | 0.083178 | 0.028901 | 0.12563 | 2.5623 | 0.002669 | -0.00096152 | 0.0007292 | 0.002669 | 0.0029333 | 0.044099 | -0.0065636 | -0.065021 | 0.044099 | 0.041043 | 0.045576 | -0.0046216 | -0.086319 | 0.045576 | 0.040645 | 0.0020511 | 0.083178 | 0.028901 | 0.12563 | 2.5623 | 0.002669 | -0.00096152 | 0.0007292 | 0.002669 | 0.0029333 | 0.044099 | -0.0065636 | -0.065021 | 0.044099 | 0.041043 | 0.045576 | -0.0046216 | -0.086319 | 0.045576 | 0.040645
214 | 0.31 | 0.27 | South/Central | AZ | Kingman.AWOS.723700 | 3 | 155032 | 40.5919 | 14.0059 | 61.2047 | 40.3984 | 20.8063 | 1246.91 | 1.3459 | 23.83 | 1.0545 | 0.2914 | 25.0512 | -0.42406 | -0.87 | -0.64757 | 0.22351 | 0.57806 | 0.40023 | -29.37 | 2.052 | -1.6518 | -39.2525 | 1.3459 | 23.83 | 1.0545 | 0.2914 | 25.0512 | 1.4748 | 22.34 | 1.3343 | 0.14052 | 22.647 | 0.0020511 | 0.083259 | 0.028728 | 0.12554 | 2.5576 | 0.0027607 | -0.0008698 | 0.00082092 | 0.0027607 | 0.003025 | 0.048878 | -0.0017845 | -0.060241 | 0.048878 | 0.045822 | 0.051383 | 0.0011857 | -0.080512 | 0.051383 | 0.046452 | 0.0020511 | 0.083259 | 0.028728 | 0.12554 | 2.5576 | 0.0027607 | -0.0008698 | 0.00082092 | 0.0027607 | 0.003025 | 0.048878 | -0.0017845 | -0.060241 | 0.048878 | 0.045822 | 0.051383 | 0.0011857 | -0.080512 | 0.051383 | 0.046452
215 | 0.31 | 0.3 | South/Central | AZ | Kingman.AWOS.723700 | 3 | 155032 | 40.2865 | 14.1724 | 61.1405 | 40.0945 | 21.0461 | 1251.1 | 1.4101 | 19.64 | 1.3584 | 0.051656 | 19.4316 | -0.3599 | -5.06 | -0.34367 | -0.016235 | -5.0416 | 0.46439 | -33.56 | 2.3559 | -1.8915 | -44.8721 | 1.4101 | 19.64 | 1.3584 | 0.051656 | 19.4316 | 1.539 | 18.15 | 1.6382 | -0.099226 | 17.0274 | 0.0020511 | 0.082633 | 0.029069 | 0.12541 | 2.5662 | 0.0028923 | -0.00073821 | 0.00095251 | 0.0028923 | 0.0031566 | 0.040284 | -0.010379 | -0.068836 | 0.040284 | 0.037228 | 0.039857 | -0.010341 | -0.092038 | 0.039857 | 0.034925 | 0.0020511 | 0.082633 | 0.029069 | 0.12541 | 2.5662 | 0.0028923 | -0.00073821 | 0.00095251 | 0.0028923 | 0.0031566 | 0.040284 | -0.010379 | -0.068836 | 0.040284 | 0.037228 | 0.039857 | -0.010341 | -0.092038 | 0.039857 | 0.034925
216 | 0.31 | 0.32 | South/Central | AZ | Kingman.AWOS.723700 | 3 | 155032 | 39.7747 | 14.4785 | 61.0304 | 39.585 | 21.4454 | 1258.05 | 1.5202 | 12.69 | 1.8678 | -0.34766 | 10.1132 | -0.24981 | -12.01 | 0.16575 | -0.41555 | -14.3599 | 0.57448 | -40.51 | 2.8653 | -2.2909 | -54.1905 | 1.5202 | 12.69 | 1.8678 | -0.34766 | 10.1132 | 1.6491 | 11.2 | 2.1476 | -0.49854 | 7.709 | 0.0020511 | 0.081583 | 0.029697 | 0.12518 | 2.5804 | 0.0031181 | -0.00051238 | 0.0011783 | 0.0031181 | 0.0033824 | 0.026029 | -0.024634 | -0.083091 | 0.026029 | 0.022973 | 0.020743 | -0.029454 | -0.11115 | 0.020743 | 0.015812 | 0.0020511 | 0.081583 | 0.029697 | 0.12518 | 2.5804 | 0.0031181 | -0.00051238 | 0.0011783 | 0.0031181 | 0.0033824 | 0.026029 | -0.024634 | -0.083091 | 0.026029 | 0.022973 | 0.020743 | -0.029454 | -0.11115 | 0.020743 | 0.015812
217 | 0.31 | 0.35 | South/Central | AZ | Kingman.AWOS.723700 | 3 | 155032 | 39.0488 | 14.9254 | 60.8914 | 38.8626 | 22.0288 | 1268.46 | 1.6592 | 2.28 | 2.5903 | -0.93108 | -3.7809 | -0.11078 | -22.42 | 0.88819 | -0.99897 | -28.254 | 0.71351 | -50.92 | 3.5878 | -2.8743 | -68.0846 | 1.6592 | 2.28 | 2.5903 | -0.93108 | -3.7809 | 1.7881 | 0.79 | 2.87 | -1.082 | -6.1851 | 0.0020511 | 0.080094 | 0.030614 | 0.1249 | 2.6018 | 0.0034032 | -0.00022723 | 0.0014635 | 0.0034032 | 0.0036676 | 0.0046766 | -0.045986 | -0.10444 | 0.0046766 | 0.0016204 | -0.0077551 | -0.057953 | -0.13965 | -0.0077551 | -0.012686 | 0.0020511 | 0.080094 | 0.030614 | 0.1249 | 2.6018 | 0.0034032 | -0.00022723 | 0.0014635 | 0.0034032 | 0.0036676 | 0.0046766 | -0.045986 | -0.10444 | 0.0046766 | 0.0016204 | -0.0077551 | -0.057953 | -0.13965 | -0.0077551 | -0.012686
218 | 0.31 | 0.37 | South/Central | AZ | Kingman.AWOS.723700 | 3 | 155032 | 38.5926 | 15.2314 | 60.8317 | 38.4086 | 22.4231 | 1275.93 | 1.7189 | -5.19 | 3.0443 | -1.3254 | -13.6092 | -0.051056 | -29.89 | 1.3422 | -1.3933 | -38.0824 | 0.77323 | -58.39 | 4.0418 | -3.2686 | -77.9129 | 1.7189 | -5.19 | 3.0443 | -1.3254 | -13.6092 | 1.8478 | -6.68 | 3.3241 | -1.4763 | -16.0134 | 0.0020511 | 0.079158 | 0.031242 | 0.12477 | 2.6171 | 0.0035258 | -0.00010472 | 0.001586 | 0.0035258 | 0.0037901 | -0.010645 | -0.061308 | -0.11977 | -0.010645 | -0.013702 | -0.027914 | -0.078112 | -0.15981 | -0.027914 | -0.032845 | 0.0020511 | 0.079158 | 0.031242 | 0.12477 | 2.6171 | 0.0035258 | -0.00010472 | 0.001586 | 0.0035258 | 0.0037901 | -0.010645 | -0.061308 | -0.11977 | -0.010645 | -0.013702 | -0.027914 | -0.078112 | -0.15981 | -0.027914 | -0.032845
219 | 0.31 | 0.4 | South/Central | AZ | Kingman.AWOS.723700 | 3 | 155032 | 37.9655 | 15.6836 | 60.7972 | 37.7845 | 23.0127 | 1287.87 | 1.7534 | -17.13 | 3.6684 | -1.9149 | -29.0057 | -0.016564 | -41.83 | 1.9663 | -1.9828 | -53.4788 | 0.80773 | -70.33 | 4.6659 | -3.8581 | -93.3093 | 1.7534 | -17.13 | 3.6684 | -1.9149 | -29.0057 | 1.8823 | -18.62 | 3.9481 | -2.0658 | -31.4099 | 0.0020511 | 0.077872 | 0.032169 | 0.1247 | 2.6416 | 0.0035965 | -3.3974e-05 | 0.0016567 | 0.0035965 | 0.0038608 | -0.035136 | -0.085798 | -0.14426 | -0.035136 | -0.038192 | -0.059494 | -0.10969 | -0.19139 | -0.059494 | -0.064425 | 0.0020511 | 0.077872 | 0.032169 | 0.1247 | 2.6416 | 0.0035965 | -3.3974e-05 | 0.0016567 | 0.0035965 | 0.0038608 | -0.035136 | -0.085798 | -0.14426 | -0.035136 | -0.038192 | -0.059494 | -0.10969 | -0.19139 | -0.059494 | -0.064425
220 | 0.31 | 0.42 | South/Central | AZ | Kingman.AWOS.723700 | 3 | 155032 | 37.5746 | 15.994 | 60.8123 | 37.3954 | 23.4169 | 1296.52 | 1.7383 | -25.78 | 4.0575 | -2.3192 | -40.0584 | -0.031687 | -50.48 | 2.3554 | -2.3871 | -64.5316 | 0.7926 | -78.98 | 5.055 | -4.2624 | -104.3621 | 1.7383 | -25.78 | 4.0575 | -2.3192 | -40.0584 | 1.8672 | -27.27 | 4.3372 | -2.4701 | -42.4626 | 0.0020511 | 0.07707 | 0.032806 | 0.12473 | 2.6593 | 0.0035655 | -6.4994e-05 | 0.0016257 | 0.0035655 | 0.0038298 | -0.052878 | -0.10354 | -0.162 | -0.052878 | -0.055934 | -0.082165 | -0.13236 | -0.21406 | -0.082165 | -0.087096 | 0.0020511 | 0.07707 | 0.032806 | 0.12473 | 2.6593 | 0.0035655 | -6.4994e-05 | 0.0016257 | 0.0035655 | 0.0038298 | -0.052878 | -0.10354 | -0.162 | -0.052878 | -0.055934 | -0.082165 | -0.13236 | -0.21406 | -0.082165 | -0.087096
221 | 0.31 | 0.47 | South/Central | AZ | Kingman.AWOS.723700 | 3 | 155032 | 36.6169 | 16.8823 | 61.0232 | 36.4423 | 24.5809 | 1323.68 | 1.5274 | -52.94 | 5.0106 | -3.4832 | -74.0288 | -0.24262 | -77.64 | 3.3085 | -3.5511 | -98.5019 | 0.58167 | -106.14 | 6.0081 | -5.4264 | -138.3325 | 1.5274 | -52.94 | 5.0106 | -3.4832 | -74.0288 | 1.6562 | -54.43 | 5.2903 | -3.6341 | -76.433 | 0.0020511 | 0.075106 | 0.034628 | 0.12517 | 2.715 | 0.0031328 | -0.00049765 | 0.0011931 | 0.0031328 | 0.0033972 | -0.10859 | -0.15925 | -0.21771 | -0.10859 | -0.11164 | -0.15184 | -0.20204 | -0.28374 | -0.15184 | -0.15677 | 0.0020511 | 0.075106 | 0.034628 | 0.12517 | 2.715 | 0.0031328 | -0.00049765 | 0.0011931 | 0.0031328 | 0.0033972 | -0.10859 | -0.15925 | -0.21771 | -0.10859 | -0.11164 | -0.15184 | -0.20204 | -0.28374 | -0.15184 | -0.15677
222 | 0.32 | 0.17 | South/Central | AZ | Kingman.AWOS.723700 | 3 | 155032 | 43.3589 | 12.7851 | 62.3544 | 43.1523 | 19.202 | 1228.4 | 0.19626 | 42.34 | -1.6994 | 1.8957 | 53.4371 | -1.5737 | 17.64 | -3.4015 | 1.8278 | 28.964 | -0.74945 | -10.86 | -0.70194 | -0.047513 | -10.8665 | 0.19626 | 42.34 | -1.6994 | 1.8957 | 53.4371 | 0.32513 | 40.85 | -1.4197 | 1.7448 | 51.0329 | 0.0020511 | 0.088934 | 0.026224 | 0.1279 | 2.5196 | 0.00040254 | -0.0032279 | -0.0015372 | 0.00040254 | 0.00066688 | 0.086845 | 0.036182 | -0.022275 | 0.086845 | 0.083788 | 0.10961 | 0.059409 | -0.022289 | 0.10961 | 0.10467 | 0.0020511 | 0.088934 | 0.026224 | 0.1279 | 2.5196 | 0.00040254 | -0.0032279 | -0.0015372 | 0.00040254 | 0.00066688 | 0.086845 | 0.036182 | -0.022275 | 0.086845 | 0.083788 | 0.10961 | 0.059409 | -0.022289 | 0.10961 | 0.10467
223 | 0.32 | 0.19 | South/Central | AZ | Kingman.AWOS.723700 | 3 | 155032 | 42.6922 | 13.1112 | 62.1142 | 42.4887 | 19.6254 | 1234.1 | 0.43644 | 36.64 | -1.0359 | 1.4723 | 45.1366 | -1.3336 | 11.94 | -2.738 | 1.4044 | 20.6635 | -0.50926 | -16.56 | -0.038356 | -0.4709 | -19.167 | 0.43644 | 36.64 | -1.0359 | 1.4723 | 45.1366 | 0.56532 | 35.15 | -0.75609 | 1.3214 | 42.7325 | 0.0020511 | 0.087567 | 0.026893 | 0.1274 | 2.5313 | 0.0008952 | -0.0027353 | -0.0010446 | 0.0008952 | 0.0011595 | 0.075153 | 0.02449 | -0.033967 | 0.075153 | 0.072097 | 0.092581 | 0.042383 | -0.039314 | 0.092581 | 0.08765 | 0.0020511 | 0.087567 | 0.026893 | 0.1274 | 2.5313 | 0.0008952 | -0.0027353 | -0.0010446 | 0.0008952 | 0.0011595 | 0.075153 | 0.02449 | -0.033967 | 0.075153 | 0.072097 | 0.092581 | 0.042383 | -0.039314 | 0.092581 | 0.08765
227 | 0.32 | 0.27 | South/Central | AZ | Kingman.AWOS.723700 | 3 | 155032 | 40.9419 | 14.0006 | 61.5594 | 40.7467 | 20.8127 | 1251.71 | 0.99122 | 19.03 | 0.7062 | 0.28502 | 20.3406 | -0.77877 | -5.67 | -0.9959 | 0.21713 | -4.1325 | 0.045516 | -34.17 | 1.7037 | -1.6582 | -43.963 | 0.99122 | 19.03 | 0.7062 | 0.28502 | 20.3406 | 1.1201 | 17.54 | 0.98596 | 0.13414 | 17.9365 | 0.0020511 | 0.083977 | 0.028717 | 0.12627 | 2.5674 | 0.0020331 | -0.0015974 | 9.3359e-05 | 0.0020331 | 0.0022975 | 0.039033 | -0.01163 | -0.070087 | 0.039033 | 0.035977 | 0.041721 | -0.0084763 | -0.090174 | 0.041721 | 0.03679 | 0.0020511 | 0.083977 | 0.028717 | 0.12627 | 2.5674 | 0.0020331 | -0.0015974 | 9.3359e-05 | 0.0020331 | 0.0022975 | 0.039033 | -0.01163 | -0.070087 | 0.039033 | 0.035977 | 0.041721 | -0.0084763 | -0.090174 | 0.041721 | 0.03679
229 | 0.32 | 0.32 | South/Central | AZ | Kingman.AWOS.723700 | 3 | 155032 | 40.12 | 14.4728 | 61.3801 | 39.9287 | 21.4513 | 1262.78 | 1.1706 | 7.96 | 1.5242 | -0.35362 | 5.4789 | -0.59944 | -16.74 | -0.17792 | -0.42152 | -18.9942 | 0.22485 | -45.24 | 2.5217 | -2.2968 | -58.8247 | 1.1706 | 7.96 | 1.5242 | -0.35362 | 5.4789 | 1.2994 | 6.47 | 1.8039 | -0.50451 | 3.0748 | 0.0020511 | 0.082291 | 0.029685 | 0.1259 | 2.5901 | 0.002401 | -0.0012295 | 0.0004612 | 0.002401 | 0.0026653 | 0.016327 | -0.034336 | -0.092793 | 0.016327 | 0.013271 | 0.011238 | -0.038959 | -0.12066 | 0.011238 | 0.0063067 | 0.0020511 | 0.082291 | 0.029685 | 0.1259 | 2.5901 | 0.002401 | -0.0012295 | 0.0004612 | 0.002401 | 0.0026653 | 0.016327 | -0.034336 | -0.092793 | 0.016327 | 0.013271 | 0.011238 | -0.038959 | -0.12066 | 0.011238 | 0.0063067
231 | 0.32 | 0.37 | South/Central | AZ | Kingman.AWOS.723700 | 3 | 155032 | 38.9321 | 15.2215 | 61.1713 | 38.7466 | 22.4247 | 1280.44 | 1.3794 | -9.7 | 2.7063 | -1.327 | -17.9969 | -0.39063 | -34.4 | 1.0042 | -1.3949 | -42.47 | 0.43366 | -62.9 | 3.7038 | -3.2702 | -82.3006 | 1.3794 | -9.7 | 2.7063 | -1.327 | -17.9969 | 1.5082 | -11.19 | 2.9861 | -1.4778 | -20.4011 | 0.0020511 | 0.079855 | 0.031221 | 0.12547 | 2.6263 | 0.0028293 | -0.00080123 | 0.00088949 | 0.0028293 | 0.0030936 | -0.019896 | -0.070559 | -0.12902 | -0.019896 | -0.022952 | -0.036914 | -0.087111 | -0.16881 | -0.036914 | -0.041845 | 0.0020511 | 0.079855 | 0.031221 | 0.12547 | 2.6263 | 0.0028293 | -0.00080123 | 0.00088949 | 0.0028293 | 0.0030936 | -0.019896 | -0.070559 | -0.12902 | -0.019896 | -0.022952 | -0.036914 | -0.087111 | -0.16881 | -0.036914 | -0.041845
233 | 0.32 | 0.42 | South/Central | AZ | Kingman.AWOS.723700 | 3 | 155032 | 37.9045 | 15.984 | 61.1423 | 37.7239 | 23.4184 | 1300.9 | 1.4083 | -30.16 | 3.729 | -2.3207 | -44.3215 | -0.36165 | -54.86 | 2.0269 | -2.3886 | -68.7946 | 0.46264 | -83.36 | 4.7265 | -4.2639 | -108.6252 | 1.4083 | -30.16 | 3.729 | -2.3207 | -44.3215 | 1.5372 | -31.65 | 4.0088 | -2.4716 | -46.7257 | 0.0020511 | 0.077747 | 0.032785 | 0.12541 | 2.6683 | 0.0028887 | -0.00074179 | 0.00094893 | 0.0028887 | 0.003153 | -0.061862 | -0.11252 | -0.17098 | -0.061862 | -0.064918 | -0.090909 | -0.14111 | -0.2228 | -0.090909 | -0.09584 | 0.0020511 | 0.077747 | 0.032785 | 0.12541 | 2.6683 | 0.0028887 | -0.00074179 | 0.00094893 | 0.0028887 | 0.003153 | -0.061862 | -0.11252 | -0.17098 | -0.061862 | -0.064918 | -0.090909 | -0.14111 | -0.2228 | -0.090909 | -0.09584
234 | 0.32 | 0.47 | South/Central | AZ | Kingman.AWOS.723700 | 3 | 155032 | 36.9421 | 16.8723 | 61.3485 | 36.7661 | 24.5824 | 1328 | 1.2021 | -57.26 | 4.6868 | -3.4847 | -78.231 | -0.5679 | -81.96 | 2.9847 | -3.5526 | -102.7041 | 0.25639 | -110.46 | 5.6843 | -5.4279 | -142.5346 | 1.2021 | -57.26 | 4.6868 | -3.4847 | -78.231 | 1.331 | -58.75 | 4.9666 | -3.6356 | -80.6351 | 0.0020511 | 0.075773 | 0.034607 | 0.12583 | 2.7239 | 0.0024657 | -0.0011648 | 0.0005259 | 0.0024657 | 0.00273 | -0.11745 | -0.16811 | -0.22657 | -0.11745 | -0.1205 | -0.16046 | -0.21066 | -0.29236 | -0.16046 | -0.16539 | 0.0020511 | 0.075773 | 0.034607 | 0.12583 | 2.7239 | 0.0024657 | -0.0011648 | 0.0005259 | 0.0024657 | 0.00273 | -0.11745 | -0.16811 | -0.22657 | -0.11745 | -0.1205 | -0.16046 | -0.21066 | -0.29236 | -0.16046 | -0.16539
235 | 0.34 | 0.17 | South/Central | AZ | Kingman.AWOS.723700 | 3 | 155032 | 44.0541 | 12.7951 | 63.0801 | 43.8443 | 19.2358 | 1238.65 | -0.52949 | 32.09 | -2.3914 | 1.8619 | 43.2436 | -2.2995 | 7.39 | -4.0935 | 1.794 | 18.7704 | -1.4752 | -21.11 | -1.3939 | -0.081265 | -21.0601 | -0.52949 | 32.09 | -2.3914 | 1.8619 | 43.2436 | -0.40062 | 30.6 | -2.1117 | 1.7111 | 40.8394 | 0.0020511 | 0.09036 | 0.026244 | 0.12939 | 2.5406 | -0.0010861 | -0.0047165 | -0.0030258 | -0.0010861 | -0.00082172 | 0.065821 | 0.015158 | -0.043299 | 0.065821 | 0.062764 | 0.088698 | 0.038501 | -0.043197 | 0.088698 | 0.083767 | 0.0020511 | 0.09036 | 0.026244 | 0.12939 | 2.5406 | -0.0010861 | -0.0047165 | -0.0030258 | -0.0010861 | -0.00082172 | 0.065821 | 0.015158 | -0.043299 | 0.065821 | 0.062764 | 0.088698 | 0.038501 | -0.043197 | 0.088698 | 0.083767
236 | 0.34 | 0.19 | South/Central | AZ | Kingman.AWOS.723700 | 3 | 155032 | 43.3874 | 13.1212 | 62.8494 | 43.1807 | 19.6686 | 1244.69 | -0.29874 | 26.05 | -1.7278 | 1.4291 | 34.5688 | -2.0687 | 1.35 | -3.43 | 1.3612 | 10.0957 | -1.2444 | -27.15 | -0.73035 | -0.51409 | -29.7348 | -0.29874 | 26.05 | -1.7278 | 1.4291 | 34.5688 | -0.16987 | 24.56 | -1.4481 | 1.2782 | 32.1647 | 0.0020511 | 0.088993 | 0.026913 | 0.12891 | 2.553 | -0.00061275 | -0.0042432 | -0.0025525 | -0.00061275 | -0.00034842 | 0.053432 | 0.002769 | -0.055688 | 0.053432 | 0.050376 | 0.070905 | 0.020708 | -0.06099 | 0.070905 | 0.065974 | 0.0020511 | 0.088993 | 0.026913 | 0.12891 | 2.553 | -0.00061275 | -0.0042432 | -0.0025525 | -0.00061275 | -0.00034842 | 0.053432 | 0.002769 | -0.055688 | 0.053432 | 0.050376 | 0.070905 | 0.020708 | -0.06099 | 0.070905 | 0.065974
237 | 0.34 | 0.2 | South/Central | AZ | Kingman.AWOS.723700 | 3 | 155032 | 43.0664 | 13.2816 | 62.7387 | 42.8612 | 19.8775 | 1247.59 | -0.18812 | 23.15 | -1.4083 | 1.2202 | 30.3725 | -1.9581 | -1.55 | -3.1104 | 1.1523 | 5.8993 | -1.1338 | -30.05 | -0.41083 | -0.72299 | -33.9312 | -0.18812 | 23.15 | -1.4083 | 1.2202 | 30.3725 | -0.059246 | 21.66 | -1.1286 | 1.0693 | 27.9683 | 0.0020511 | 0.088334 | 0.027242 | 0.12868 | 2.559 | -0.00038586 | -0.0040163 | -0.0023256 | -0.00038586 | -0.00012152 | 0.047484 | -0.0031792 | -0.061636 | 0.047484 | 0.044427 | 0.062298 | 0.0121 | -0.069597 | 0.062298 | 0.057366 | 0.0020511 | 0.088334 | 0.027242 | 0.12868 | 2.559 | -0.00038586 | -0.0040163 | -0.0023256 | -0.00038586 | -0.00012152 | 0.047484 | -0.0031792 | -0.061636 | 0.047484 | 0.044427 | 0.062298 | 0.0121 | -0.069597 | 0.062298 | 0.057366
238 | 0.34 | 0.23 | South/Central | AZ | Kingman.AWOS.723700 | 3 | 155032 | 42.1589 | 13.7642 | 62.4642 | 41.958 | 20.5062 | 1257.16 | 0.086399 | 13.58 | -0.50515 | 0.59155 | 16.9969 | -1.6836 | -11.12 | -2.2073 | 0.52365 | -7.4763 | -0.85931 | -39.62 | 0.49235 | -1.3517 | -47.3068 | 0.086399 | 13.58 | -0.50515 | 0.59155 | 16.9969 | 0.21527 | 12.09 | -0.22539 | 0.44066 | 14.5927 | 0.0020511 | 0.086473 | 0.028232 | 0.12812 | 2.5786 | 0.00017721 | -0.0034533 | -0.0017625 | 0.00017721 | 0.00044155 | 0.027854 | -0.022808 | -0.081266 | 0.027854 | 0.024798 | 0.034863 | -0.015335 | -0.097032 | 0.034863 | 0.029931 | 0.0020511 | 0.086473 | 0.028232 | 0.12812 | 2.5786 | 0.00017721 | -0.0034533 | -0.0017625 | 0.00017721 | 0.00044155 | 0.027854 | -0.022808 | -0.081266 | 0.027854 | 0.024798 | 0.034863 | -0.015335 | -0.097032 | 0.034863 | 0.029931
239 | 0.34 | 0.25 | South/Central | AZ | Kingman.AWOS.723700 | 3 | 155032 | 41.5924 | 14.0902 | 62.3295 | 41.3943 | 20.9352 | 1264.39 | 0.22112 | 6.35 | 0.058631 | 0.16249 | 7.1948 | -1.5489 | -18.35 | -1.6435 | 0.094602 | -17.2783 | -0.72458 | -46.85 | 1.0561 | -1.7807 | -57.1089 | 0.22112 | 6.35 | 0.058631 | 0.16249 | 7.1948 | 0.35 | 4.86 | 0.33839 | 0.011612 | 4.7906 | 0.0020511 | 0.085311 | 0.028901 | 0.12785 | 2.5934 | 0.00045355 | -0.0031769 | -0.0014862 | 0.00045355 | 0.00071789 | 0.013025 | -0.037638 | -0.096095 | 0.013025 | 0.0099685 | 0.014757 | -0.03544 | -0.11714 | 0.014757 | 0.0098261 | 0.0020511 | 0.085311 | 0.028901 | 0.12785 | 2.5934 | 0.00045355 | -0.0031769 | -0.0014862 | 0.00045355 | 0.00071789 | 0.013025 | -0.037638 | -0.096095 | 0.013025 | 0.0099685 | 0.014757 | -0.03544 | -0.11714 | 0.014757 | 0.0098261
240 | 0.34 | 0.27 | South/Central | AZ | Kingman.AWOS.723700 | 3 | 155032 | 41.6324 | 14.0003 | 62.2742 | 41.434 | 20.8402 | 1261.7 | 0.27638 | 9.04 | 0.018867 | 0.25751 | 10.4545 | -1.4936 | -15.66 | -1.6832 | 0.18962 | -14.0187 | -0.66933 | -44.16 | 1.0164 | -1.6857 | -53.8492 | 0.27638 | 9.04 | 0.018867 | 0.25751 | 10.4545 | 0.40525 | 7.55 | 0.29862 | 0.10663 | 8.0503 | 0.0020511 | 0.085393 | 0.028716 | 0.12773 | 2.5879 | 0.00056689 | -0.0030636 | -0.0013729 | 0.00056689 | 0.00083123 | 0.018542 | -0.032121 | -0.090578 | 0.018542 | 0.015486 | 0.021443 | -0.028754 | -0.11045 | 0.021443 | 0.016512 | 0.0020511 | 0.085393 | 0.028716 | 0.12773 | 2.5879 | 0.00056689 | -0.0030636 | -0.0013729 | 0.00056689 | 0.00083123 | 0.018542 | -0.032121 | -0.090578 | 0.018542 | 0.015486 | 0.021443 | -0.028754 | -0.11045 | 0.021443 | 0.016512
241 | 0.34 | 0.3 | South/Central | AZ | Kingman.AWOS.723700 | 3 | 155032 | 41.3113 | 14.172 | 62.2007 | 41.1145 | 21.0862 | 1265.89 | 0.34994 | 4.85 | 0.33839 | 0.011554 | 4.7883 | -1.4201 | -19.85 | -1.3637 | -0.056338 | -19.6848 | -0.59576 | -48.35 | 1.3359 | -1.9316 | -59.5154 | 0.34994 | 4.85 | 0.33839 | 0.011554 | 4.7883 | 0.47881 | 3.36 | 0.61814 | -0.13933 | 2.3841 | 0.0020511 | 0.084735 | 0.029069 | 0.12758 | 2.5965 | 0.00071777 | -0.0029127 | -0.001222 | 0.00071777 | 0.00098211 | 0.0099479 | -0.040715 | -0.099172 | 0.0099479 | 0.0068918 | 0.0098214 | -0.040376 | -0.12207 | 0.0098214 | 0.0048901 | 0.0020511 | 0.084735 | 0.029069 | 0.12758 | 2.5965 | 0.00071777 | -0.0029127 | -0.001222 | 0.00071777 | 0.00098211 | 0.0099479 | -0.040715 | -0.099172 | 0.0099479 | 0.0068918 | 0.0098214 | -0.040376 | -0.12207 | 0.0098214 | 0.0048901
242 | 0.34 | 0.32 | South/Central | AZ | Kingman.AWOS.723700 | 3 | 155032 | 40.7952 | 14.4728 | 62.0753 | 40.6008 | 21.4745 | 1272.4 | 0.47531 | -1.66 | 0.85207 | -0.37675 | -4.0389 | -1.2947 | -26.36 | -0.85004 | -0.44465 | -28.5121 | -0.47039 | -54.86 | 1.8496 | -2.32 | -68.3426 | 0.47531 | -1.66 | 0.85207 | -0.37675 | -4.0389 | 0.60419 | -3.15 | 1.1318 | -0.52764 | -6.4431 | 0.0020511 | 0.083676 | 0.029685 | 0.12732 | 2.6098 | 0.00097492 | -0.0026556 | -0.00096483 | 0.00097492 | 0.0012393 | -0.0034049 | -0.054068 | -0.11252 | -0.0034049 | -0.006461 | -0.0082843 | -0.058482 | -0.14018 | -0.0082843 | -0.013216 | 0.0020511 | 0.083676 | 0.029685 | 0.12732 | 2.6098 | 0.00097492 | -0.0026556 | -0.00096483 | 0.00097492 | 0.0012393 | -0.0034049 | -0.054068 | -0.11252 | -0.0034049 | -0.006461 | -0.0082843 | -0.058482 | -0.14018 | -0.0082843 | -0.013216
243 | 0.34 | 0.35 | South/Central | AZ | Kingman.AWOS.723700 | 3 | 155032 | 40.0536 | 14.915 | 61.9163 | 39.8628 | 22.0535 | 1282.46 | 0.63434 | -11.72 | 1.5901 | -0.95578 | -17.5589 | -1.1357 | -36.42 | -0.11198 | -1.0237 | -42.032 | -0.31136 | -64.92 | 2.5876 | -2.899 | -81.8626 | 0.63434 | -11.72 | 1.5901 | -0.95578 | -17.5589 | 0.76322 | -13.21 | 1.8699 | -1.1067 | -19.9631 | 0.0020511 | 0.082155 | 0.030592 | 0.127 | 2.6305 | 0.0013011 | -0.0023294 | -0.00063864 | 0.0013011 | 0.0015655 | -0.024039 | -0.074702 | -0.13316 | -0.024039 | -0.027095 | -0.036015 | -0.086213 | -0.16791 | -0.036015 | -0.040947 | 0.0020511 | 0.082155 | 0.030592 | 0.127 | 2.6305 | 0.0013011 | -0.0023294 | -0.00063864 | 0.0013011 | 0.0015655 | -0.024039 | -0.074702 | -0.13316 | -0.024039 | -0.027095 | -0.036015 | -0.086213 | -0.16791 | -0.036015 | -0.040947
244 | 0.34 | 0.37 | South/Central | AZ | Kingman.AWOS.723700 | 3 | 155032 | 39.5974 | 15.2157 | 61.8508 | 39.4087 | 22.4421 | 1289.75 | 0.69981 | -19.01 | 2.0442 | -1.3443 | -27.1597 | -1.0702 | -43.71 | 0.34205 | -1.4122 | -51.6329 | -0.2459 | -72.21 | 3.0417 | -3.2875 | -91.4634 | 0.69981 | -19.01 | 2.0442 | -1.3443 | -27.1597 | 0.82868 | -20.5 | 2.3239 | -1.4952 | -29.5639 | 0.0020511 | 0.081219 | 0.031209 | 0.12686 | 2.6454 | 0.0014354 | -0.0021951 | -0.00050436 | 0.0014354 | 0.0016997 | -0.038992 | -0.089655 | -0.14811 | -0.038992 | -0.042048 | -0.055708 | -0.10591 | -0.1876 | -0.055708 | -0.060639 | 0.0020511 | 0.081219 | 0.031209 | 0.12686 | 2.6454 | 0.0014354 | -0.0021951 | -0.00050436 | 0.0014354 | 0.0016997 | -0.038992 | -0.089655 | -0.14811 | -0.038992 | -0.042048 | -0.055708 | -0.10591 | -0.1876 | -0.055708 | -0.060639
245 | 0.34 | 0.4 | South/Central | AZ | Kingman.AWOS.723700 | 3 | 155032 | 38.9614 | 15.6675 | 61.8069 | 38.7758 | 23.0312 | 1301.52 | 0.7437 | -30.78 | 2.6771 | -1.9334 | -42.4233 | -1.0263 | -55.48 | 0.97503 | -2.0013 | -66.8964 | -0.20201 | -83.98 | 3.6746 | -3.8766 | -106.7269 | 0.7437 | -30.78 | 2.6771 | -1.9334 | -42.4233 | 0.87257 | -32.27 | 2.9569 | -2.0843 | -44.8274 | 0.0020511 | 0.079915 | 0.032136 | 0.12677 | 2.6696 | 0.0015254 | -0.0021051 | -0.00041434 | 0.0015254 | 0.0017898 | -0.063134 | -0.1138 | -0.17225 | -0.063134 | -0.06619 | -0.087015 | -0.13721 | -0.21891 | -0.087015 | -0.091947 | 0.0020511 | 0.079915 | 0.032136 | 0.12677 | 2.6696 | 0.0015254 | -0.0021051 | -0.00041434 | 0.0015254 | 0.0017898 | -0.063134 | -0.1138 | -0.17225 | -0.063134 | -0.06619 | -0.087015 | -0.13721 | -0.21891 | -0.087015 | -0.091947
246 | 0.34 | 0.42 | South/Central | AZ | Kingman.AWOS.723700 | 3 | 155032 | 38.5594 | 15.974 | 61.8072 | 38.3757 | 23.4315 | 1309.94 | 0.74344 | -39.2 | 3.0772 | -2.3337 | -53.1807 | -1.0266 | -63.9 | 1.3751 | -2.4016 | -77.6538 | -0.20226 | -92.4 | 4.0747 | -4.2769 | -117.4844 | 0.74344 | -39.2 | 3.0772 | -2.3337 | -53.1807 | 0.87232 | -40.69 | 3.3569 | -2.4846 | -55.5849 | 0.0020511 | 0.07909 | 0.032765 | 0.12677 | 2.6868 | 0.0015249 | -0.0021056 | -0.00041486 | 0.0015249 | 0.0017892 | -0.080404 | -0.13107 | -0.18952 | -0.080404 | -0.08346 | -0.10908 | -0.15928 | -0.24097 | -0.10908 | -0.11401 | 0.0020511 | 0.07909 | 0.032765 | 0.12677 | 2.6868 | 0.0015249 | -0.0021056 | -0.00041486 | 0.0015249 | 0.0017892 | -0.080404 | -0.13107 | -0.18952 | -0.080404 | -0.08346 | -0.10908 | -0.15928 | -0.24097 | -0.10908 | -0.11401
247 | 0.34 | 0.47 | South/Central | AZ | Kingman.AWOS.723700 | 3 | 155032 | 37.587 | 16.8565 | 61.9977 | 37.408 | 24.5897 | 1336.69 | 0.55293 | -65.95 | 4.0449 | -3.492 | -86.7334 | -1.2171 | -90.65 | 2.3428 | -3.5599 | -111.2065 | -0.39278 | -119.15 | 5.0424 | -5.4352 | -151.0371 | 0.55293 | -65.95 | 4.0449 | -3.492 | -86.7334 | 0.6818 | -67.44 | 4.3247 | -3.6429 | -89.1376 | 0.0020511 | 0.077096 | 0.034575 | 0.12716 | 2.7417 | 0.0011341 | -0.0024964 | -0.00080564 | 0.0011341 | 0.0013985 | -0.13527 | -0.18593 | -0.24439 | -0.13527 | -0.13833 | -0.1779 | -0.2281 | -0.3098 | -0.1779 | -0.18283 | 0.0020511 | 0.077096 | 0.034575 | 0.12716 | 2.7417 | 0.0011341 | -0.0024964 | -0.00080564 | 0.0011341 | 0.0013985 | -0.13527 | -0.18593 | -0.24439 | -0.13527 | -0.13833 | -0.1779 | -0.2281 | -0.3098 | -0.1779 | -0.18283
248 | 0.2 | 0.21 | South/Central | AZ | Kingman.AWOS.723700 | 3 | 155032 | 37.6841 | 13.4294 | 57.3644 | 37.504 | 19.8604 | 1176.55 | 5.1863 | 94.19 | 3.9489 | 1.2373 | 99.6041 | 3.4163 | 69.49 | 2.2468 | 1.1694 | 75.1309 | 4.2405 | 40.99 | 4.9464 | -0.70588 | 35.3004 | 5.1863 | 94.19 | 3.9489 | 1.2373 | 99.6041 | 5.3151 | 92.7 | 4.2287 | 1.0864 | 97.1999 | 0.0020511 | 0.077295 | 0.027545 | 0.11766 | 2.4132 | 0.010638 | 0.0070072 | 0.0086979 | 0.010638 | 0.010902 | 0.1932 | 0.14253 | 0.084076 | 0.1932 | 0.19014 | 0.2043 | 0.1541 | 0.072405 | 0.2043 | 0.19937 | 0.0020511 | 0.077295 | 0.027545 | 0.11766 | 2.4132 | 0.010638 | 0.0070072 | 0.0086979 | 0.010638 | 0.010902 | 0.1932 | 0.14253 | 0.084076 | 0.1932 | 0.19014 | 0.2043 | 0.1541 | 0.072405 | 0.2043 | 0.19937
249 | 0.21 | 0.21 | South/Central | AZ | Kingman.AWOS.723700 | 3 | 155032 | 38.0594 | 13.4294 | 57.7553 | 37.8775 | 19.8778 | 1182.06 | 4.7954 | 88.68 | 3.5754 | 1.2199 | 94.1345 | 3.0254 | 63.98 | 1.8733 | 1.152 | 69.6614 | 3.8497 | 35.48 | 4.5729 | -0.72328 | 29.8308 | 4.7954 | 88.68 | 3.5754 | 1.2199 | 94.1345 | 4.9242 | 87.19 | 3.8552 | 1.069 | 91.7303 | 0.0020511 | 0.078064 | 0.027545 | 0.11846 | 2.4246 | 0.0098359 | 0.0062054 | 0.0078961 | 0.0098359 | 0.0101 | 0.18189 | 0.13123 | 0.072774 | 0.18189 | 0.17884 | 0.19308 | 0.14288 | 0.061187 | 0.19308 | 0.18815 | 0.0020511 | 0.078064 | 0.027545 | 0.11846 | 2.4246 | 0.0098359 | 0.0062054 | 0.0078961 | 0.0098359 | 0.0101 | 0.18189 | 0.13123 | 0.072774 | 0.18189 | 0.17884 | 0.19308 | 0.14288 | 0.061187 | 0.19308 | 0.18815
250 | 0.22 | 0.21 | South/Central | AZ | Kingman.AWOS.723700 | 3 | 155032 | 38.425 | 13.4294 | 58.1353 | 38.2414 | 19.8939 | 1187.37 | 4.4154 | 83.37 | 3.2115 | 1.2039 | 88.8409 | 2.6454 | 58.67 | 1.5094 | 1.136 | 64.3678 | 3.4697 | 30.17 | 4.209 | -0.73933 | 24.5372 | 4.4154 | 83.37 | 3.2115 | 1.2039 | 88.8409 | 4.5442 | 81.88 | 3.4913 | 1.053 | 86.4367 | 0.0020511 | 0.078814 | 0.027545 | 0.11924 | 2.4354 | 0.0090565 | 0.005426 | 0.0071167 | 0.0090565 | 0.0093208 | 0.171 | 0.12034 | 0.061882 | 0.171 | 0.16795 | 0.18222 | 0.13203 | 0.050329 | 0.18222 | 0.17729 | 0.0020511 | 0.078814 | 0.027545 | 0.11924 | 2.4354 | 0.0090565 | 0.005426 | 0.0071167 | 0.0090565 | 0.0093208 | 0.171 | 0.12034 | 0.061882 | 0.171 | 0.16795 | 0.18222 | 0.13203 | 0.050329 | 0.18222 | 0.17729
251 | 0.23 | 0.21 | South/Central | AZ | Kingman.AWOS.723700 | 3 | 155032 | 38.7945 | 13.4294 | 58.5152 | 38.6092 | 19.906 | 1192.62 | 4.0354 | 78.12 | 2.8437 | 1.1918 | 83.6538 | 2.2654 | 53.42 | 1.1416 | 1.1239 | 59.1807 | 3.0897 | 24.92 | 3.8412 | -0.75144 | 19.3501 | 4.0354 | 78.12 | 2.8437 | 1.1918 | 83.6538 | 4.1643 | 76.63 | 3.1234 | 1.0409 | 81.2496 | 0.0020511 | 0.079572 | 0.027545 | 0.12002 | 2.4462 | 0.0082772 | 0.0046467 | 0.0063374 | 0.0082772 | 0.0085415 | 0.16023 | 0.10957 | 0.051114 | 0.16023 | 0.15718 | 0.17158 | 0.12139 | 0.03969 | 0.17158 | 0.16665 | 0.0020511 | 0.079572 | 0.027545 | 0.12002 | 2.4462 | 0.0082772 | 0.0046467 | 0.0063374 | 0.0082772 | 0.0085415 | 0.16023 | 0.10957 | 0.051114 | 0.16023 | 0.15718 | 0.17158 | 0.12139 | 0.03969 | 0.17158 | 0.16665
252 | 0.24 | 0.21 | South/Central | AZ | Kingman.AWOS.723700 | 3 | 155032 | 39.1602 | 13.4337 | 58.9047 | 38.9732 | 19.9315 | 1198.29 | 3.646 | 72.45 | 2.4797 | 1.1662 | 77.9837 | 1.876 | 47.75 | 0.77763 | 1.0983 | 53.5105 | 2.7002 | 19.25 | 3.4772 | -0.77699 | 13.68 | 3.646 | 72.45 | 2.4797 | 1.1662 | 77.9837 | 3.7748 | 70.96 | 2.7595 | 1.0153 | 75.5795 | 0.0020511 | 0.080322 | 0.027554 | 0.12082 | 2.4578 | 0.0074783 | 0.0038478 | 0.0055385 | 0.0074783 | 0.0077426 | 0.1486 | 0.097941 | 0.039484 | 0.1486 | 0.14555 | 0.15995 | 0.10976 | 0.028059 | 0.15995 | 0.15502 | 0.0020511 | 0.080322 | 0.027554 | 0.12082 | 2.4578 | 0.0074783 | 0.0038478 | 0.0055385 | 0.0074783 | 0.0077426 | 0.1486 | 0.097941 | 0.039484 | 0.1486 | 0.14555 | 0.15995 | 0.10976 | 0.028059 | 0.15995 | 0.15502
253 | 0.25 | 0.21 | South/Central | AZ | Kingman.AWOS.723700 | 3 | 155032 | 39.5255 | 13.4337 | 59.28 | 39.3367 | 19.9433 | 1203.48 | 3.2706 | 67.26 | 2.1162 | 1.1544 | 72.8646 | 1.5006 | 42.56 | 0.41408 | 1.0865 | 48.3915 | 2.3249 | 14.06 | 3.1137 | -0.78876 | 8.5609 | 3.2706 | 67.26 | 2.1162 | 1.1544 | 72.8646 | 3.3995 | 65.77 | 2.3959 | 1.0036 | 70.4604 | 0.0020511 | 0.081072 | 0.027554 | 0.12159 | 2.4685 | 0.0067085 | 0.003078 | 0.0047687 | 0.0067085 | 0.0069728 | 0.13796 | 0.087296 | 0.028839 | 0.13796 | 0.1349 | 0.14945 | 0.099257 | 0.01756 | 0.14945 | 0.14452 | 0.0020511 | 0.081072 | 0.027554 | 0.12159 | 2.4685 | 0.0067085 | 0.003078 | 0.0047687 | 0.0067085 | 0.0069728 | 0.13796 | 0.087296 | 0.028839 | 0.13796 | 0.1349 | 0.14945 | 0.099257 | 0.01756 | 0.14945 | 0.14452
254 | 0.26 | 0.21 | South/Central | AZ | Kingman.AWOS.723700 | 3 | 155032 | 39.8954 | 13.4333 | 59.6599 | 39.7049 | 19.955 | 1208.71 | 2.8907 | 62.03 | 1.748 | 1.1427 | 67.6891 | 1.1207 | 37.33 | 0.045875 | 1.0749 | 43.2159 | 1.945 | 8.83 | 2.7455 | -0.80046 | 3.3854 | 2.8907 | 62.03 | 1.748 | 1.1427 | 67.6891 | 3.0196 | 60.54 | 2.0277 | 0.99186 | 65.2849 | 0.0020511 | 0.08183 | 0.027553 | 0.12237 | 2.4792 | 0.0059292 | 0.0022987 | 0.0039895 | 0.0059292 | 0.0061936 | 0.12723 | 0.076568 | 0.018111 | 0.12723 | 0.12417 | 0.13884 | 0.088641 | 0.0069438 | 0.13884 | 0.13391 | 0.0020511 | 0.08183 | 0.027553 | 0.12237 | 2.4792 | 0.0059292 | 0.0022987 | 0.0039895 | 0.0059292 | 0.0061936 | 0.12723 | 0.076568 | 0.018111 | 0.12723 | 0.12417 | 0.13884 | 0.088641 | 0.0069438 | 0.13884 | 0.13391
255 | 0.27 | 0.21 | South/Central | AZ | Kingman.AWOS.723700 | 3 | 155032 | 40.2649 | 13.4333 | 60.0447 | 40.0727 | 19.972 | 1214.13 | 2.5059 | 56.61 | 1.3802 | 1.1257 | 62.3077 | 0.7359 | 31.91 | -0.32194 | 1.0578 | 37.8346 | 1.5602 | 3.41 | 2.3777 | -0.81747 | -1.996 | 2.5059 | 56.61 | 1.3802 | 1.1257 | 62.3077 | 2.6348 | 55.12 | 1.6599 | 0.97485 | 59.9035 | 0.0020511 | 0.082588 | 0.027553 | 0.12316 | 2.4903 | 0.0051399 | 0.0015094 | 0.0032001 | 0.0051399 | 0.0054042 | 0.11611 | 0.065451 | 0.0069943 | 0.11611 | 0.11306 | 0.1278 | 0.077603 | -0.004094 | 0.1278 | 0.12287 | 0.0020511 | 0.082588 | 0.027553 | 0.12316 | 2.4903 | 0.0051399 | 0.0015094 | 0.0032001 | 0.0051399 | 0.0054042 | 0.11611 | 0.065451 | 0.0069943 | 0.11611 | 0.11306 | 0.1278 | 0.077603 | -0.004094 | 0.1278 | 0.12287
256 | 0.28 | 0.21 | South/Central | AZ | Kingman.AWOS.723700 | 3 | 155032 | 40.6301 | 13.428 | 60.419 | 40.4363 | 19.9827 | 1219.28 | 2.1316 | 51.46 | 1.0166 | 1.115 | 57.2309 | 0.36164 | 26.76 | -0.68549 | 1.0471 | 32.7578 | 1.1859 | -1.74 | 2.0141 | -0.82818 | -7.0728 | 2.1316 | 51.46 | 1.0166 | 1.115 | 57.2309 | 2.2605 | 49.97 | 1.2964 | 0.96414 | 54.8267 | 0.0020511 | 0.083337 | 0.027543 | 0.12393 | 2.5009 | 0.0043722 | 0.00074176 | 0.0024325 | 0.0043722 | 0.0046366 | 0.10555 | 0.054888 | -0.003569 | 0.10555 | 0.10249 | 0.11739 | 0.06719 | -0.014507 | 0.11739 | 0.11246 | 0.0020511 | 0.083337 | 0.027543 | 0.12393 | 2.5009 | 0.0043722 | 0.00074176 | 0.0024325 | 0.0043722 | 0.0046366 | 0.10555 | 0.054888 | -0.003569 | 0.10555 | 0.10249 | 0.11739 | 0.06719 | -0.014507 | 0.11739 | 0.11246
257 | 0.29 | 0.21 | South/Central | AZ | Kingman.AWOS.723700 | 3 | 155032 | 40.9954 | 13.428 | 60.7946 | 40.7998 | 19.9948 | 1224.47 | 1.756 | 46.27 | 0.65306 | 1.1029 | 52.0994 | -0.014 | 21.57 | -1.049 | 1.035 | 27.6263 | 0.81029 | -6.93 | 1.6506 | -0.84026 | -12.2042 | 1.756 | 46.27 | 0.65306 | 1.1029 | 52.0994 | 1.8849 | 44.78 | 0.93282 | 0.95205 | 49.6953 | 0.0020511 | 0.084087 | 0.027543 | 0.1247 | 2.5115 | 0.0036018 | -2.8716e-05 | 0.001662 | 0.0036018 | 0.0038661 | 0.094905 | 0.044243 | -0.014214 | 0.094905 | 0.091849 | 0.10686 | 0.056665 | -0.025032 | 0.10686 | 0.10193 | 0.0020511 | 0.084087 | 0.027543 | 0.1247 | 2.5115 | 0.0036018 | -2.8716e-05 | 0.001662 | 0.0036018 | 0.0038661 | 0.094905 | 0.044243 | -0.014214 | 0.094905 | 0.091849 | 0.10686 | 0.056665 | -0.025032 | 0.10686 | 0.10193
258 | 0.3 | 0.21 | South/Central | AZ | Kingman.AWOS.723700 | 3 | 155032 | 41.3553 | 13.4277 | 61.1642 | 41.1581 | 20.0061 | 1229.58 | 1.3865 | 41.16 | 0.29479 | 1.0917 | 47.0678 | -0.38354 | 16.46 | -1.4073 | 1.0238 | 22.5946 | 0.44075 | -12.04 | 1.2923 | -0.85154 | -17.2359 | 1.3865 | 41.16 | 0.29479 | 1.0917 | 47.0678 | 1.5153 | 39.67 | 0.57455 | 0.94078 | 44.6636 | 0.0020511 | 0.084825 | 0.027542 | 0.12546 | 2.522 | 0.0028438 | -0.0007867 | 0.00090402 | 0.0028438 | 0.0031081 | 0.084424 | 0.033761 | -0.024696 | 0.084424 | 0.081368 | 0.096542 | 0.046344 | -0.035353 | 0.096542 | 0.09161 | 0.0020511 | 0.084825 | 0.027542 | 0.12546 | 2.522 | 0.0028438 | -0.0007867 | 0.00090402 | 0.0028438 | 0.0031081 | 0.084424 | 0.033761 | -0.024696 | 0.084424 | 0.081368 | 0.096542 | 0.046344 | -0.035353 | 0.096542 | 0.09161
259 | 0.31 | 0.21 | South/Central | AZ | Kingman.AWOS.723700 | 3 | 155032 | 41.7105 | 13.4333 | 61.5447 | 41.5117 | 20.033 | 1235.15 | 1.0059 | 35.59 | -0.058817 | 1.0647 | 41.4754 | -0.76407 | 10.89 | -1.7609 | 0.99685 | 17.0023 | 0.060221 | -17.61 | 0.93868 | -0.87846 | -22.8283 | 1.0059 | 35.59 | -0.058817 | 1.0647 | 41.4754 | 1.1348 | 34.1 | 0.22094 | 0.91386 | 39.0712 | 0.0020511 | 0.085553 | 0.027553 | 0.12624 | 2.5334 | 0.0020633 | -0.0015672 | 0.00012352 | 0.0020633 | 0.0023276 | 0.072999 | 0.022337 | -0.03612 | 0.072999 | 0.069943 | 0.085071 | 0.034874 | -0.046824 | 0.085071 | 0.08014 | 0.0020511 | 0.085553 | 0.027553 | 0.12624 | 2.5334 | 0.0020633 | -0.0015672 | 0.00012352 | 0.0020633 | 0.0023276 | 0.072999 | 0.022337 | -0.03612 | 0.072999 | 0.069943 | 0.085071 | 0.034874 | -0.046824 | 0.085071 | 0.08014
260 | 0.32 | 0.21 | South/Central | AZ | Kingman.AWOS.723700 | 3 | 155032 | 42.0605 | 13.4377 | 61.9094 | 41.86 | 20.0493 | 1240.3 | 0.64125 | 30.44 | -0.40714 | 1.0484 | 36.3696 | -1.1287 | 5.74 | -2.1092 | 0.9805 | 11.8964 | -0.30446 | -22.76 | 0.59035 | -0.89481 | -27.9341 | 0.64125 | 30.44 | -0.40714 | 1.0484 | 36.3696 | 0.77012 | 28.95 | -0.12739 | 0.89751 | 33.9654 | 0.0020511 | 0.086271 | 0.027562 | 0.12698 | 2.544 | 0.0013153 | -0.0023152 | -0.00062448 | 0.0013153 | 0.0015796 | 0.062436 | 0.011773 | -0.046684 | 0.062436 | 0.05938 | 0.074598 | 0.024401 | -0.057296 | 0.074598 | 0.069667 | 0.0020511 | 0.086271 | 0.027562 | 0.12698 | 2.544 | 0.0013153 | -0.0023152 | -0.00062448 | 0.0013153 | 0.0015796 | 0.062436 | 0.011773 | -0.046684 | 0.062436 | 0.05938 | 0.074598 | 0.024401 | -0.057296 | 0.074598 | 0.069667
261 | 0.33 | 0.21 | South/Central | AZ | Kingman.AWOS.723700 | 3 | 155032 | 42.4057 | 13.4377 | 62.2699 | 42.2037 | 20.0662 | 1245.39 | 0.28069 | 25.35 | -0.75081 | 1.0315 | 31.3021 | -1.4893 | 0.65 | -2.4529 | 0.96361 | 6.829 | -0.66502 | -27.85 | 0.24668 | -0.9117 | -33.0016 | 0.28069 | 25.35 | -0.75081 | 1.0315 | 31.3021 | 0.40956 | 23.86 | -0.47106 | 0.88062 | 28.8979 | 0.0020511 | 0.086979 | 0.027562 | 0.12772 | 2.5544 | 0.00057573 | -0.0030547 | -0.001364 | 0.00057573 | 0.00084007 | 0.051996 | 0.0013332 | -0.057124 | 0.051996 | 0.04894 | 0.064205 | 0.014007 | -0.06769 | 0.064205 | 0.059273 | 0.0020511 | 0.086979 | 0.027562 | 0.12772 | 2.5544 | 0.00057573 | -0.0030547 | -0.001364 | 0.00057573 | 0.00084007 | 0.051996 | 0.0013332 | -0.057124 | 0.051996 | 0.04894 | 0.064205 | 0.014007 | -0.06769 | 0.064205 | 0.059273
262 | 0.34 | 0.21 | South/Central | AZ | Kingman.AWOS.723700 | 3 | 155032 | 42.7553 | 13.4419 | 62.6381 | 42.5516 | 20.0864 | 1250.64 | -0.087444 | 20.1 | -1.0987 | 1.0113 | 26.0488 | -1.8574 | -4.6 | -2.8009 | 0.94341 | 1.5756 | -1.0331 | -33.1 | -0.10125 | -0.9319 | -38.2549 | -0.087444 | 20.1 | -1.0987 | 1.0113 | 26.0488 | 0.04143 | 18.61 | -0.81899 | 0.86042 | 23.6446 | 0.0020511 | 0.087696 | 0.027571 | 0.12848 | 2.5652 | -0.00017936 | -0.0038098 | -0.0021191 | -0.00017936 | 8.4977e-05 | 0.041228 | -0.0094352 | -0.067892 | 0.041228 | 0.038171 | 0.053429 | 0.0032318 | -0.078466 | 0.053429 | 0.048498 | 0.0020511 | 0.087696 | 0.027571 | 0.12848 | 2.5652 | -0.00017936 | -0.0038098 | -0.0021191 | -0.00017936 | 8.4977e-05 | 0.041228 | -0.0094352 | -0.067892 | 0.041228 | 0.038171 | 0.053429 | 0.0032318 | -0.078466 | 0.053429 | 0.048498
263 | 0.35 | 0.21 | South/Central | AZ | Kingman.AWOS.723700 | 3 | 155032 | 43.1005 | 13.4477 | 62.9994 | 42.8953 | 20.1041 | 1255.77 | -0.44882 | 14.97 | -1.4424 | 0.9936 | 20.9489 | -2.2188 | -9.73 | -3.1445 | 0.92571 | -3.5242 | -1.3945 | -38.23 | -0.44492 | -0.9496 | -43.3548 | -0.44882 | 14.97 | -1.4424 | 0.9936 | 20.9489 | -0.31994 | 13.48 | -1.1627 | 0.84272 | 18.5447 | 0.0020511 | 0.088405 | 0.027583 | 0.12922 | 2.5757 | -0.00092058 | -0.0045511 | -0.0028603 | -0.00092058 | -0.00065624 | 0.030705 | -0.019957 | -0.078414 | 0.030705 | 0.027649 | 0.042969 | -0.0072286 | -0.088926 | 0.042969 | 0.038038 | 0.0020511 | 0.088405 | 0.027583 | 0.12922 | 2.5757 | -0.00092058 | -0.0045511 | -0.0028603 | -0.00092058 | -0.00065624 | 0.030705 | -0.019957 | -0.078414 | 0.030705 | 0.027649 | 0.042969 | -0.0072286 | -0.088926 | 0.042969 | 0.038038
264 | 0.36 | 0.21 | South/Central | AZ | Kingman.AWOS.723700 | 3 | 155032 | 43.4405 | 13.4519 | 63.3632 | 43.2337 | 20.1295 | 1261.09 | -0.81263 | 9.65 | -1.7808 | 0.96817 | 15.6105 | -2.5826 | -15.05 | -3.4829 | 0.90028 | -8.8627 | -1.7583 | -43.55 | -0.78331 | -0.97503 | -48.6932 | -0.81263 | 9.65 | -1.7808 | 0.96817 | 15.6105 | -0.68375 | 8.16 | -1.501 | 0.81729 | 13.2063 | 0.0020511 | 0.089102 | 0.027592 | 0.12997 | 2.5867 | -0.0016668 | -0.0052973 | -0.0036066 | -0.0016668 | -0.0014025 | 0.019793 | -0.030869 | -0.089326 | 0.019793 | 0.016737 | 0.032019 | -0.018178 | -0.099876 | 0.032019 | 0.027088 | 0.0020511 | 0.089102 | 0.027592 | 0.12997 | 2.5867 | -0.0016668 | -0.0052973 | -0.0036066 | -0.0016668 | -0.0014025 | 0.019793 | -0.030869 | -0.089326 | 0.019793 | 0.016737 | 0.032019 | -0.018178 | -0.099876 | 0.032019 | 0.027088
265 | 0.37 | 0.21 | South/Central | AZ | Kingman.AWOS.723700 | 3 | 155032 | 43.7762 | 13.4573 | 63.7147 | 43.5678 | 20.1469 | 1266.08 | -1.1641 | 4.66 | -2.1149 | 0.95081 | 10.6463 | -2.9341 | -20.04 | -3.817 | 0.88292 | -13.8269 | -2.1098 | -48.54 | -1.1174 | -0.99239 | -53.6574 | -1.1641 | 4.66 | -2.1149 | 0.95081 | 10.6463 | -1.0352 | 3.17 | -1.8352 | 0.79993 | 8.2421 | 0.0020511 | 0.08979 | 0.027603 | 0.13069 | 2.5969 | -0.0023877 | -0.0060182 | -0.0043275 | -0.0023877 | -0.0021234 | 0.0095582 | -0.041105 | -0.099562 | 0.0095582 | 0.0065021 | 0.021837 | -0.028361 | -0.11006 | 0.021837 | 0.016906 | 0.0020511 | 0.08979 | 0.027603 | 0.13069 | 2.5969 | -0.0023877 | -0.0060182 | -0.0043275 | -0.0023877 | -0.0021234 | 0.0095582 | -0.041105 | -0.099562 | 0.0095582 | 0.0065021 | 0.021837 | -0.028361 | -0.11006 | 0.021837 | 0.016906
266 | 0.38 | 0.21 | South/Central | AZ | Kingman.AWOS.723700 | 3 | 155032 | 44.1157 | 13.462 | 64.0742 | 43.9058 | 20.1684 | 1271.25 | -1.5236 | -0.51 | -2.4529 | 0.92932 | 5.469 | -3.2936 | -25.21 | -4.155 | 0.86143 | -19.0042 | -2.4693 | -53.71 | -1.4554 | -1.0139 | -58.8347 | -1.5236 | -0.51 | -2.4529 | 0.92932 | 5.469 | -1.3947 | -2 | -2.1732 | 0.77844 | 3.0648 | 0.0020511 | 0.090487 | 0.027612 | 0.13142 | 2.6075 | -0.0031251 | -0.0067556 | -0.0050648 | -0.0031251 | -0.0028607 | -0.0010461 | -0.051709 | -0.11017 | -0.0010461 | -0.0041022 | 0.011218 | -0.03898 | -0.12068 | 0.011218 | 0.0062862 | 0.0020511 | 0.090487 | 0.027612 | 0.13142 | 2.6075 | -0.0031251 | -0.0067556 | -0.0050648 | -0.0031251 | -0.0028607 | -0.0010461 | -0.051709 | -0.11017 | -0.0010461 | -0.0041022 | 0.011218 | -0.03898 | -0.12068 | 0.011218 | 0.0062862
267 | 0.39 | 0.21 | South/Central | AZ | Kingman.AWOS.723700 | 3 | 155032 | 44.451 | 13.4673 | 64.4296 | 44.2395 | 20.19 | 1276.4 | -1.8789 | -5.66 | -2.7866 | 0.90771 | 0.34159 | -3.6489 | -30.36 | -4.4887 | 0.83982 | -24.1316 | -2.8246 | -58.86 | -1.7892 | -1.0355 | -63.9621 | -1.8789 | -5.66 | -2.7866 | 0.90771 | 0.34159 | -1.7501 | -7.15 | -2.5069 | 0.75683 | -2.0626 | 0.0020511 | 0.091175 | 0.027623 | 0.13215 | 2.6181 | -0.0038539 | -0.0074844 | -0.0057937 | -0.0038539 | -0.0035896 | -0.011609 | -0.062272 | -0.12073 | -0.011609 | -0.014666 | 0.00070064 | -0.049497 | -0.13119 | 0.00070064 | -0.0042306 | 0.0020511 | 0.091175 | 0.027623 | 0.13215 | 2.6181 | -0.0038539 | -0.0074844 | -0.0057937 | -0.0038539 | -0.0035896 | -0.011609 | -0.062272 | -0.12073 | -0.011609 | -0.014666 | 0.00070064 | -0.049497 | -0.13119 | 0.00070064 | -0.0042306
268 | 0.4 | 0.21 | South/Central | AZ | Kingman.AWOS.723700 | 3 | 155032 | 44.7867 | 13.4716 | 64.7795 | 44.5737 | 20.2059 | 1281.34 | -2.2289 | -10.6 | -3.1208 | 0.89187 | -4.5624 | -3.9989 | -35.3 | -4.8229 | 0.82398 | -29.0355 | -3.1746 | -63.8 | -2.1233 | -1.0513 | -68.8661 | -2.2289 | -10.6 | -3.1208 | 0.89187 | -4.5624 | -2.1 | -12.09 | -2.841 | 0.74099 | -6.9666 | 0.0020511 | 0.091863 | 0.027632 | 0.13287 | 2.6282 | -0.0045717 | -0.0082022 | -0.0065115 | -0.0045717 | -0.0043074 | -0.021742 | -0.072405 | -0.13086 | -0.021742 | -0.024798 | -0.009358 | -0.059555 | -0.14125 | -0.009358 | -0.014289 | 0.0020511 | 0.091863 | 0.027632 | 0.13287 | 2.6282 | -0.0045717 | -0.0082022 | -0.0065115 | -0.0045717 | -0.0043074 | -0.021742 | -0.072405 | -0.13086 | -0.021742 | -0.024798 | -0.009358 | -0.059555 | -0.14125 | -0.009358 | -0.014289
Double | Double | Double | South/Central | AZ | Kingman.AWOS.723700 | 3 | 155032 | 41.5988 | 18.1335 | 67.9568 | 41.4013 | 26.5554 | 1456.34 | -5.4061 | -185.6 | 0.051551 | -5.4577 | -215.7942 | -7.1761 | -210.3 | -1.6506 | -5.5256 | -240.2673 | -6.3518 | -238.8 | 1.049 | -7.4009 | -280.0978 | -5.4061 | -185.6 | 0.051551 | -5.4577 | -215.7942 | -5.2773 | -187.09 | 0.33131 | -5.6086 | -218.1983 | 0.0020511 | 0.085324 | 0.037194 | 0.13939 | 2.9871 | -0.011089 | -0.014719 | -0.013028 | -0.011089 | -0.010824 | -0.38069 | -0.43135 | -0.48981 | -0.38069 | -0.38374 | -0.44262 | -0.49282 | -0.57452 | -0.44262 | -0.44755 | 0.0020511 | 0.085324 | 0.037194 | 0.13939 | 2.9871 | -0.011089 | -0.014719 | -0.013028 | -0.011089 | -0.010824 | -0.38069 | -0.43135 | -0.48981 | -0.38069 | -0.38374 | -0.44262 | -0.49282 | -0.57452 | -0.44262 | -0.44755
Single | Single | Single | South/Central | AZ | Kingman.AWOS.723700 | 3 | 155032 | 52.1407 | 21.1861 | 83.0982 | 51.895 | 31.2032 | 1753.07 | -20.5476 | -482.33 | -10.4421 | -10.1055 | -534.4053 | -22.3176 | -507.03 | -12.1442 | -10.1734 | -558.8785 | -21.4933 | -535.53 | -9.4446 | -12.0487 | -598.709 | -20.5476 | -482.33 | -10.4421 | -10.1055 | -534.4053 | -20.4187 | -483.82 | -10.1623 | -10.2563 | -536.8095 | 0.0020511 | 0.10695 | 0.043455 | 0.17044 | 3.5958 | -0.042146 | -0.045776 | -0.044085 | -0.042146 | -0.041881 | -0.98932 | -1.04 | -1.0984 | -0.98932 | -0.99237 | -1.0961 | -1.1463 | -1.228 | -1.0961 | -1.1011 | 0.0020511 | 0.10695 | 0.043455 | 0.17044 | 3.5958 | -0.042146 | -0.045776 | -0.044085 | -0.042146 | -0.041881 | -0.98932 | -1.04 | -1.0984 | -0.98932 | -0.99237 | -1.0961 | -1.1463 | -1.228 | -1.0961 | -1.1011
1 | 0.35 | 0.47 | South/Central | NV | Las.Vegas-McCarran.Intl.AP.723860 | 3 | 1413386 | 28.601 | 20.2581 | 57.1544 | 28.464 | 28.6904 | 1203.5 | -0.71452 | -98.69 | 2.9082 | -3.6227 | -106.464 | -2.1742 | -113.66 | 1.5786 | -3.7528 | -128.6379 | -2.0001 | -162.26 | 3.7006 | -5.7006 | -178.7359 | -0.71452 | -98.69 | 2.9082 | -3.6227 | -106.464 | -0.62983 | -101.25 | 3.1188 | -3.7486 | -108.7616 | 0.0187 | 0.53483 | 0.37882 | 1.0688 | 22.5049 | -0.013361 | -0.040657 | -0.037401 | -0.013361 | -0.011777 | -1.8455 | -2.1254 | -3.0342 | -1.8455 | -1.8933 | -1.9908 | -2.4055 | -3.3423 | -1.9908 | -2.0338 | 0.0187 | 0.53483 | 0.37882 | 1.0688 | 22.5049 | -0.013361 | -0.040657 | -0.037401 | -0.013361 | -0.011777 | -1.8455 | -2.1254 | -3.0342 | -1.8455 | -1.8933 | -1.9908 | -2.4055 | -3.3423 | -1.9908 | -2.0338
2 | 0.35 | 0.42 | South/Central | NV | Las.Vegas-McCarran.Intl.AP.723860 | 3 | 1413386 | 29.3583 | 19.3455 | 56.7288 | 29.2177 | 27.5111 | 1169.84 | -0.2889 | -65.03 | 2.1545 | -2.4434 | -69.3372 | -1.7486 | -80 | 0.8249 | -2.5735 | -91.511 | -1.5745 | -128.6 | 2.9469 | -4.5214 | -141.6091 | -0.2889 | -65.03 | 2.1545 | -2.4434 | -69.3372 | -0.20421 | -67.59 | 2.3651 | -2.5693 | -71.6347 | 0.0187 | 0.54899 | 0.36175 | 1.0608 | 21.8755 | -0.0054024 | -0.032698 | -0.029442 | -0.0054024 | -0.0038186 | -1.216 | -1.496 | -2.4048 | -1.216 | -1.2639 | -1.2966 | -1.7112 | -2.648 | -1.2966 | -1.3395 | 0.0187 | 0.54899 | 0.36175 | 1.0608 | 21.8755 | -0.0054024 | -0.032698 | -0.029442 | -0.0054024 | -0.0038186 | -1.216 | -1.496 | -2.4048 | -1.216 | -1.2639 | -1.2966 | -1.7112 | -2.648 | -1.2966 | -1.3395
3 | 0.35 | 0.37 | South/Central | NV | Las.Vegas-McCarran.Intl.AP.723860 | 3 | 1413386 | 30.1751 | 18.543 | 56.5127 | 30.0306 | 26.4821 | 1141.7 | -0.07281 | -36.89 | 1.3416 | -1.4144 | -38.9284 | -1.5325 | -51.86 | 0.011971 | -1.5445 | -61.1022 | -1.3584 | -100.46 | 2.134 | -3.4923 | -111.2003 | -0.07281 | -36.89 | 1.3416 | -1.4144 | -38.9284 | 0.011884 | -39.45 | 1.5522 | -1.5403 | -41.226 | 0.0187 | 0.56426 | 0.34674 | 1.0568 | 21.3493 | -0.0013615 | -0.028658 | -0.025401 | -0.0013615 | 0.00022223 | -0.68983 | -0.96976 | -1.8786 | -0.68983 | -0.7377 | -0.72794 | -1.1426 | -2.0794 | -0.72794 | -0.77091 | 0.0187 | 0.56426 | 0.34674 | 1.0568 | 21.3493 | -0.0013615 | -0.028658 | -0.025401 | -0.0013615 | 0.00022223 | -0.68983 | -0.96976 | -1.8786 | -0.68983 | -0.7377 | -0.72794 | -1.1426 | -2.0794 | -0.72794 | -0.77091
4 | 0.35 | 0.32 | South/Central | NV | Las.Vegas-McCarran.Intl.AP.723860 | 3 | 1413386 | 31.1126 | 17.7543 | 56.4354 | 30.9636 | 25.4718 | 1115.15 | 0.0044509 | -10.34 | 0.4086 | -0.40415 | -10.8 | -1.4553 | -25.31 | -0.92103 | -0.53424 | -32.9738 | -1.2811 | -73.91 | 1.201 | -2.4821 | -83.0719 | 0.0044509 | -10.34 | 0.4086 | -0.40415 | -10.8 | 0.089145 | -12.9 | 0.61916 | -0.53001 | -13.0976 | 0.0187 | 0.58179 | 0.332 | 1.0553 | 20.8528 | 8.3231e-05 | -0.027213 | -0.023956 | 8.3231e-05 | 0.001667 | -0.19335 | -0.47329 | -1.3821 | -0.19335 | -0.24122 | -0.20196 | -0.6166 | -1.5534 | -0.20196 | -0.24492 | 0.0187 | 0.58179 | 0.332 | 1.0553 | 20.8528 | 8.3231e-05 | -0.027213 | -0.023956 | 8.3231e-05 | 0.001667 | -0.19335 | -0.47329 | -1.3821 | -0.19335 | -0.24122 | -0.20196 | -0.6166 | -1.5534 | -0.20196 | -0.24492
5 | 0.35 | 0.27 | South/Central | NV | Las.Vegas-McCarran.Intl.AP.723860 | 3 | 1413386 | 31.7743 | 17.2621 | 56.4449 | 31.6221 | 24.8228 | 1098.57 | -0.0050616 | 6.24 | -0.24993 | 0.24487 | 6.5135 | -1.4648 | -8.73 | -1.5796 | 0.11478 | -15.6604 | -1.2906 | -57.33 | 0.54244 | -1.8331 | -65.7584 | -0.0050616 | 6.24 | -0.24993 | 0.24487 | 6.5135 | 0.079633 | 3.68 | -0.039371 | 0.119 | 4.2159 | 0.0187 | 0.59416 | 0.32279 | 1.0555 | 20.5428 | -9.4649e-05 | -0.027391 | -0.024134 | -9.4649e-05 | 0.0014891 | 0.11669 | -0.16325 | -1.072 | 0.11669 | 0.068814 | 0.1218 | -0.29284 | -1.2297 | 0.1218 | 0.078836 | 0.0187 | 0.59416 | 0.32279 | 1.0555 | 20.5428 | -9.4649e-05 | -0.027391 | -0.024134 | -9.4649e-05 | 0.0014891 | 0.11669 | -0.16325 | -1.072 | 0.11669 | 0.068814 | 0.1218 | -0.29284 | -1.2297 | 0.1218 | 0.078836
6 | 0.35 | 0.23 | South/Central | NV | Las.Vegas-McCarran.Intl.AP.723860 | 3 | 1413386 | 32.1814 | 17.0256 | 56.5251 | 32.0273 | 24.4978 | 1090.85 | -0.085219 | 13.96 | -0.65505 | 0.56983 | 14.2174 | -1.5449 | -1.01 | -1.9847 | 0.43973 | -7.9564 | -1.3708 | -49.61 | 0.13733 | -1.5081 | -58.0545 | -0.085219 | 13.96 | -0.65505 | 0.56983 | 14.2174 | -0.00052468 | 11.4 | -0.44449 | 0.44396 | 11.9199 | 0.0187 | 0.60178 | 0.31837 | 1.057 | 20.3984 | -0.0015936 | -0.02889 | -0.025633 | -0.0015936 | -9.8112e-06 | 0.26105 | -0.018887 | -0.92768 | 0.26105 | 0.21317 | 0.26586 | -0.14878 | -1.0856 | 0.26586 | 0.2229 | 0.0187 | 0.60178 | 0.31837 | 1.057 | 20.3984 | -0.0015936 | -0.02889 | -0.025633 | -0.0015936 | -9.8112e-06 | 0.26105 | -0.018887 | -0.92768 | 0.26105 | 0.21317 | 0.26586 | -0.14878 | -1.0856 | 0.26586 | 0.2229
7 | 0.35 | 0.19 | South/Central | NV | Las.Vegas-McCarran.Intl.AP.723860 | 3 | 1413386 | 33.1492 | 16.3374 | 56.6086 | 32.9905 | 23.6181 | 1068.93 | -0.16871 | 35.88 | -1.6183 | 1.4496 | 36.7821 | -1.6284 | 20.91 | -2.9479 | 1.3195 | 14.6083 | -1.4543 | -27.69 | -0.82589 | -0.62837 | -35.4898 | -0.16871 | 35.88 | -1.6183 | 1.4496 | 36.7821 | -0.084014 | 33.32 | -1.4077 | 1.3237 | 34.4846 | 0.0187 | 0.61988 | 0.3055 | 1.0586 | 19.9885 | -0.0031548 | -0.030451 | -0.027194 | -0.0031548 | -0.001571 | 0.67094 | 0.39101 | -0.51779 | 0.67094 | 0.62307 | 0.68781 | 0.27317 | -0.66364 | 0.68781 | 0.64485 | 0.0187 | 0.61988 | 0.3055 | 1.0586 | 19.9885 | -0.0031548 | -0.030451 | -0.027194 | -0.0031548 | -0.001571 | 0.67094 | 0.39101 | -0.51779 | 0.67094 | 0.62307 | 0.68781 | 0.27317 | -0.66364 | 0.68781 | 0.64485
8 | 0.35 | 0.17 | South/Central | NV | Las.Vegas-McCarran.Intl.AP.723860 | 3 | 1413386 | 33.6857 | 15.9913 | 56.699 | 33.5244 | 23.1746 | 1058.28 | -0.25913 | 46.53 | -2.1522 | 1.8931 | 47.5401 | -1.7189 | 31.56 | -3.4818 | 1.763 | 25.3663 | -1.5447 | -17.04 | -1.3598 | -0.18484 | -24.7318 | -0.25913 | 46.53 | -2.1522 | 1.8931 | 47.5401 | -0.17444 | 43.97 | -1.9417 | 1.7672 | 45.2426 | 0.0187 | 0.62991 | 0.29903 | 1.0602 | 19.7894 | -0.0048457 | -0.032142 | -0.028885 | -0.0048457 | -0.0032619 | 0.87009 | 0.59016 | -0.31864 | 0.87009 | 0.82222 | 0.88898 | 0.47434 | -0.46247 | 0.88898 | 0.84602 | 0.0187 | 0.62991 | 0.29903 | 1.0602 | 19.7894 | -0.0048457 | -0.032142 | -0.028885 | -0.0048457 | -0.0032619 | 0.87009 | 0.59016 | -0.31864 | 0.87009 | 0.82222 | 0.88898 | 0.47434 | -0.46247 | 0.88898 | 0.84602
9 | 0.33 | 0.47 | South/Central | NV | Las.Vegas-McCarran.Intl.AP.723860 | 3 | 1413386 | 28.1059 | 20.2585 | 56.6354 | 27.9712 | 28.6641 | 1198.68 | -0.1955 | -93.87 | 3.401 | -3.5965 | -99.1176 | -1.6552 | -108.84 | 2.0714 | -3.7266 | -121.2914 | -1.4811 | -157.44 | 4.1934 | -5.6744 | -171.3895 | -0.1955 | -93.87 | 3.401 | -3.5965 | -99.1176 | -0.11081 | -96.43 | 3.6115 | -3.7223 | -101.4152 | 0.0187 | 0.52557 | 0.37882 | 1.0591 | 22.4148 | -0.0036557 | -0.030952 | -0.027695 | -0.0036557 | -0.002072 | -1.7553 | -2.0353 | -2.9441 | -1.7553 | -1.8032 | -1.8535 | -2.2681 | -3.2049 | -1.8535 | -1.8964 | 0.0187 | 0.52557 | 0.37882 | 1.0591 | 22.4148 | -0.0036557 | -0.030952 | -0.027695 | -0.0036557 | -0.002072 | -1.7553 | -2.0353 | -2.9441 | -1.7553 | -1.8032 | -1.8535 | -2.2681 | -3.2049 | -1.8535 | -1.8964
10 | 0.33 | 0.42 | South/Central | NV | Las.Vegas-McCarran.Intl.AP.723860 | 3 | 1413386 | 28.8528 | 19.3355 | 56.1886 | 28.7146 | 27.474 | 1164.58 | 0.25126 | -59.77 | 2.6576 | -2.4064 | -61.4298 | -1.2085 | -74.74 | 1.328 | -2.5365 | -83.6036 | -1.0343 | -123.34 | 3.45 | -4.4843 | -133.7017 | 0.25126 | -59.77 | 2.6576 | -2.4064 | -61.4298 | 0.33596 | -62.33 | 2.8682 | -2.5322 | -63.7273 | 0.0187 | 0.53953 | 0.36157 | 1.0507 | 21.7771 | 0.0046985 | -0.022598 | -0.019341 | 0.0046985 | 0.0062823 | -1.1177 | -1.3976 | -2.3064 | -1.1177 | -1.1655 | -1.1487 | -1.5633 | -2.5002 | -1.1487 | -1.1917 | 0.0187 | 0.53953 | 0.36157 | 1.0507 | 21.7771 | 0.0046985 | -0.022598 | -0.019341 | 0.0046985 | 0.0062823 | -1.1177 | -1.3976 | -2.3064 | -1.1177 | -1.1655 | -1.1487 | -1.5633 | -2.5002 | -1.1487 | -1.1917
11 | 0.33 | 0.37 | South/Central | NV | Las.Vegas-McCarran.Intl.AP.723860 | 3 | 1413386 | 29.6601 | 18.5329 | 55.9576 | 29.5179 | 26.4396 | 1136.19 | 0.48227 | -31.38 | 1.8543 | -1.372 | -30.686 | -0.97745 | -46.35 | 0.52464 | -1.5021 | -52.8598 | -0.80328 | -94.95 | 2.6466 | -3.4499 | -102.9579 | 0.48227 | -31.38 | 1.8543 | -1.372 | -30.686 | 0.56697 | -33.94 | 2.0648 | -1.4979 | -32.9835 | 0.0187 | 0.55463 | 0.34656 | 1.0464 | 21.2462 | 0.0090183 | -0.018278 | -0.015021 | 0.0090183 | 0.010602 | -0.58679 | -0.86672 | -1.7755 | -0.58679 | -0.63466 | -0.57381 | -0.98845 | -1.9253 | -0.57381 | -0.61678 | 0.0187 | 0.55463 | 0.34656 | 1.0464 | 21.2462 | 0.0090183 | -0.018278 | -0.015021 | 0.0090183 | 0.010602 | -0.58679 | -0.86672 | -1.7755 | -0.58679 | -0.63466 | -0.57381 | -0.98845 | -1.9253 | -0.57381 | -0.61678
12 | 0.33 | 0.32 | South/Central | NV | Las.Vegas-McCarran.Intl.AP.723860 | 3 | 1413386 | 30.5872 | 17.74 | 55.8614 | 30.4406 | 25.4208 | 1109.27 | 0.57849 | -4.46 | 0.93159 | -0.3531 | -2.0832 | -0.88123 | -19.43 | -0.39803 | -0.4832 | -24.257 | -0.70706 | -68.03 | 1.724 | -2.431 | -74.3551 | 0.57849 | -4.46 | 0.93159 | -0.3531 | -2.0832 | 0.66319 | -7.02 | 1.1422 | -0.47897 | -4.3807 | 0.0187 | 0.57197 | 0.33173 | 1.0446 | 20.7429 | 0.010818 | -0.016479 | -0.013222 | 0.010818 | 0.012401 | -0.0834 | -0.36333 | -1.2721 | -0.0834 | -0.13127 | -0.038955 | -0.4536 | -1.3904 | -0.038955 | -0.081918 | 0.0187 | 0.57197 | 0.33173 | 1.0446 | 20.7429 | 0.010818 | -0.016479 | -0.013222 | 0.010818 | 0.012401 | -0.0834 | -0.36333 | -1.2721 | -0.0834 | -0.13127 | -0.038955 | -0.4536 | -1.3904 | -0.038955 | -0.081918
13 | 0.33 | 0.27 | South/Central | NV | Las.Vegas-McCarran.Intl.AP.723860 | 3 | 1413386 | 31.2393 | 17.2478 | 55.8652 | 31.0896 | 24.7756 | 1092.74 | 0.57469 | 12.07 | 0.28261 | 0.29207 | 15.2002 | -0.88503 | -2.9 | -1.047 | 0.16198 | -6.9736 | -0.71086 | -51.5 | 1.075 | -1.7859 | -57.0717 | 0.57469 | 12.07 | 0.28261 | 0.29207 | 15.2002 | 0.65938 | 9.51 | 0.49318 | 0.16621 | 12.9026 | 0.0187 | 0.58416 | 0.32253 | 1.0447 | 20.4337 | 0.010746 | -0.01655 | -0.013293 | 0.010746 | 0.01233 | 0.2257 | -0.054229 | -0.96303 | 0.2257 | 0.17783 | 0.28424 | -0.1304 | -1.0672 | 0.28424 | 0.24127 | 0.0187 | 0.58416 | 0.32253 | 1.0447 | 20.4337 | 0.010746 | -0.01655 | -0.013293 | 0.010746 | 0.01233 | 0.2257 | -0.054229 | -0.96303 | 0.2257 | 0.17783 | 0.28424 | -0.1304 | -1.0672 | 0.28424 | 0.24127
14 | 0.33 | 0.23 | South/Central | NV | Las.Vegas-McCarran.Intl.AP.723860 | 3 | 1413386 | 31.6459 | 16.9961 | 55.9258 | 31.4943 | 24.4315 | 1084.38 | 0.51406 | 20.43 | -0.12211 | 0.63617 | 23.668 | -0.94566 | 5.46 | -1.4517 | 0.50607 | 1.4942 | -0.7715 | -43.14 | 0.67027 | -1.4418 | -48.6039 | 0.51406 | 20.43 | -0.12211 | 0.63617 | 23.668 | 0.59875 | 17.87 | 0.088454 | 0.5103 | 21.3705 | 0.0187 | 0.59176 | 0.31782 | 1.0458 | 20.2774 | 0.0096127 | -0.017683 | -0.014427 | 0.0096127 | 0.011196 | 0.38203 | 0.1021 | -0.8067 | 0.38203 | 0.33416 | 0.44258 | 0.02794 | -0.90887 | 0.44258 | 0.39962 | 0.0187 | 0.59176 | 0.31782 | 1.0458 | 20.2774 | 0.0096127 | -0.017683 | -0.014427 | 0.0096127 | 0.011196 | 0.38203 | 0.1021 | -0.8067 | 0.38203 | 0.33416 | 0.44258 | 0.02794 | -0.90887 | 0.44258 | 0.39962
15 | 0.33 | 0.19 | South/Central | NV | Las.Vegas-McCarran.Intl.AP.723860 | 3 | 1413386 | 32.6134 | 16.3031 | 56.0042 | 32.4571 | 23.547 | 1062.3 | 0.43569 | 42.51 | -1.0849 | 1.5206 | 46.4254 | -1.024 | 27.54 | -2.4146 | 1.3905 | 24.2516 | -0.84986 | -21.06 | -0.29256 | -0.5573 | -25.8465 | 0.43569 | 42.51 | -1.0849 | 1.5206 | 46.4254 | 0.52039 | 39.95 | -0.87437 | 1.3948 | 44.1279 | 0.0187 | 0.60986 | 0.30486 | 1.0473 | 19.8645 | 0.0081473 | -0.019149 | -0.015892 | 0.0081473 | 0.009731 | 0.79492 | 0.51499 | -0.39381 | 0.79492 | 0.74705 | 0.86813 | 0.45349 | -0.48332 | 0.86813 | 0.82517 | 0.0187 | 0.60986 | 0.30486 | 1.0473 | 19.8645 | 0.0081473 | -0.019149 | -0.015892 | 0.0081473 | 0.009731 | 0.79492 | 0.51499 | -0.39381 | 0.79492 | 0.74705 | 0.86813 | 0.45349 | -0.48332 | 0.86813 | 0.82517
16 | 0.33 | 0.17 | South/Central | NV | Las.Vegas-McCarran.Intl.AP.723860 | 3 | 1413386 | 33.1403 | 15.957 | 56.085 | 32.9815 | 23.1035 | 1051.57 | 0.35482 | 53.24 | -1.6093 | 1.9642 | 57.3055 | -1.1049 | 38.27 | -2.939 | 1.8341 | 35.1317 | -0.93074 | -10.33 | -0.81696 | -0.11377 | -14.9663 | 0.35482 | 53.24 | -1.6093 | 1.9642 | 57.3055 | 0.43951 | 50.68 | -1.3988 | 1.8383 | 55.008 | 0.0187 | 0.61971 | 0.29839 | 1.0488 | 19.6639 | 0.0066349 | -0.020661 | -0.017404 | 0.0066349 | 0.0082187 | 0.99556 | 0.71563 | -0.19317 | 0.99556 | 0.94769 | 1.0716 | 0.65695 | -0.27986 | 1.0716 | 1.0286 | 0.0187 | 0.61971 | 0.29839 | 1.0488 | 19.6639 | 0.0066349 | -0.020661 | -0.017404 | 0.0066349 | 0.0082187 | 0.99556 | 0.71563 | -0.19317 | 0.99556 | 0.94769 | 1.0716 | 0.65695 | -0.27986 | 1.0716 | 1.0286
17 | 0.3 | 0.47 | South/Central | NV | Las.Vegas-McCarran.Intl.AP.723860 | 3 | 1413386 | 27.355 | 20.2595 | 55.8455 | 27.2238 | 28.6216 | 1191.28 | 0.59439 | -86.47 | 4.1484 | -3.554 | -87.8678 | -0.86533 | -101.44 | 2.8187 | -3.6841 | -110.0416 | -0.69116 | -150.04 | 4.9407 | -5.6319 | -160.1397 | 0.59439 | -86.47 | 4.1484 | -3.554 | -87.8678 | 0.67909 | -89.03 | 4.3589 | -3.6798 | -90.1653 | 0.0187 | 0.51153 | 0.37884 | 1.0443 | 22.2764 | 0.011115 | -0.016181 | -0.012924 | 0.011115 | 0.012699 | -1.617 | -1.8969 | -2.8057 | -1.617 | -1.6648 | -1.6431 | -2.0577 | -2.9945 | -1.6431 | -1.6861 | 0.0187 | 0.51153 | 0.37884 | 1.0443 | 22.2764 | 0.011115 | -0.016181 | -0.012924 | 0.011115 | 0.012699 | -1.617 | -1.8969 | -2.8057 | -1.617 | -1.6648 | -1.6431 | -2.0577 | -2.9945 | -1.6431 | -1.6861
18 | 0.3 | 0.42 | South/Central | NV | Las.Vegas-McCarran.Intl.AP.723860 | 3 | 1413386 | 28.0919 | 19.3312 | 55.378 | 27.9572 | 27.4208 | 1156.74 | 1.0618 | -51.93 | 3.415 | -2.3531 | -49.6268 | -0.39788 | -66.9 | 2.0853 | -2.4832 | -71.8006 | -0.22372 | -115.5 | 4.2073 | -4.4311 | -121.8987 | 1.0618 | -51.93 | 3.415 | -2.3531 | -49.6268 | 1.1465 | -54.49 | 3.6255 | -2.479 | -51.9243 | 0.0187 | 0.52531 | 0.36148 | 1.0355 | 21.6305 | 0.019856 | -0.0074403 | -0.0041834 | 0.019856 | 0.02144 | -0.97107 | -1.251 | -2.1598 | -0.97107 | -1.0189 | -0.928 | -1.3426 | -2.2795 | -0.928 | -0.97096 | 0.0187 | 0.52531 | 0.36148 | 1.0355 | 21.6305 | 0.019856 | -0.0074403 | -0.0041834 | 0.019856 | 0.02144 | -0.97107 | -1.251 | -2.1598 | -0.97107 | -1.0189 | -0.928 | -1.3426 | -2.2795 | -0.928 | -0.97096
19 | 0.3 | 0.37 | South/Central | NV | Las.Vegas-McCarran.Intl.AP.723860 | 3 | 1413386 | 28.8792 | 18.5233 | 55.1228 | 28.7407 | 26.3821 | 1128.05 | 1.317 | -23.24 | 2.6315 | -1.3144 | -18.458 | -0.14269 | -38.21 | 1.3018 | -1.4445 | -40.6319 | 0.031474 | -86.81 | 3.4238 | -3.3924 | -90.7299 | 1.317 | -23.24 | 2.6315 | -1.3144 | -18.458 | 1.4017 | -25.8 | 2.842 | -1.4403 | -20.7556 | 0.0187 | 0.54003 | 0.34638 | 1.0308 | 21.094 | 0.024628 | -0.0026683 | 0.00058855 | 0.024628 | 0.026212 | -0.43458 | -0.71451 | -1.6233 | -0.43458 | -0.48245 | -0.34516 | -0.7598 | -1.6966 | -0.34516 | -0.38812 | 0.0187 | 0.54003 | 0.34638 | 1.0308 | 21.094 | 0.024628 | -0.0026683 | 0.00058855 | 0.024628 | 0.026212 | -0.43458 | -0.71451 | -1.6233 | -0.43458 | -0.48245 | -0.34516 | -0.7598 | -1.6966 | -0.34516 | -0.38812
20 | 0.3 | 0.32 | South/Central | NV | Las.Vegas-McCarran.Intl.AP.723860 | 3 | 1413386 | 29.7868 | 17.7204 | 54.9957 | 29.6439 | 25.3517 | 1100.59 | 1.4442 | 4.22 | 1.7283 | -0.28408 | 10.8489 | -0.015518 | -10.75 | 0.39865 | -0.41417 | -11.3249 | 0.15865 | -59.35 | 2.5207 | -2.362 | -61.423 | 1.4442 | 4.22 | 1.7283 | -0.28408 | 10.8489 | 1.5289 | 1.66 | 1.9388 | -0.40995 | 8.5513 | 0.0187 | 0.557 | 0.33136 | 1.0284 | 20.5805 | 0.027006 | -0.00029018 | 0.0029667 | 0.027006 | 0.02859 | 0.078912 | -0.20102 | -1.1098 | 0.078912 | 0.031041 | 0.20287 | -0.21177 | -1.1486 | 0.20287 | 0.15991 | 0.0187 | 0.557 | 0.33136 | 1.0284 | 20.5805 | 0.027006 | -0.00029018 | 0.0029667 | 0.027006 | 0.02859 | 0.078912 | -0.20102 | -1.1098 | 0.078912 | 0.031041 | 0.20287 | -0.21177 | -1.1486 | 0.20287 | 0.15991
21 | 0.3 | 0.27 | South/Central | NV | Las.Vegas-McCarran.Intl.AP.723860 | 3 | 1413386 | 30.4285 | 17.2225 | 54.979 | 30.2826 | 24.6965 | 1083.65 | 1.4608 | 21.16 | 1.0896 | 0.37118 | 28.6644 | 0.0010943 | 6.19 | -0.23999 | 0.24109 | 6.4905 | 0.17526 | -42.41 | 1.882 | -1.7068 | -43.6075 | 1.4608 | 21.16 | 1.0896 | 0.37118 | 28.6644 | 1.5455 | 18.6 | 1.3002 | 0.24531 | 26.3668 | 0.0187 | 0.569 | 0.32205 | 1.0281 | 20.2638 | 0.027317 | 2.0463e-05 | 0.0032773 | 0.027317 | 0.0289 | 0.39568 | 0.11575 | -0.79305 | 0.39568 | 0.34781 | 0.53601 | 0.12137 | -0.81544 | 0.53601 | 0.49305 | 0.0187 | 0.569 | 0.32205 | 1.0281 | 20.2638 | 0.027317 | 2.0463e-05 | 0.0032773 | 0.027317 | 0.0289 | 0.39568 | 0.11575 | -0.79305 | 0.39568 | 0.34781 | 0.53601 | 0.12137 | -0.81544 | 0.53601 | 0.49305
22 | 0.3 | 0.23 | South/Central | NV | Las.Vegas-McCarran.Intl.AP.723860 | 3 | 1413386 | 30.8298 | 16.966 | 55.0239 | 30.682 | 24.3419 | 1074.9 | 1.4159 | 29.91 | 0.6902 | 0.72572 | 37.6142 | -0.043807 | 14.94 | -0.63943 | 0.59563 | 15.4404 | 0.13036 | -33.66 | 1.4826 | -1.3522 | -34.6577 | 1.4159 | 29.91 | 0.6902 | 0.72572 | 37.6142 | 1.5006 | 27.35 | 0.90076 | 0.59985 | 35.3166 | 0.0187 | 0.5765 | 0.31726 | 1.0289 | 20.1001 | 0.026477 | -0.00081916 | 0.0024377 | 0.026477 | 0.028061 | 0.5593 | 0.27937 | -0.62943 | 0.5593 | 0.51143 | 0.70337 | 0.28873 | -0.64808 | 0.70337 | 0.66041 | 0.0187 | 0.5765 | 0.31726 | 1.0289 | 20.1001 | 0.026477 | -0.00081916 | 0.0024377 | 0.026477 | 0.028061 | 0.5593 | 0.27937 | -0.62943 | 0.5593 | 0.51143 | 0.70337 | 0.28873 | -0.64808 | 0.70337 | 0.66041
23 | 0.3 | 0.19 | South/Central | NV | Las.Vegas-McCarran.Intl.AP.723860 | 3 | 1413386 | 31.793 | 16.2631 | 55.0838 | 31.6406 | 23.4432 | 1052.31 | 1.3561 | 52.5 | -0.26836 | 1.6244 | 60.9912 | -0.10366 | 37.53 | -1.598 | 1.4943 | 38.8174 | 0.070511 | -11.07 | 0.52401 | -0.4535 | -11.2807 | 1.3561 | 52.5 | -0.26836 | 1.6244 | 60.9912 | 1.4408 | 49.94 | -0.057802 | 1.4986 | 58.6937 | 0.0187 | 0.59452 | 0.30411 | 1.03 | 19.6777 | 0.025358 | -0.0019384 | 0.0013185 | 0.025358 | 0.026942 | 0.98173 | 0.70179 | -0.207 | 0.98173 | 0.93386 | 1.1405 | 0.72587 | -0.21094 | 1.1405 | 1.0975 | 0.0187 | 0.59452 | 0.30411 | 1.03 | 19.6777 | 0.025358 | -0.0019384 | 0.0013185 | 0.025358 | 0.026942 | 0.98173 | 0.70179 | -0.207 | 0.98173 | 0.93386 | 1.1405 | 0.72587 | -0.21094 | 1.1405 | 1.0975
24 | 0.3 | 0.17 | South/Central | NV | Las.Vegas-McCarran.Intl.AP.723860 | 3 | 1413386 | 32.3195 | 15.907 | 55.1543 | 32.1646 | 22.9897 | 1041.24 | 1.2856 | 63.57 | -0.79238 | 2.0779 | 72.2719 | -0.17417 | 48.6 | -2.122 | 1.9478 | 50.0981 | 0 | 0 | 0 | 0 | 0 | 1.2856 | 63.57 | -0.79238 | 2.0779 | 72.2719 | 1.3702 | 61.01 | -0.58182 | 1.9521 | 69.9744 | 0.0187 | 0.60436 | 0.29745 | 1.0314 | 19.4707 | 0.024039 | -0.0032569 | 0 | 0.024039 | 0.025623 | 1.1887 | 0.9088 | 0 | 1.1887 | 1.1409 | 1.3515 | 0.93681 | 0 | 1.3515 | 1.3085 | 0.0187 | 0.60436 | 0.29745 | 1.0314 | 19.4707 | 0.024039 | -0.0032569 | 0 | 0.024039 | 0.025623 | 1.1887 | 0.9088 | 0 | 1.1887 | 1.1409 | 1.3515 | 0.93681 | 0 | 1.3515 | 1.3085
25 | 0.28 | 0.47 | South/Central | NV | Las.Vegas-McCarran.Intl.AP.723860 | 3 | 1413386 | 26.9855 | 20.0537 | 55.1802 | 26.856 | 28.3242 | 1178.33 | 1.2596 | -73.52 | 4.5162 | -3.2565 | -71.3651 | -0.20009 | -88.49 | 3.1865 | -3.3866 | -93.5389 | -0.025917 | -137.09 | 5.3085 | -5.3345 | -143.637 | 1.2596 | -73.52 | 4.5162 | -3.2565 | -71.3651 | 1.3443 | -76.08 | 4.7267 | -3.3824 | -73.6626 | 0.0187 | 0.50462 | 0.375 | 1.0318 | 22.0342 | 0.023555 | -0.0037415 | -0.00048464 | 0.023555 | 0.025138 | -1.3748 | -1.6547 | -2.5635 | -1.3748 | -1.4227 | -1.3345 | -1.7491 | -2.6859 | -1.3345 | -1.3775 | 0.0187 | 0.50462 | 0.375 | 1.0318 | 22.0342 | 0.023555 | -0.0037415 | -0.00048464 | 0.023555 | 0.025138 | -1.3748 | -1.6547 | -2.5635 | -1.3748 | -1.4227 | -1.3345 | -1.7491 | -2.6859 | -1.3345 | -1.3775
26 | 0.28 | 0.42 | South/Central | NV | Las.Vegas-McCarran.Intl.AP.723860 | 3 | 1413386 | 27.6068 | 19.2816 | 54.7991 | 27.4744 | 27.3247 | 1149.65 | 1.6408 | -44.84 | 3.8978 | -2.257 | -39.6373 | 0.18105 | -59.81 | 2.5682 | -2.3871 | -61.8111 | 0.35522 | -108.41 | 4.6902 | -4.335 | -111.9092 | 1.6408 | -44.84 | 3.8978 | -2.257 | -39.6373 | 1.7255 | -47.4 | 4.1084 | -2.3829 | -41.9348 | 0.0187 | 0.51624 | 0.36056 | 1.0247 | 21.4979 | 0.030682 | 0.0033855 | 0.0066424 | 0.030682 | 0.032265 | -0.83849 | -1.1184 | -2.0272 | -0.83849 | -0.88636 | -0.7412 | -1.1558 | -2.0927 | -0.7412 | -0.78416 | 0.0187 | 0.51624 | 0.36056 | 1.0247 | 21.4979 | 0.030682 | 0.0033855 | 0.0066424 | 0.030682 | 0.032265 | -0.83849 | -1.1184 | -2.0272 | -0.83849 | -0.88636 | -0.7412 | -1.1558 | -2.0927 | -0.7412 | -0.78416
27 | 0.28 | 0.37 | South/Central | NV | Las.Vegas-McCarran.Intl.AP.723860 | 3 | 1413386 | 28.2643 | 18.6033 | 54.5726 | 28.1287 | 26.4439 | 1125.24 | 1.8673 | -20.43 | 3.2435 | -1.3762 | -13.077 | 0.40758 | -35.4 | 1.9139 | -1.5063 | -35.2508 | 0.58174 | -84 | 4.0359 | -3.4542 | -85.3489 | 1.8673 | -20.43 | 3.2435 | -1.3762 | -13.077 | 1.952 | -22.99 | 3.4541 | -1.5021 | -15.3745 | 0.0187 | 0.52853 | 0.34787 | 1.0205 | 21.0415 | 0.034918 | 0.0076215 | 0.010878 | 0.034918 | 0.036501 | -0.38203 | -0.66196 | -1.5708 | -0.38203 | -0.4299 | -0.24453 | -0.65917 | -1.596 | -0.24453 | -0.2875 | 0.0187 | 0.52853 | 0.34787 | 1.0205 | 21.0415 | 0.034918 | 0.0076215 | 0.010878 | 0.034918 | 0.036501 | -0.38203 | -0.66196 | -1.5708 | -0.38203 | -0.4299 | -0.24453 | -0.65917 | -1.596 | -0.24453 | -0.2875
28 | 0.28 | 0.32 | South/Central | NV | Las.Vegas-McCarran.Intl.AP.723860 | 3 | 1413386 | 29.0658 | 17.8761 | 54.4361 | 28.9264 | 25.5097 | 1100.18 | 2.0038 | 4.63 | 2.4458 | -0.44208 | 13.7645 | 0.54403 | -10.34 | 1.1162 | -0.57217 | -8.4093 | 0.7182 | -58.94 | 3.2382 | -2.52 | -58.5074 | 2.0038 | 4.63 | 2.4458 | -0.44208 | 13.7645 | 2.0884 | 2.07 | 2.6564 | -0.56795 | 11.467 | 0.0187 | 0.54352 | 0.33427 | 1.0179 | 20.5729 | 0.037469 | 0.010173 | 0.01343 | 0.037469 | 0.039053 | 0.086579 | -0.19335 | -1.1022 | 0.086579 | 0.038708 | 0.25739 | -0.15725 | -1.0941 | 0.25739 | 0.21443 | 0.0187 | 0.54352 | 0.33427 | 1.0179 | 20.5729 | 0.037469 | 0.010173 | 0.01343 | 0.037469 | 0.039053 | 0.086579 | -0.19335 | -1.1022 | 0.086579 | 0.038708 | 0.25739 | -0.15725 | -1.0941 | 0.25739 | 0.21443
29 | 0.28 | 0.27 | South/Central | NV | Las.Vegas-McCarran.Intl.AP.723860 | 3 | 1413386 | 29.7179 | 17.3582 | 54.4046 | 29.5753 | 24.8293 | 1082.47 | 2.0352 | 22.34 | 1.7969 | 0.23838 | 32.4473 | 0.57551 | 7.37 | 0.46723 | 0.10829 | 10.2734 | 0.74968 | -41.23 | 2.5892 | -1.8395 | -39.8246 | 2.0352 | 22.34 | 1.7969 | 0.23838 | 32.4473 | 2.1199 | 19.78 | 2.0074 | 0.11251 | 30.1497 | 0.0187 | 0.55571 | 0.32459 | 1.0173 | 20.2417 | 0.038058 | 0.010762 | 0.014019 | 0.038058 | 0.039642 | 0.41775 | 0.13782 | -0.77098 | 0.41775 | 0.36988 | 0.60675 | 0.19211 | -0.7447 | 0.60675 | 0.56379 | 0.0187 | 0.55571 | 0.32459 | 1.0173 | 20.2417 | 0.038058 | 0.010762 | 0.014019 | 0.038058 | 0.039642 | 0.41775 | 0.13782 | -0.77098 | 0.41775 | 0.36988 | 0.60675 | 0.19211 | -0.7447 | 0.60675 | 0.56379
30 | 0.28 | 0.23 | South/Central | NV | Las.Vegas-McCarran.Intl.AP.723860 | 3 | 1413386 | 30.2702 | 16.946 | 54.4143 | 30.1249 | 24.2894 | 1068.69 | 2.0255 | 36.12 | 1.2473 | 0.77826 | 46.8266 | 0.56582 | 21.15 | -0.082343 | 0.64817 | 24.6527 | 0.73999 | -27.45 | 2.0397 | -1.2997 | -25.4453 | 2.0255 | 36.12 | 1.2473 | 0.77826 | 46.8266 | 2.1102 | 33.56 | 1.4578 | 0.65239 | 44.529 | 0.0187 | 0.56604 | 0.31688 | 1.0175 | 19.984 | 0.037877 | 0.010581 | 0.013837 | 0.037877 | 0.03946 | 0.67543 | 0.3955 | -0.5133 | 0.67543 | 0.62756 | 0.87564 | 0.461 | -0.47582 | 0.87564 | 0.83267 | 0.0187 | 0.56604 | 0.31688 | 1.0175 | 19.984 | 0.037877 | 0.010581 | 0.013837 | 0.037877 | 0.03946 | 0.67543 | 0.3955 | -0.5133 | 0.67543 | 0.62756 | 0.87564 | 0.461 | -0.47582 | 0.87564 | 0.83267
31 | 0.28 | 0.19 | South/Central | NV | Las.Vegas-McCarran.Intl.AP.723860 | 3 | 1413386 | 31.2176 | 16.2435 | 54.4588 | 31.0679 | 23.3909 | 1045.99 | 1.9811 | 58.82 | 0.30434 | 1.6767 | 70.3935 | 0.52134 | 43.85 | -1.0253 | 1.5466 | 48.2197 | 0.6955 | -4.75 | 1.0967 | -0.40121 | -1.8784 | 1.9811 | 58.82 | 0.30434 | 1.6767 | 70.3935 | 2.0658 | 56.26 | 0.5149 | 1.5508 | 68.096 | 0.0187 | 0.58376 | 0.30375 | 1.0184 | 19.5595 | 0.037045 | 0.0097487 | 0.013006 | 0.037045 | 0.038629 | 1.0999 | 0.81998 | -0.088823 | 1.0999 | 1.052 | 1.3163 | 0.90169 | -0.035125 | 1.3163 | 1.2734 | 0.0187 | 0.58376 | 0.30375 | 1.0184 | 19.5595 | 0.037045 | 0.0097487 | 0.013006 | 0.037045 | 0.038629 | 1.0999 | 0.81998 | -0.088823 | 1.0999 | 1.052 | 1.3163 | 0.90169 | -0.035125 | 1.3163 | 1.2734
32 | 0.28 | 0.17 | South/Central | NV | Las.Vegas-McCarran.Intl.AP.723860 | 3 | 1413386 | 31.7346 | 15.897 | 54.5293 | 31.5823 | 22.947 | 1035.17 | 1.9106 | 69.64 | -0.21012 | 2.1207 | 81.4187 | 0.45085 | 54.67 | -1.5398 | 1.9906 | 59.2449 | 0.62502 | 6.07 | 0.58225 | 0.042767 | 9.1468 | 1.9106 | 69.64 | -0.21012 | 2.1207 | 81.4187 | 1.9953 | 67.08 | 0.00043641 | 1.9948 | 79.1211 | 0.0187 | 0.59342 | 0.29727 | 1.0197 | 19.3572 | 0.035727 | 0.0084307 | 0.011688 | 0.035727 | 0.037311 | 1.3022 | 1.0223 | 0.11351 | 1.3022 | 1.2544 | 1.5225 | 1.1079 | 0.17104 | 1.5225 | 1.4795 | 0.0187 | 0.59342 | 0.29727 | 1.0197 | 19.3572 | 0.035727 | 0.0084307 | 0.011688 | 0.035727 | 0.037311 | 1.3022 | 1.0223 | 0.11351 | 1.3022 | 1.2544 | 1.5225 | 1.1079 | 0.17104 | 1.5225 | 1.4795
33 | 0.27 | 0.47 | South/Central | NV | Las.Vegas-McCarran.Intl.AP.723860 | 3 | 1413386 | 26.7654 | 20.0141 | 54.8948 | 26.6369 | 28.2579 | 1174.34 | 1.545 | -69.53 | 4.7353 | -3.1902 | -65.9318 | 0.085314 | -84.5 | 3.4056 | -3.3203 | -88.1057 | 0.25948 | -133.1 | 5.5276 | -5.2682 | -138.2037 | 1.545 | -69.53 | 4.7353 | -3.1902 | -65.9318 | 1.6297 | -72.09 | 4.9458 | -3.3161 | -68.2294 | 0.0187 | 0.5005 | 0.37426 | 1.0265 | 21.9596 | 0.028891 | 0.0015953 | 0.0048522 | 0.028891 | 0.030475 | -1.3002 | -1.5801 | -2.4889 | -1.3002 | -1.3481 | -1.2329 | -1.6475 | -2.5843 | -1.2329 | -1.2759 | 0.0187 | 0.5005 | 0.37426 | 1.0265 | 21.9596 | 0.028891 | 0.0015953 | 0.0048522 | 0.028891 | 0.030475 | -1.3002 | -1.5801 | -2.4889 | -1.3002 | -1.3481 | -1.2329 | -1.6475 | -2.5843 | -1.2329 | -1.2759
34 | 0.27 | 0.42 | South/Central | NV | Las.Vegas-McCarran.Intl.AP.723860 | 3 | 1413386 | 27.3572 | 19.2616 | 54.5094 | 27.2259 | 27.2835 | 1146.28 | 1.9305 | -41.47 | 4.1463 | -2.2159 | -34.8244 | 0.47074 | -56.44 | 2.8167 | -2.346 | -56.9982 | 0.64491 | -105.04 | 4.9387 | -4.2938 | -107.0963 | 1.9305 | -41.47 | 4.1463 | -2.2159 | -34.8244 | 2.0152 | -44.03 | 4.3569 | -2.3417 | -37.122 | 0.0187 | 0.51157 | 0.36018 | 1.0193 | 21.4349 | 0.036099 | 0.0088026 | 0.012059 | 0.036099 | 0.037682 | -0.77547 | -1.0554 | -1.9642 | -0.77547 | -0.82334 | -0.6512 | -1.0658 | -2.0027 | -0.6512 | -0.69416 | 0.0187 | 0.51157 | 0.36018 | 1.0193 | 21.4349 | 0.036099 | 0.0088026 | 0.012059 | 0.036099 | 0.037682 | -0.77547 | -1.0554 | -1.9642 | -0.77547 | -0.82334 | -0.6512 | -1.0658 | -2.0027 | -0.6512 | -0.69416
35 | 0.27 | 0.37 | South/Central | NV | Las.Vegas-McCarran.Intl.AP.723860 | 3 | 1413386 | 27.9137 | 18.7147 | 54.353 | 27.7797 | 26.5732 | 1126.81 | 2.0869 | -22 | 3.5925 | -1.5056 | -13.7418 | 0.62718 | -36.97 | 2.2629 | -1.6357 | -35.9156 | 0.80134 | -85.57 | 4.3849 | -3.5835 | -86.0137 | 2.0869 | -22 | 3.5925 | -1.5056 | -13.7418 | 2.1716 | -24.56 | 3.803 | -1.6315 | -16.0393 | 0.0187 | 0.52197 | 0.34996 | 1.0164 | 21.0708 | 0.039024 | 0.011728 | 0.014985 | 0.039024 | 0.040608 | -0.41139 | -0.69132 | -1.6001 | -0.41139 | -0.45926 | -0.25696 | -0.67161 | -1.6084 | -0.25696 | -0.29993 | 0.0187 | 0.52197 | 0.34996 | 1.0164 | 21.0708 | 0.039024 | 0.011728 | 0.014985 | 0.039024 | 0.040608 | -0.41139 | -0.69132 | -1.6001 | -0.41139 | -0.45926 | -0.25696 | -0.67161 | -1.6084 | -0.25696 | -0.29993
36 | 0.27 | 0.32 | South/Central | NV | Las.Vegas-McCarran.Intl.AP.723860 | 3 | 1413386 | 28.6353 | 18.0465 | 54.206 | 28.4979 | 25.7081 | 1103.44 | 2.2339 | 1.37 | 2.8743 | -0.64042 | 11.381 | 0.77417 | -13.6 | 1.5447 | -0.77052 | -10.7928 | 0.94834 | -62.2 | 3.6667 | -2.7184 | -60.8909 | 2.2339 | 1.37 | 2.8743 | -0.64042 | 11.381 | 2.3186 | -1.19 | 3.0849 | -0.76629 | 9.0835 | 0.0187 | 0.53547 | 0.33746 | 1.0136 | 20.6338 | 0.041773 | 0.014477 | 0.017733 | 0.041773 | 0.043356 | 0.025618 | -0.25431 | -1.1631 | 0.025618 | -0.022252 | 0.21282 | -0.20182 | -1.1386 | 0.21282 | 0.16986 | 0.0187 | 0.53547 | 0.33746 | 1.0136 | 20.6338 | 0.041773 | 0.014477 | 0.017733 | 0.041773 | 0.043356 | 0.025618 | -0.25431 | -1.1631 | 0.025618 | -0.022252 | 0.21282 | -0.20182 | -1.1386 | 0.21282 | 0.16986
37 | 0.27 | 0.27 | South/Central | NV | Las.Vegas-McCarran.Intl.AP.723860 | 3 | 1413386 | 29.3427 | 17.4439 | 54.1204 | 29.2019 | 24.9185 | 1082.49 | 2.3195 | 22.32 | 2.1703 | 0.14914 | 33.6874 | 0.85977 | 7.35 | 0.84072 | 0.01905 | 11.5136 | 1.0339 | -41.25 | 2.9627 | -1.9288 | -38.5845 | 2.3195 | 22.32 | 2.1703 | 0.14914 | 33.6874 | 2.4042 | 19.76 | 2.3809 | 0.023277 | 31.3898 | 0.0187 | 0.5487 | 0.32619 | 1.012 | 20.2421 | 0.043373 | 0.016077 | 0.019334 | 0.043373 | 0.044957 | 0.41737 | 0.13744 | -0.77136 | 0.41737 | 0.3695 | 0.62994 | 0.2153 | -0.72151 | 0.62994 | 0.58698 | 0.0187 | 0.5487 | 0.32619 | 1.012 | 20.2421 | 0.043373 | 0.016077 | 0.019334 | 0.043373 | 0.044957 | 0.41737 | 0.13744 | -0.77136 | 0.41737 | 0.3695 | 0.62994 | 0.2153 | -0.72151 | 0.62994 | 0.58698
38 | 0.27 | 0.23 | South/Central | NV | Las.Vegas-McCarran.Intl.AP.723860 | 3 | 1413386 | 29.9901 | 16.9413 | 54.1095 | 29.8462 | 24.2634 | 1065.59 | 2.3303 | 39.22 | 1.526 | 0.80429 | 51.4258 | 0.87059 | 24.25 | 0.1964 | 0.6742 | 29.2519 | 1.0448 | -24.35 | 2.3184 | -1.2736 | -20.8461 | 2.3303 | 39.22 | 1.526 | 0.80429 | 51.4258 | 2.415 | 36.66 | 1.7366 | 0.67842 | 49.1282 | 0.0187 | 0.5608 | 0.3168 | 1.0118 | 19.9261 | 0.043576 | 0.01628 | 0.019537 | 0.043576 | 0.04516 | 0.7334 | 0.45346 | -0.45533 | 0.7334 | 0.68553 | 0.96164 | 0.547 | -0.38981 | 0.96164 | 0.91868 | 0.0187 | 0.5608 | 0.3168 | 1.0118 | 19.9261 | 0.043576 | 0.01628 | 0.019537 | 0.043576 | 0.04516 | 0.7334 | 0.45346 | -0.45533 | 0.7334 | 0.68553 | 0.96164 | 0.547 | -0.38981 | 0.96164 | 0.91868
39 | 0.27 | 0.19 | South/Central | NV | Las.Vegas-McCarran.Intl.AP.723860 | 3 | 1413386 | 30.928 | 16.2388 | 54.1445 | 30.7796 | 23.3649 | 1042.82 | 2.2953 | 61.99 | 0.59263 | 1.7027 | 75.1138 | 0.83563 | 47.02 | -0.737 | 1.5726 | 52.9399 | 1.0098 | -1.58 | 1.385 | -0.37521 | 2.8419 | 2.2953 | 61.99 | 0.59263 | 1.7027 | 75.1138 | 2.38 | 59.43 | 0.80319 | 1.5769 | 72.8162 | 0.0187 | 0.57834 | 0.30366 | 1.0125 | 19.5003 | 0.042922 | 0.015626 | 0.018883 | 0.042922 | 0.044506 | 1.1592 | 0.87925 | -0.029545 | 1.1592 | 1.1113 | 1.4046 | 0.98995 | 0.053142 | 1.4046 | 1.3616 | 0.0187 | 0.57834 | 0.30366 | 1.0125 | 19.5003 | 0.042922 | 0.015626 | 0.018883 | 0.042922 | 0.044506 | 1.1592 | 0.87925 | -0.029545 | 1.1592 | 1.1113 | 1.4046 | 0.98995 | 0.053142 | 1.4046 | 1.3616
40 | 0.27 | 0.17 | South/Central | NV | Las.Vegas-McCarran.Intl.AP.723860 | 3 | 1413386 | 31.4445 | 15.887 | 54.2093 | 31.2936 | 22.9156 | 1031.81 | 2.2306 | 73 | 0.078557 | 2.152 | 86.356 | 0.77088 | 58.03 | -1.2511 | 2.022 | 64.1822 | 0.94505 | 9.43 | 0.87093 | 0.074116 | 14.0842 | 2.2306 | 73 | 0.078557 | 2.152 | 86.356 | 2.3153 | 70.44 | 0.28912 | 2.0262 | 84.0585 | 0.0187 | 0.588 | 0.29708 | 1.0137 | 19.2944 | 0.041711 | 0.014415 | 0.017672 | 0.041711 | 0.043295 | 1.3651 | 1.0851 | 0.17634 | 1.3651 | 1.3172 | 1.6148 | 1.2002 | 0.26337 | 1.6148 | 1.5719 | 0.0187 | 0.588 | 0.29708 | 1.0137 | 19.2944 | 0.041711 | 0.014415 | 0.017672 | 0.041711 | 0.043295 | 1.3651 | 1.0851 | 0.17634 | 1.3651 | 1.3172 | 1.6148 | 1.2002 | 0.26337 | 1.6148 | 1.5719
41 | 0.26 | 0.47 | South/Central | NV | Las.Vegas-McCarran.Intl.AP.723860 | 3 | 1413386 | 26.5457 | 19.9741 | 54.6104 | 26.4182 | 28.1922 | 1170.38 | 1.8294 | -65.57 | 4.954 | -3.1245 | -60.5271 | 0.36973 | -80.54 | 3.6243 | -3.2546 | -82.7009 | 0.5439 | -129.14 | 5.7463 | -5.2024 | -132.799 | 1.8294 | -65.57 | 4.954 | -3.1245 | -60.5271 | 1.9141 | -68.13 | 5.1645 | -3.2504 | -62.8247 | 0.0187 | 0.49639 | 0.37351 | 1.0212 | 21.8856 | 0.03421 | 0.0069137 | 0.010171 | 0.03421 | 0.035794 | -1.2261 | -1.5061 | -2.4149 | -1.2261 | -1.274 | -1.1318 | -1.5465 | -2.4833 | -1.1318 | -1.1748 | 0.0187 | 0.49639 | 0.37351 | 1.0212 | 21.8856 | 0.03421 | 0.0069137 | 0.010171 | 0.03421 | 0.035794 | -1.2261 | -1.5061 | -2.4149 | -1.2261 | -1.274 | -1.1318 | -1.5465 | -2.4833 | -1.1318 | -1.1748
42 | 0.26 | 0.42 | South/Central | NV | Las.Vegas-McCarran.Intl.AP.723860 | 3 | 1413386 | 27.1122 | 19.2416 | 54.224 | 26.982 | 27.242 | 1142.93 | 2.2158 | -38.12 | 4.3902 | -2.1744 | -30.0578 | 0.75611 | -53.09 | 3.0606 | -2.3045 | -52.2317 | 0.93028 | -101.69 | 5.1826 | -4.2523 | -102.3297 | 2.2158 | -38.12 | 4.3902 | -2.1744 | -30.0578 | 2.3005 | -40.68 | 4.6008 | -2.3002 | -32.3554 | 0.0187 | 0.50699 | 0.35981 | 1.014 | 21.3723 | 0.041435 | 0.014139 | 0.017396 | 0.041435 | 0.043019 | -0.71283 | -0.99276 | -1.9016 | -0.71283 | -0.7607 | -0.56207 | -0.97671 | -1.9135 | -0.56207 | -0.60503 | 0.0187 | 0.50699 | 0.35981 | 1.014 | 21.3723 | 0.041435 | 0.014139 | 0.017396 | 0.041435 | 0.043019 | -0.71283 | -0.99276 | -1.9016 | -0.71283 | -0.7607 | -0.56207 | -0.97671 | -1.9135 | -0.56207 | -0.60503
43 | 0.26 | 0.37 | South/Central | NV | Las.Vegas-McCarran.Intl.AP.723860 | 3 | 1413386 | 27.5684 | 18.8294 | 54.1328 | 27.436 | 26.6967 | 1128.21 | 2.3071 | -23.4 | 3.9362 | -1.6291 | -14.2424 | 0.84734 | -38.37 | 2.6065 | -1.7592 | -36.4162 | 1.0215 | -86.97 | 4.7285 | -3.707 | -86.5142 | 2.3071 | -23.4 | 3.9362 | -1.6291 | -14.2424 | 2.3918 | -25.96 | 4.1467 | -1.755 | -16.5399 | 0.0187 | 0.51552 | 0.3521 | 1.0123 | 21.097 | 0.043141 | 0.015845 | 0.019102 | 0.043141 | 0.044725 | -0.43757 | -0.7175 | -1.6263 | -0.43757 | -0.48544 | -0.26633 | -0.68097 | -1.6178 | -0.26633 | -0.30929 | 0.0187 | 0.51552 | 0.3521 | 1.0123 | 21.097 | 0.043141 | 0.015845 | 0.019102 | 0.043141 | 0.044725 | -0.43757 | -0.7175 | -1.6263 | -0.43757 | -0.48544 | -0.26633 | -0.68097 | -1.6178 | -0.26633 | -0.30929
44 | 0.26 | 0.32 | South/Central | NV | Las.Vegas-McCarran.Intl.AP.723860 | 3 | 1413386 | 28.1802 | 18.2668 | 54.0059 | 28.0449 | 25.961 | 1108.32 | 2.434 | -3.51 | 3.3273 | -0.89335 | 7.1469 | 0.97426 | -18.48 | 1.9977 | -1.0234 | -15.0269 | 1.1484 | -67.08 | 4.1197 | -2.9713 | -65.125 | 2.434 | -3.51 | 3.3273 | -0.89335 | 7.1469 | 2.5187 | -6.07 | 3.5379 | -1.0192 | 4.8494 | 0.0187 | 0.52696 | 0.34158 | 1.0099 | 20.7251 | 0.045514 | 0.018218 | 0.021475 | 0.045514 | 0.047098 | -0.065635 | -0.34557 | -1.2544 | -0.065635 | -0.11351 | 0.13364 | -0.281 | -1.2178 | 0.13364 | 0.090681 | 0.0187 | 0.52696 | 0.34158 | 1.0099 | 20.7251 | 0.045514 | 0.018218 | 0.021475 | 0.045514 | 0.047098 | -0.065635 | -0.34557 | -1.2544 | -0.065635 | -0.11351 | 0.13364 | -0.281 | -1.2178 | 0.13364 | 0.090681
45 | 0.26 | 0.27 | South/Central | NV | Las.Vegas-McCarran.Intl.AP.723860 | 3 | 1413386 | 28.9775 | 17.5339 | 53.8498 | 28.8383 | 25.0115 | 1082.71 | 2.59 | 22.1 | 2.5339 | 0.056152 | 34.6514 | 1.1303 | 7.13 | 1.2043 | -0.073942 | 12.4776 | 1.3045 | -41.47 | 3.3263 | -2.0218 | -37.6205 | 2.59 | 22.1 | 2.5339 | 0.056152 | 34.6514 | 2.6747 | 19.54 | 2.7445 | -0.069715 | 32.3538 | 0.0187 | 0.54187 | 0.32788 | 1.007 | 20.2462 | 0.048433 | 0.021137 | 0.024393 | 0.048433 | 0.050016 | 0.41326 | 0.13333 | -0.77547 | 0.41326 | 0.36539 | 0.64797 | 0.23332 | -0.70349 | 0.64797 | 0.605 | 0.0187 | 0.54187 | 0.32788 | 1.007 | 20.2462 | 0.048433 | 0.021137 | 0.024393 | 0.048433 | 0.050016 | 0.41326 | 0.13333 | -0.77547 | 0.41326 | 0.36539 | 0.64797 | 0.23332 | -0.70349 | 0.64797 | 0.605
46 | 0.26 | 0.23 | South/Central | NV | Las.Vegas-McCarran.Intl.AP.723860 | 3 | 1413386 | 29.7048 | 16.9313 | 53.7942 | 29.5622 | 24.232 | 1062.27 | 2.6457 | 42.54 | 1.81 | 0.83563 | 56.3032 | 1.186 | 27.57 | 0.48042 | 0.70554 | 34.1294 | 1.3601 | -21.03 | 2.6024 | -1.2423 | -15.9687 | 2.6457 | 42.54 | 1.81 | 0.83563 | 56.3032 | 2.7304 | 39.98 | 2.0206 | 0.70976 | 54.0056 | 0.0187 | 0.55547 | 0.31661 | 1.0059 | 19.864 | 0.049473 | 0.022177 | 0.025434 | 0.049473 | 0.051057 | 0.79548 | 0.51555 | -0.39325 | 0.79548 | 0.74761 | 1.0528 | 0.6382 | -0.29861 | 1.0528 | 1.0099 | 0.0187 | 0.55547 | 0.31661 | 1.0059 | 19.864 | 0.049473 | 0.022177 | 0.025434 | 0.049473 | 0.051057 | 0.79548 | 0.51555 | -0.39325 | 0.79548 | 0.74761 | 1.0528 | 0.6382 | -0.29861 | 1.0528 | 1.0099
47 | 0.26 | 0.19 | South/Central | NV | Las.Vegas-McCarran.Intl.AP.723860 | 3 | 1413386 | 30.638 | 16.2334 | 53.8292 | 30.4909 | 23.3383 | 1039.62 | 2.6107 | 65.19 | 0.88131 | 1.7294 | 79.8651 | 1.151 | 50.22 | -0.44832 | 1.5993 | 57.6913 | 1.3251 | 1.62 | 1.6737 | -0.34855 | 7.5932 | 2.6107 | 65.19 | 0.88131 | 1.7294 | 79.8651 | 2.6954 | 62.63 | 1.0919 | 1.6035 | 77.5676 | 0.0187 | 0.57292 | 0.30356 | 1.0066 | 19.4404 | 0.048819 | 0.021523 | 0.024779 | 0.048819 | 0.050402 | 1.219 | 0.93909 | 0.030293 | 1.219 | 1.1712 | 1.4934 | 1.0788 | 0.14199 | 1.4934 | 1.4505 | 0.0187 | 0.57292 | 0.30356 | 1.0066 | 19.4404 | 0.048819 | 0.021523 | 0.024779 | 0.048819 | 0.050402 | 1.219 | 0.93909 | 0.030293 | 1.219 | 1.1712 | 1.4934 | 1.0788 | 0.14199 | 1.4934 | 1.4505
48 | 0.26 | 0.17 | South/Central | NV | Las.Vegas-McCarran.Intl.AP.723860 | 3 | 1413386 | 31.1492 | 15.8774 | 53.8886 | 30.9997 | 22.889 | 1028.58 | 2.5512 | 76.23 | 0.37252 | 2.1787 | 91.1747 | 1.0915 | 61.26 | -0.95711 | 2.0486 | 69.0009 | 1.2657 | 12.66 | 1.1649 | 0.10077 | 18.9028 | 2.5512 | 76.23 | 0.37252 | 2.1787 | 91.1747 | 2.6359 | 73.67 | 0.58308 | 2.0528 | 88.8772 | 0.0187 | 0.58248 | 0.2969 | 1.0077 | 19.234 | 0.047707 | 0.020411 | 0.023667 | 0.047707 | 0.04929 | 1.4255 | 1.1455 | 0.23674 | 1.4255 | 1.3776 | 1.7049 | 1.2903 | 0.35347 | 1.7049 | 1.662 | 0.0187 | 0.58248 | 0.2969 | 1.0077 | 19.234 | 0.047707 | 0.020411 | 0.023667 | 0.047707 | 0.04929 | 1.4255 | 1.1455 | 0.23674 | 1.4255 | 1.3776 | 1.7049 | 1.2903 | 0.35347 | 1.7049 | 1.662
49 | 0.25 | 0.47 | South/Central | NV | Las.Vegas-McCarran.Intl.AP.723860 | 3 | 1413386 | 26.3202 | 19.9341 | 54.3197 | 26.1939 | 28.1258 | 1166.35 | 2.1202 | -61.54 | 5.1783 | -3.0582 | -55.0252 | 0.66044 | -76.51 | 3.8487 | -3.1883 | -77.1991 | 0.8346 | -125.11 | 5.9707 | -5.1361 | -127.2971 | 2.1202 | -61.54 | 5.1783 | -3.0582 | -55.0252 | 2.2049 | -64.1 | 5.3889 | -3.1841 | -57.3228 | 0.0187 | 0.49218 | 0.37276 | 1.0158 | 21.8102 | 0.039646 | 0.01235 | 0.015607 | 0.039646 | 0.04123 | -1.1508 | -1.4307 | -2.3395 | -1.1508 | -1.1986 | -1.0289 | -1.4436 | -2.3804 | -1.0289 | -1.0719 | 0.0187 | 0.49218 | 0.37276 | 1.0158 | 21.8102 | 0.039646 | 0.01235 | 0.015607 | 0.039646 | 0.04123 | -1.1508 | -1.4307 | -2.3395 | -1.1508 | -1.1986 | -1.0289 | -1.4436 | -2.3804 | -1.0289 | -1.0719
50 | 0.25 | 0.42 | South/Central | NV | Las.Vegas-McCarran.Intl.AP.723860 | 3 | 1413386 | 26.8668 | 19.2216 | 53.9333 | 26.7378 | 27.1956 | 1139.41 | 2.5065 | -34.6 | 4.6344 | -2.1279 | -25.0901 | 1.0468 | -49.57 | 3.3048 | -2.258 | -47.2639 | 1.221 | -98.17 | 5.4268 | -4.2058 | -97.362 | 2.5065 | -34.6 | 4.6344 | -2.1279 | -25.0901 | 2.5912 | -37.16 | 4.845 | -2.2538 | -27.3876 | 0.0187 | 0.5024 | 0.35943 | 1.0085 | 21.3065 | 0.046871 | 0.019575 | 0.022832 | 0.046871 | 0.048455 | -0.647 | -0.92694 | -1.8357 | -0.647 | -0.69488 | -0.46917 | -0.88381 | -1.8206 | -0.46917 | -0.51214 | 0.0187 | 0.5024 | 0.35943 | 1.0085 | 21.3065 | 0.046871 | 0.019575 | 0.022832 | 0.046871 | 0.048455 | -0.647 | -0.92694 | -1.8357 | -0.647 | -0.69488 | -0.46917 | -0.88381 | -1.8206 | -0.46917 | -0.51214
51 | 0.25 | 0.37 | South/Central | NV | Las.Vegas-McCarran.Intl.AP.723860 | 3 | 1413386 | 27.2231 | 18.9551 | 53.9327 | 27.0924 | 26.8404 | 1130.3 | 2.5071 | -25.49 | 4.2798 | -1.7727 | -15.5407 | 1.0474 | -40.46 | 2.9502 | -1.9028 | -37.7145 | 1.2216 | -89.06 | 5.0722 | -3.8506 | -87.8125 | 2.5071 | -25.49 | 4.2798 | -1.7727 | -15.5407 | 2.5918 | -28.05 | 4.4904 | -1.8986 | -17.8382 | 0.0187 | 0.50906 | 0.35445 | 1.0085 | 21.1361 | 0.046882 | 0.019586 | 0.022843 | 0.046882 | 0.048466 | -0.47665 | -0.75658 | -1.6654 | -0.47665 | -0.52452 | -0.2906 | -0.70524 | -1.6421 | -0.2906 | -0.33357 | 0.0187 | 0.50906 | 0.35445 | 1.0085 | 21.1361 | 0.046882 | 0.019586 | 0.022843 | 0.046882 | 0.048466 | -0.47665 | -0.75658 | -1.6654 | -0.47665 | -0.52452 | -0.2906 | -0.70524 | -1.6421 | -0.2906 | -0.33357
52 | 0.25 | 0.32 | South/Central | NV | Las.Vegas-McCarran.Intl.AP.723860 | 3 | 1413386 | 27.7197 | 18.5025 | 53.8264 | 27.5866 | 26.2398 | 1114.04 | 2.6135 | -9.23 | 3.7856 | -1.1721 | 1.9544 | 1.1538 | -24.2 | 2.456 | -1.3022 | -20.2194 | 1.3279 | -72.8 | 4.578 | -3.2501 | -70.3175 | 2.6135 | -9.23 | 3.7856 | -1.1721 | 1.9544 | 2.6982 | -11.79 | 3.9962 | -1.298 | -0.34314 | 0.0187 | 0.51835 | 0.34599 | 1.0065 | 20.832 | 0.048871 | 0.021575 | 0.024832 | 0.048871 | 0.050455 | -0.1726 | -0.45253 | -1.3613 | -0.1726 | -0.22047 | 0.036546 | -0.37809 | -1.3149 | 0.036546 | -0.0064167 | 0.0187 | 0.51835 | 0.34599 | 1.0065 | 20.832 | 0.048871 | 0.021575 | 0.024832 | 0.048871 | 0.050455 | -0.1726 | -0.45253 | -1.3613 | -0.1726 | -0.22047 | 0.036546 | -0.37809 | -1.3149 | 0.036546 | -0.0064167
53 | 0.25 | 0.27 | South/Central | NV | Las.Vegas-McCarran.Intl.AP.723860 | 3 | 1413386 | 28.6022 | 17.6243 | 53.5745 | 28.4648 | 25.1097 | 1083.03 | 2.8654 | 21.78 | 2.9074 | -0.042012 | 35.5375 | 1.4057 | 6.81 | 1.5778 | -0.17211 | 13.3636 | 1.5798 | -41.79 | 3.6998 | -2.1199 | -36.7344 | 2.8654 | 21.78 | 2.9074 | -0.042012 | 35.5375 | 2.9501 | 19.22 | 3.1179 | -0.16788 | 33.2399 | 0.0187 | 0.53485 | 0.32957 | 1.0018 | 20.2522 | 0.053581 | 0.026285 | 0.029542 | 0.053581 | 0.055165 | 0.40728 | 0.12734 | -0.78145 | 0.40728 | 0.35941 | 0.66453 | 0.24989 | -0.68692 | 0.66453 | 0.62157 | 0.0187 | 0.53485 | 0.32957 | 1.0018 | 20.2522 | 0.053581 | 0.026285 | 0.029542 | 0.053581 | 0.055165 | 0.40728 | 0.12734 | -0.78145 | 0.40728 | 0.35941 | 0.66453 | 0.24989 | -0.68692 | 0.66453 | 0.62157
54 | 0.25 | 0.23 | South/Central | NV | Las.Vegas-McCarran.Intl.AP.723860 | 3 | 1413386 | 29.4194 | 16.9217 | 53.4792 | 29.2781 | 24.2011 | 1058.96 | 2.9606 | 45.85 | 2.0941 | 0.86655 | 61.164 | 1.5009 | 30.88 | 0.76444 | 0.73646 | 38.9902 | 1.6751 | -17.72 | 2.8864 | -1.2114 | -11.1079 | 2.9606 | 45.85 | 2.0941 | 0.86655 | 61.164 | 3.0453 | 43.29 | 2.3046 | 0.74069 | 58.8665 | 0.0187 | 0.55013 | 0.31643 | 1 | 19.8021 | 0.055362 | 0.028066 | 0.031323 | 0.055362 | 0.056946 | 0.85737 | 0.57744 | -0.33136 | 0.85737 | 0.8095 | 1.1437 | 0.7291 | -0.20771 | 1.1437 | 1.1008 | 0.0187 | 0.55013 | 0.31643 | 1 | 19.8021 | 0.055362 | 0.028066 | 0.031323 | 0.055362 | 0.056946 | 0.85737 | 0.57744 | -0.33136 | 0.85737 | 0.8095 | 1.1437 | 0.7291 | -0.20771 | 1.1437 | 1.1008
55 | 0.25 | 0.19 | South/Central | NV | Las.Vegas-McCarran.Intl.AP.723860 | 3 | 1413386 | 30.3469 | 16.2234 | 53.5128 | 30.2012 | 23.3116 | 1036.42 | 2.9271 | 68.39 | 1.171 | 1.7561 | 84.6316 | 1.4674 | 53.42 | -0.15862 | 1.626 | 62.4578 | 1.6415 | 4.82 | 1.9634 | -0.32184 | 12.3597 | 2.9271 | 68.39 | 1.171 | 1.7561 | 84.6316 | 3.0118 | 65.83 | 1.3816 | 1.6302 | 82.3341 | 0.0187 | 0.56747 | 0.30337 | 1.0007 | 19.3806 | 0.054735 | 0.027439 | 0.030696 | 0.054735 | 0.056319 | 1.2789 | 0.99893 | 0.090132 | 1.2789 | 1.231 | 1.5826 | 1.1679 | 0.23112 | 1.5826 | 1.5396 | 0.0187 | 0.56747 | 0.30337 | 1.0007 | 19.3806 | 0.054735 | 0.027439 | 0.030696 | 0.054735 | 0.056319 | 1.2789 | 0.99893 | 0.090132 | 1.2789 | 1.231 | 1.5826 | 1.1679 | 0.23112 | 1.5826 | 1.5396
56 | 0.25 | 0.17 | South/Central | NV | Las.Vegas-McCarran.Intl.AP.723860 | 3 | 1413386 | 30.8539 | 15.8727 | 53.5739 | 30.7057 | 22.8682 | 1025.53 | 2.866 | 79.28 | 0.66648 | 2.1995 | 95.7614 | 1.4063 | 64.31 | -0.66314 | 2.0694 | 73.5876 | 1.5804 | 15.71 | 1.4589 | 0.12157 | 23.4895 | 2.866 | 79.28 | 0.66648 | 2.1995 | 95.7614 | 2.9507 | 76.72 | 0.87704 | 2.0736 | 93.4638 | 0.0187 | 0.57695 | 0.29681 | 1.0018 | 19.177 | 0.053593 | 0.026296 | 0.029553 | 0.053593 | 0.055176 | 1.4825 | 1.2026 | 0.29377 | 1.4825 | 1.4346 | 1.7907 | 1.3761 | 0.43924 | 1.7907 | 1.7477 | 0.0187 | 0.57695 | 0.29681 | 1.0018 | 19.177 | 0.053593 | 0.026296 | 0.029553 | 0.053593 | 0.055176 | 1.4825 | 1.2026 | 0.29377 | 1.4825 | 1.4346 | 1.7907 | 1.3761 | 0.43924 | 1.7907 | 1.7477
57 | 0.24 | 0.47 | South/Central | NV | Las.Vegas-McCarran.Intl.AP.723860 | 3 | 1413386 | 26.0605 | 19.9394 | 54.051 | 25.9354 | 28.1156 | 1163.94 | 2.3889 | -59.13 | 5.4368 | -3.0479 | -51.3117 | 0.92914 | -74.1 | 4.1072 | -3.178 | -73.4855 | 1.1033 | -122.7 | 6.2292 | -5.1259 | -123.5836 | 2.3889 | -59.13 | 5.4368 | -3.0479 | -51.3117 | 2.4736 | -61.69 | 5.6474 | -3.1738 | -53.6092 | 0.0187 | 0.48732 | 0.37286 | 1.0107 | 21.7652 | 0.044671 | 0.017375 | 0.020631 | 0.044671 | 0.046254 | -1.1057 | -1.3856 | -2.2944 | -1.1057 | -1.1536 | -0.95951 | -1.3741 | -2.311 | -0.95951 | -1.0025 | 0.0187 | 0.48732 | 0.37286 | 1.0107 | 21.7652 | 0.044671 | 0.017375 | 0.020631 | 0.044671 | 0.046254 | -1.1057 | -1.3856 | -2.2944 | -1.1057 | -1.1536 | -0.95951 | -1.3741 | -2.311 | -0.95951 | -1.0025
58 | 0.24 | 0.42 | South/Central | NV | Las.Vegas-McCarran.Intl.AP.723860 | 3 | 1413386 | 26.6067 | 19.222 | 53.6636 | 26.4789 | 27.1847 | 1136.98 | 2.7763 | -32.17 | 4.8933 | -2.117 | -21.3468 | 1.3165 | -47.14 | 3.5637 | -2.2471 | -43.5206 | 1.4907 | -95.74 | 5.6857 | -4.195 | -93.6186 | 2.7763 | -32.17 | 4.8933 | -2.117 | -21.3468 | 2.861 | -34.73 | 5.1039 | -2.2429 | -23.6443 | 0.0187 | 0.49753 | 0.35944 | 1.0035 | 21.261 | 0.051915 | 0.024619 | 0.027876 | 0.051915 | 0.053499 | -0.60156 | -0.8815 | -1.7903 | -0.60156 | -0.64944 | -0.39917 | -0.81382 | -1.7506 | -0.39917 | -0.44214 | 0.0187 | 0.49753 | 0.35944 | 1.0035 | 21.261 | 0.051915 | 0.024619 | 0.027876 | 0.051915 | 0.053499 | -0.60156 | -0.8815 | -1.7903 | -0.60156 | -0.64944 | -0.39917 | -0.81382 | -1.7506 | -0.39917 | -0.44214
59 | 0.24 | 0.37 | South/Central | NV | Las.Vegas-McCarran.Intl.AP.723860 | 3 | 1413386 | 26.9574 | 18.9551 | 53.6517 | 26.8278 | 26.8238 | 1127.62 | 2.7882 | -22.81 | 4.5444 | -1.7562 | -11.4998 | 1.3285 | -37.78 | 3.2147 | -1.8863 | -33.6737 | 1.5026 | -86.38 | 5.3367 | -3.8341 | -83.7717 | 2.7882 | -22.81 | 4.5444 | -1.7562 | -11.4998 | 2.8729 | -25.37 | 4.7549 | -1.882 | -13.7974 | 0.0187 | 0.50409 | 0.35445 | 1.0033 | 21.086 | 0.052138 | 0.024842 | 0.028098 | 0.052138 | 0.053721 | -0.42654 | -0.70647 | -1.6153 | -0.42654 | -0.47441 | -0.21504 | -0.62968 | -1.5665 | -0.21504 | -0.258 | 0.0187 | 0.50409 | 0.35445 | 1.0033 | 21.086 | 0.052138 | 0.024842 | 0.028098 | 0.052138 | 0.053721 | -0.42654 | -0.70647 | -1.6153 | -0.42654 | -0.47441 | -0.21504 | -0.62968 | -1.5665 | -0.21504 | -0.258
60 | 0.24 | 0.32 | South/Central | NV | Las.Vegas-McCarran.Intl.AP.723860 | 3 | 1413386 | 27.4496 | 18.4972 | 53.5357 | 27.3178 | 26.2179 | 1111.15 | 2.9042 | -6.34 | 4.0544 | -1.1502 | 6.2626 | 1.4445 | -21.31 | 2.7248 | -1.2803 | -15.9113 | 1.6186 | -69.91 | 4.8468 | -3.2282 | -66.0093 | 2.9042 | -6.34 | 4.0544 | -1.1502 | 6.2626 | 2.9889 | -8.9 | 4.265 | -1.2761 | 3.965 | 0.0187 | 0.5133 | 0.34589 | 1.0011 | 20.778 | 0.054307 | 0.027011 | 0.030268 | 0.054307 | 0.055891 | -0.11856 | -0.39849 | -1.3073 | -0.11856 | -0.16643 | 0.11711 | -0.29753 | -1.2343 | 0.11711 | 0.074144 | 0.0187 | 0.5133 | 0.34589 | 1.0011 | 20.778 | 0.054307 | 0.027011 | 0.030268 | 0.054307 | 0.055891 | -0.11856 | -0.39849 | -1.3073 | -0.11856 | -0.16643 | 0.11711 | -0.29753 | -1.2343 | 0.11711 | 0.074144
61 | 0.24 | 0.27 | South/Central | NV | Las.Vegas-McCarran.Intl.AP.723860 | 3 | 1413386 | 28.3226 | 17.6143 | 53.2653 | 28.1865 | 25.0789 | 1079.77 | 3.1745 | 25.04 | 3.1857 | -0.011209 | 40.3209 | 1.7148 | 10.07 | 1.8561 | -0.1413 | 18.1471 | 1.889 | -38.53 | 3.9781 | -2.0891 | -31.951 | 3.1745 | 25.04 | 3.1857 | -0.011209 | 40.3209 | 3.2592 | 22.48 | 3.3963 | -0.13708 | 38.0234 | 0.0187 | 0.52962 | 0.32938 | 0.99604 | 20.1912 | 0.059362 | 0.032066 | 0.035323 | 0.059362 | 0.060946 | 0.46824 | 0.1883 | -0.72049 | 0.46824 | 0.42037 | 0.75398 | 0.33934 | -0.59747 | 0.75398 | 0.71102 | 0.0187 | 0.52962 | 0.32938 | 0.99604 | 20.1912 | 0.059362 | 0.032066 | 0.035323 | 0.059362 | 0.060946 | 0.46824 | 0.1883 | -0.72049 | 0.46824 | 0.42037 | 0.75398 | 0.33934 | -0.59747 | 0.75398 | 0.71102
62 | 0.24 | 0.23 | South/Central | NV | Las.Vegas-McCarran.Intl.AP.723860 | 3 | 1413386 | 29.1398 | 16.9117 | 53.1796 | 28.9998 | 24.1798 | 1056.03 | 3.2603 | 48.78 | 2.3724 | 0.88787 | 65.5714 | 1.8006 | 33.81 | 1.0428 | 0.75778 | 43.3975 | 1.9747 | -14.79 | 3.1648 | -1.1901 | -6.7005 | 3.2603 | 48.78 | 2.3724 | 0.88787 | 65.5714 | 3.345 | 46.22 | 2.583 | 0.76201 | 63.2738 | 0.0187 | 0.5449 | 0.31624 | 0.99443 | 19.7473 | 0.060966 | 0.03367 | 0.036927 | 0.060966 | 0.06255 | 0.91216 | 0.63223 | -0.27657 | 0.91216 | 0.86429 | 1.2262 | 0.81151 | -0.1253 | 1.2262 | 1.1832 | 0.0187 | 0.5449 | 0.31624 | 0.99443 | 19.7473 | 0.060966 | 0.03367 | 0.036927 | 0.060966 | 0.06255 | 0.91216 | 0.63223 | -0.27657 | 0.91216 | 0.86429 | 1.2262 | 0.81151 | -0.1253 | 1.2262 | 1.1832
63 | 0.24 | 0.19 | South/Central | NV | Las.Vegas-McCarran.Intl.AP.723860 | 3 | 1413386 | 30.0626 | 16.2092 | 53.1995 | 29.9182 | 23.2813 | 1033.14 | 3.2404 | 71.67 | 1.454 | 1.7864 | 89.4533 | 1.7806 | 56.7 | 0.12439 | 1.6563 | 67.2795 | 1.9548 | 8.1 | 2.2464 | -0.29158 | 17.1814 | 3.2404 | 71.67 | 1.454 | 1.7864 | 89.4533 | 3.3251 | 69.11 | 1.6646 | 1.6605 | 87.1557 | 0.0187 | 0.56216 | 0.3031 | 0.99481 | 19.3193 | 0.060593 | 0.033297 | 0.036554 | 0.060593 | 0.062177 | 1.3402 | 1.0603 | 0.15147 | 1.3402 | 1.2923 | 1.6727 | 1.2581 | 0.32128 | 1.6727 | 1.6298 | 0.0187 | 0.56216 | 0.3031 | 0.99481 | 19.3193 | 0.060593 | 0.033297 | 0.036554 | 0.060593 | 0.062177 | 1.3402 | 1.0603 | 0.15147 | 1.3402 | 1.2923 | 1.6727 | 1.2581 | 0.32128 | 1.6727 | 1.6298
64 | 0.24 | 0.17 | South/Central | NV | Las.Vegas-McCarran.Intl.AP.723860 | 3 | 1413386 | 30.5696 | 15.8574 | 53.2543 | 30.4227 | 22.8316 | 1022.05 | 3.1856 | 82.76 | 0.94949 | 2.2361 | 100.8344 | 1.7259 | 67.79 | -0.38014 | 2.106 | 78.6606 | 1.9 | 19.19 | 1.7419 | 0.15817 | 28.5625 | 3.1856 | 82.76 | 0.94949 | 2.2361 | 100.8344 | 3.2703 | 80.2 | 1.1601 | 2.1102 | 98.5369 | 0.0187 | 0.57164 | 0.29653 | 0.99583 | 19.1119 | 0.059569 | 0.032273 | 0.03553 | 0.059569 | 0.061153 | 1.5476 | 1.2676 | 0.35884 | 1.5476 | 1.4997 | 1.8856 | 1.4709 | 0.53411 | 1.8856 | 1.8426 | 0.0187 | 0.57164 | 0.29653 | 0.99583 | 19.1119 | 0.059569 | 0.032273 | 0.03553 | 0.059569 | 0.061153 | 1.5476 | 1.2676 | 0.35884 | 1.5476 | 1.4997 | 1.8856 | 1.4709 | 0.53411 | 1.8856 | 1.8426
65 | 0.22 | 0.47 | South/Central | NV | Las.Vegas-McCarran.Intl.AP.723860 | 3 | 1413386 | 25.5298 | 19.9399 | 53.495 | 25.4071 | 28.0879 | 1158.77 | 2.9449 | -53.96 | 5.9651 | -3.0202 | -43.4527 | 1.4851 | -68.93 | 4.6355 | -3.1503 | -65.6265 | 1.6593 | -117.53 | 6.7575 | -5.0982 | -115.7246 | 2.9449 | -53.96 | 5.9651 | -3.0202 | -43.4527 | 3.0295 | -56.52 | 6.1757 | -3.1461 | -45.7503 | 0.0187 | 0.4774 | 0.37287 | 1.0003 | 21.6685 | 0.055067 | 0.027771 | 0.031028 | 0.055067 | 0.056651 | -1.009 | -1.289 | -2.1978 | -1.009 | -1.0569 | -0.81255 | -1.2272 | -2.164 | -0.81255 | -0.85551 | 0.0187 | 0.4774 | 0.37287 | 1.0003 | 21.6685 | 0.055067 | 0.027771 | 0.031028 | 0.055067 | 0.056651 | -1.009 | -1.289 | -2.1978 | -1.009 | -1.0569 | -0.81255 | -1.2272 | -2.164 | -0.81255 | -0.85551
66 | 0.22 | 0.42 | South/Central | NV | Las.Vegas-McCarran.Intl.AP.723860 | 3 | 1413386 | 26.0713 | 19.2273 | 53.1035 | 25.946 | 27.1575 | 1131.79 | 3.3364 | -26.98 | 5.4262 | -2.0898 | -13.4484 | 1.8767 | -41.95 | 4.0966 | -2.2199 | -35.6222 | 2.0508 | -90.55 | 6.2186 | -4.1678 | -85.7203 | 3.3364 | -26.98 | 5.4262 | -2.0898 | -13.4484 | 3.4211 | -29.54 | 5.6368 | -2.2157 | -15.746 | 0.0187 | 0.48752 | 0.35954 | 0.99301 | 21.164 | 0.062389 | 0.035093 | 0.03835 | 0.062389 | 0.063973 | -0.50451 | -0.78445 | -1.6932 | -0.50451 | -0.55238 | -0.25148 | -0.66612 | -1.6029 | -0.25148 | -0.29444 | 0.0187 | 0.48752 | 0.35954 | 0.99301 | 21.164 | 0.062389 | 0.035093 | 0.03835 | 0.062389 | 0.063973 | -0.50451 | -0.78445 | -1.6932 | -0.50451 | -0.55238 | -0.25148 | -0.66612 | -1.6029 | -0.25148 | -0.29444
67 | 0.22 | 0.37 | South/Central | NV | Las.Vegas-McCarran.Intl.AP.723860 | 3 | 1413386 | 26.4223 | 18.9554 | 53.087 | 26.2953 | 26.7917 | 1122.28 | 3.3529 | -17.47 | 5.0769 | -1.724 | -3.41 | 1.8932 | -32.44 | 3.7473 | -1.8541 | -25.5838 | 2.0673 | -81.04 | 5.8693 | -3.802 | -75.6819 | 3.3529 | -17.47 | 5.0769 | -1.724 | -3.41 | 3.4376 | -20.03 | 5.2875 | -1.8499 | -5.7076 | 0.0187 | 0.49408 | 0.35446 | 0.9927 | 20.9861 | 0.062697 | 0.035401 | 0.038658 | 0.062697 | 0.064281 | -0.32668 | -0.60661 | -1.5154 | -0.32668 | -0.37455 | -0.063766 | -0.47841 | -1.4152 | -0.063766 | -0.10673 | 0.0187 | 0.49408 | 0.35446 | 0.9927 | 20.9861 | 0.062697 | 0.035401 | 0.038658 | 0.062697 | 0.064281 | -0.32668 | -0.60661 | -1.5154 | -0.32668 | -0.37455 | -0.063766 | -0.47841 | -1.4152 | -0.063766 | -0.10673
68 | 0.22 | 0.32 | South/Central | NV | Las.Vegas-McCarran.Intl.AP.723860 | 3 | 1413386 | 26.8942 | 18.4929 | 52.946 | 26.7649 | 26.181 | 1105.48 | 3.4939 | -0.67 | 4.6073 | -1.1133 | 14.8 | 2.0342 | -15.64 | 3.2776 | -1.2434 | -7.3739 | 2.2084 | -64.24 | 5.3996 | -3.1913 | -57.4719 | 3.4939 | -0.67 | 4.6073 | -1.1133 | 14.8 | 3.5786 | -3.23 | 4.8178 | -1.2392 | 12.5024 | 0.0187 | 0.50291 | 0.34581 | 0.99007 | 20.672 | 0.065335 | 0.038038 | 0.041295 | 0.065335 | 0.066918 | -0.012529 | -0.29246 | -1.2013 | -0.012529 | -0.0604 | 0.27675 | -0.13789 | -1.0747 | 0.27675 | 0.23379 | 0.0187 | 0.50291 | 0.34581 | 0.99007 | 20.672 | 0.065335 | 0.038038 | 0.041295 | 0.065335 | 0.066918 | -0.012529 | -0.29246 | -1.2013 | -0.012529 | -0.0604 | 0.27675 | -0.13789 | -1.0747 | 0.27675 | 0.23379
69 | 0.22 | 0.27 | South/Central | NV | Las.Vegas-McCarran.Intl.AP.723860 | 3 | 1413386 | 27.7618 | 17.6042 | 52.6599 | 27.6284 | 25.0315 | 1073.72 | 3.78 | 31.09 | 3.7438 | 0.036164 | 49.3414 | 2.3203 | 16.12 | 2.4142 | -0.09393 | 27.1676 | 2.4945 | -32.48 | 4.5362 | -2.0418 | -22.9305 | 3.78 | 31.09 | 3.7438 | 0.036164 | 49.3414 | 3.8647 | 28.53 | 3.9544 | -0.089703 | 47.0439 | 0.0187 | 0.51913 | 0.32919 | 0.98472 | 20.0781 | 0.070684 | 0.043388 | 0.046645 | 0.070684 | 0.072268 | 0.58137 | 0.30144 | -0.60736 | 0.58137 | 0.5335 | 0.92266 | 0.50802 | -0.42879 | 0.92266 | 0.8797 | 0.0187 | 0.51913 | 0.32919 | 0.98472 | 20.0781 | 0.070684 | 0.043388 | 0.046645 | 0.070684 | 0.072268 | 0.58137 | 0.30144 | -0.60736 | 0.58137 | 0.5335 | 0.92266 | 0.50802 | -0.42879 | 0.92266 | 0.8797
70 | 0.22 | 0.23 | South/Central | NV | Las.Vegas-McCarran.Intl.AP.723860 | 3 | 1413386 | 28.5691 | 16.8921 | 52.5493 | 28.4317 | 24.1175 | 1049.4 | 3.8906 | 55.41 | 2.9405 | 0.95011 | 75.3084 | 2.4308 | 40.44 | 1.6108 | 0.82001 | 53.1345 | 2.605 | -8.16 | 3.7328 | -1.1278 | 3.0365 | 3.8906 | 55.41 | 2.9405 | 0.95011 | 75.3084 | 3.9753 | 52.85 | 3.151 | 0.82424 | 73.0108 | 0.0187 | 0.53423 | 0.31587 | 0.98265 | 19.6233 | 0.072752 | 0.045456 | 0.048713 | 0.072752 | 0.074336 | 1.0361 | 0.75621 | -0.15259 | 1.0361 | 0.98827 | 1.4082 | 0.99359 | 0.056781 | 1.4082 | 1.3653 | 0.0187 | 0.53423 | 0.31587 | 0.98265 | 19.6233 | 0.072752 | 0.045456 | 0.048713 | 0.072752 | 0.074336 | 1.0361 | 0.75621 | -0.15259 | 1.0361 | 0.98827 | 1.4082 | 0.99359 | 0.056781 | 1.4082 | 1.3653
71 | 0.22 | 0.19 | South/Central | NV | Las.Vegas-McCarran.Intl.AP.723860 | 3 | 1413386 | 29.4919 | 16.1891 | 52.5687 | 29.3501 | 23.2186 | 1026.5 | 3.8711 | 78.31 | 2.0221 | 1.8491 | 99.2094 | 2.4114 | 63.34 | 0.69243 | 1.719 | 77.0355 | 2.5856 | 14.74 | 2.8144 | -0.22886 | 26.9375 | 3.8711 | 78.31 | 2.0221 | 1.8491 | 99.2094 | 3.9558 | 75.75 | 2.2326 | 1.7232 | 96.9118 | 0.0187 | 0.55149 | 0.30273 | 0.98301 | 19.1951 | 0.072388 | 0.045092 | 0.048349 | 0.072388 | 0.073972 | 1.4644 | 1.1844 | 0.27563 | 1.4644 | 1.4165 | 1.8552 | 1.4405 | 0.50372 | 1.8552 | 1.8122 | 0.0187 | 0.55149 | 0.30273 | 0.98301 | 19.1951 | 0.072388 | 0.045092 | 0.048349 | 0.072388 | 0.073972 | 1.4644 | 1.1844 | 0.27563 | 1.4644 | 1.4165 | 1.8552 | 1.4405 | 0.50372 | 1.8552 | 1.8122
72 | 0.22 | 0.17 | South/Central | NV | Las.Vegas-McCarran.Intl.AP.723860 | 3 | 1413386 | 29.9889 | 15.8327 | 52.6092 | 29.8447 | 22.7645 | 1015.18 | 3.8306 | 89.63 | 1.5275 | 2.3031 | 110.889 | 2.3709 | 74.66 | 0.19785 | 2.173 | 88.7152 | 2.5451 | 26.06 | 2.3199 | 0.2252 | 38.6171 | 3.8306 | 89.63 | 1.5275 | 2.3031 | 110.889 | 3.9153 | 87.07 | 1.738 | 2.1773 | 108.5915 | 0.0187 | 0.56078 | 0.29606 | 0.98377 | 18.9834 | 0.071631 | 0.044335 | 0.047591 | 0.071631 | 0.073214 | 1.676 | 1.3961 | 0.48731 | 1.676 | 1.6282 | 2.0736 | 1.6589 | 0.72212 | 2.0736 | 2.0306 | 0.0187 | 0.56078 | 0.29606 | 0.98377 | 18.9834 | 0.071631 | 0.044335 | 0.047591 | 0.071631 | 0.073214 | 1.676 | 1.3961 | 0.48731 | 1.676 | 1.6282 | 2.0736 | 1.6589 | 0.72212 | 2.0736 | 2.0306
73 | 0.2 | 0.47 | South/Central | NV | Las.Vegas-McCarran.Intl.AP.723860 | 3 | 1413386 | 25.0044 | 19.9502 | 52.9552 | 24.8841 | 28.0711 | 1154.01 | 3.4847 | -49.2 | 6.4881 | -3.0034 | -36.0939 | 2.0249 | -64.17 | 5.1585 | -3.1335 | -58.2678 | 2.1991 | -112.77 | 7.2805 | -5.0814 | -108.3658 | 3.4847 | -49.2 | 6.4881 | -3.0034 | -36.0939 | 3.5693 | -51.76 | 6.6987 | -3.1293 | -38.3915 | 0.0187 | 0.46757 | 0.37306 | 0.99024 | 21.5795 | 0.065161 | 0.037865 | 0.041122 | 0.065161 | 0.066745 | -0.92002 | -1.2 | -2.1087 | -0.92002 | -0.96789 | -0.67494 | -1.0896 | -2.0264 | -0.67494 | -0.7179 | 0.0187 | 0.46757 | 0.37306 | 0.99024 | 21.5795 | 0.065161 | 0.037865 | 0.041122 | 0.065161 | 0.066745 | -0.92002 | -1.2 | -2.1087 | -0.92002 | -0.96789 | -0.67494 | -1.0896 | -2.0264 | -0.67494 | -0.7179
74 | 0.2 | 0.42 | South/Central | NV | Las.Vegas-McCarran.Intl.AP.723860 | 3 | 1413386 | 25.5362 | 19.2276 | 52.5387 | 25.4134 | 27.1253 | 1126.44 | 3.9011 | -21.63 | 5.9588 | -2.0577 | -5.3579 | 2.4414 | -36.6 | 4.6292 | -2.1878 | -27.5317 | 2.6156 | -85.2 | 6.7512 | -4.1356 | -77.6298 | 3.9011 | -21.63 | 5.9588 | -2.0577 | -5.3579 | 3.9858 | -24.19 | 6.1694 | -2.1835 | -7.6555 | 0.0187 | 0.47752 | 0.35955 | 0.98245 | 21.0639 | 0.072949 | 0.045653 | 0.04891 | 0.072949 | 0.074533 | -0.40447 | -0.6844 | -1.5932 | -0.40447 | -0.45234 | -0.10019 | -0.51483 | -1.4516 | -0.10019 | -0.14315 | 0.0187 | 0.47752 | 0.35955 | 0.98245 | 21.0639 | 0.072949 | 0.045653 | 0.04891 | 0.072949 | 0.074533 | -0.40447 | -0.6844 | -1.5932 | -0.40447 | -0.45234 | -0.10019 | -0.51483 | -1.4516 | -0.10019 | -0.14315
75 | 0.2 | 0.37 | South/Central | NV | Las.Vegas-McCarran.Intl.AP.723860 | 3 | 1413386 | 25.8716 | 18.9555 | 52.5063 | 25.7471 | 26.7591 | 1116.79 | 3.9336 | -11.98 | 5.6251 | -1.6915 | 4.8947 | 2.4739 | -26.95 | 4.2954 | -1.8216 | -17.2792 | 2.648 | -75.55 | 6.4174 | -3.7694 | -67.3772 | 3.9336 | -11.98 | 5.6251 | -1.6915 | 4.8947 | 4.0183 | -14.54 | 5.8356 | -1.8174 | 2.5971 | 0.0187 | 0.48379 | 0.35446 | 0.98184 | 20.8835 | 0.073556 | 0.04626 | 0.049517 | 0.073556 | 0.07514 | -0.22402 | -0.50395 | -1.4128 | -0.22402 | -0.27189 | 0.091528 | -0.32311 | -1.2599 | 0.091528 | 0.048565 | 0.0187 | 0.48379 | 0.35446 | 0.98184 | 20.8835 | 0.073556 | 0.04626 | 0.049517 | 0.073556 | 0.07514 | -0.22402 | -0.50395 | -1.4128 | -0.22402 | -0.27189 | 0.091528 | -0.32311 | -1.2599 | 0.091528 | 0.048565
76 | 0.2 | 0.32 | South/Central | NV | Las.Vegas-McCarran.Intl.AP.723860 | 3 | 1413386 | 26.3339 | 18.4929 | 52.351 | 26.2072 | 26.1437 | 1099.76 | 4.0889 | 5.05 | 5.165 | -1.0761 | 23.4153 | 2.6292 | -9.92 | 3.8353 | -1.2062 | 1.2415 | 2.8034 | -58.52 | 5.9573 | -3.154 | -48.8566 | 4.0889 | 5.05 | 5.165 | -1.0761 | 23.4153 | 4.1736 | 2.49 | 5.3755 | -1.2019 | 21.1177 | 0.0187 | 0.49243 | 0.34581 | 0.97894 | 20.565 | 0.076461 | 0.049165 | 0.052421 | 0.076461 | 0.078044 | 0.094433 | -0.1855 | -1.0943 | 0.094433 | 0.046562 | 0.43786 | 0.023215 | -0.9136 | 0.43786 | 0.39489 | 0.0187 | 0.49243 | 0.34581 | 0.97894 | 20.565 | 0.076461 | 0.049165 | 0.052421 | 0.076461 | 0.078044 | 0.094433 | -0.1855 | -1.0943 | 0.094433 | 0.046562 | 0.43786 | 0.023215 | -0.9136 | 0.43786 | 0.39489
77 | 0.2 | 0.27 | South/Central | NV | Las.Vegas-McCarran.Intl.AP.723860 | 3 | 1413386 | 27.1964 | 17.5946 | 52.0495 | 27.0656 | 24.9839 | 1067.62 | 4.3903 | 37.19 | 4.3066 | 0.083713 | 58.4284 | 2.9306 | 22.22 | 2.977 | -0.046381 | 36.2546 | 3.1048 | -26.38 | 5.099 | -1.9942 | -13.8434 | 4.3903 | 37.19 | 4.3066 | 0.083713 | 58.4284 | 4.475 | 34.63 | 4.5172 | -0.042154 | 56.1309 | 0.0187 | 0.50856 | 0.32901 | 0.9733 | 19.964 | 0.082097 | 0.054801 | 0.058058 | 0.082097 | 0.083681 | 0.69544 | 0.4155 | -0.49329 | 0.69544 | 0.64757 | 1.0926 | 0.67795 | -0.25887 | 1.0926 | 1.0496 | 0.0187 | 0.50856 | 0.32901 | 0.9733 | 19.964 | 0.082097 | 0.054801 | 0.058058 | 0.082097 | 0.083681 | 0.69544 | 0.4155 | -0.49329 | 0.69544 | 0.64757 | 1.0926 | 0.67795 | -0.25887 | 1.0926 | 1.0496
78 | 0.2 | 0.23 | South/Central | NV | Las.Vegas-McCarran.Intl.AP.723860 | 3 | 1413386 | 27.9937 | 16.8774 | 51.9192 | 27.859 | 24.0602 | 1042.89 | 4.5207 | 61.92 | 3.5132 | 1.0075 | 84.9132 | 3.0609 | 46.95 | 2.1835 | 0.87741 | 62.7394 | 3.2351 | -1.65 | 4.3055 | -1.0704 | 12.6413 | 4.5207 | 61.92 | 3.5132 | 1.0075 | 84.9132 | 4.6054 | 59.36 | 3.7237 | 0.88163 | 82.6156 | 0.0187 | 0.52347 | 0.3156 | 0.97087 | 19.5016 | 0.084534 | 0.057238 | 0.060495 | 0.084534 | 0.086118 | 1.1579 | 0.87794 | -0.030854 | 1.1579 | 1.11 | 1.5878 | 1.1732 | 0.23639 | 1.5878 | 1.5449 | 0.0187 | 0.52347 | 0.3156 | 0.97087 | 19.5016 | 0.084534 | 0.057238 | 0.060495 | 0.084534 | 0.086118 | 1.1579 | 0.87794 | -0.030854 | 1.1579 | 1.11 | 1.5878 | 1.1732 | 0.23639 | 1.5878 | 1.5449
79 | 0.2 | 0.19 | South/Central | NV | Las.Vegas-McCarran.Intl.AP.723860 | 3 | 1413386 | 28.907 | 16.1595 | 51.9142 | 28.7679 | 23.1463 | 1019.42 | 4.5256 | 85.39 | 2.6043 | 1.9213 | 109.5261 | 3.0659 | 70.42 | 1.2747 | 1.7912 | 87.3523 | 3.2401 | 21.82 | 3.3967 | -0.1566 | 37.2542 | 4.5256 | 85.39 | 2.6043 | 1.9213 | 109.5261 | 4.6103 | 82.83 | 2.8149 | 1.7955 | 107.2286 | 0.0187 | 0.54055 | 0.30218 | 0.97077 | 19.0627 | 0.084628 | 0.057331 | 0.060588 | 0.084628 | 0.086211 | 1.5968 | 1.3168 | 0.40802 | 1.5968 | 1.5489 | 2.0481 | 1.6334 | 0.69664 | 2.0481 | 2.0051 | 0.0187 | 0.54055 | 0.30218 | 0.97077 | 19.0627 | 0.084628 | 0.057331 | 0.060588 | 0.084628 | 0.086211 | 1.5968 | 1.3168 | 0.40802 | 1.5968 | 1.5489 | 2.0481 | 1.6334 | 0.69664 | 2.0481 | 2.0051
80 | 0.2 | 0.17 | South/Central | NV | Las.Vegas-McCarran.Intl.AP.723860 | 3 | 1413386 | 29.4131 | 15.8031 | 51.9639 | 29.2716 | 22.6922 | 1008.18 | 4.476 | 96.63 | 2.1006 | 2.3754 | 121.0897 | 3.0163 | 81.66 | 0.77095 | 2.2453 | 98.9159 | 3.1905 | 33.06 | 2.893 | 0.2975 | 48.8179 | 4.476 | 96.63 | 2.1006 | 2.3754 | 121.0897 | 4.5607 | 94.07 | 2.3111 | 2.2496 | 118.7922 | 0.0187 | 0.55001 | 0.29551 | 0.9717 | 18.8525 | 0.083699 | 0.056403 | 0.05966 | 0.083699 | 0.085283 | 1.8069 | 1.527 | 0.61821 | 1.8069 | 1.7591 | 2.2643 | 1.8497 | 0.91287 | 2.2643 | 2.2214 | 0.0187 | 0.55001 | 0.29551 | 0.9717 | 18.8525 | 0.083699 | 0.056403 | 0.05966 | 0.083699 | 0.085283 | 1.8069 | 1.527 | 0.61821 | 1.8069 | 1.7591 | 2.2643 | 1.8497 | 0.91287 | 2.2643 | 2.2214
81 | 0.35 | 0.2 | South/Central | NV | Las.Vegas-McCarran.Intl.AP.723860 | 3 | 1413386 | 32.8977 | 16.5035 | 56.5693 | 32.7401 | 23.8292 | 1074.04 | -0.12944 | 30.77 | -1.3679 | 1.2385 | 31.6147 | -1.5892 | 15.8 | -2.6976 | 1.1084 | 9.4409 | -1.415 | -32.8 | -0.57556 | -0.83943 | -40.6572 | -0.12944 | 30.77 | -1.3679 | 1.2385 | 31.6147 | -0.044747 | 28.21 | -1.1574 | 1.1126 | 29.3172 | 0.0187 | 0.61517 | 0.30861 | 1.0578 | 20.0841 | -0.0024205 | -0.029717 | -0.02646 | -0.0024205 | -0.00083676 | 0.57539 | 0.29545 | -0.61335 | 0.57539 | 0.52751 | 0.59118 | 0.17654 | -0.76027 | 0.59118 | 0.54822 | 0.0187 | 0.61517 | 0.30861 | 1.0578 | 20.0841 | -0.0024205 | -0.029717 | -0.02646 | -0.0024205 | -0.00083676 | 0.57539 | 0.29545 | -0.61335 | 0.57539 | 0.52751 | 0.59118 | 0.17654 | -0.76027 | 0.59118 | 0.54822
82 | 0.35 | 0.25 | South/Central | NV | Las.Vegas-McCarran.Intl.AP.723860 | 3 | 1413386 | 31.7347 | 17.3717 | 56.5246 | 31.5828 | 24.9418 | 1102.25 | -0.084694 | 2.56 | -0.21056 | 0.12587 | 2.2975 | -1.5444 | -12.41 | -1.5402 | -0.0042268 | -19.8763 | -1.3702 | -61.01 | 0.58182 | -1.9521 | -69.9744 | -0.084694 | 2.56 | -0.21056 | 0.12587 | 2.2975 | 0 | 0 | 0 | 0 | 0 | 0.0187 | 0.59343 | 0.32484 | 1.057 | 20.6116 | -0.0015837 | -0.02888 | -0.025623 | -0.0015837 | 0 | 0.047871 | -0.23206 | -1.1409 | 0.047871 | 0 | 0.042963 | -0.37168 | -1.3085 | 0.042963 | 0 | 0.0187 | 0.59343 | 0.32484 | 1.057 | 20.6116 | -0.0015837 | -0.02888 | -0.025623 | -0.0015837 | 0 | 0.047871 | -0.23206 | -1.1409 | 0.047871 | 0 | 0.042963 | -0.37168 | -1.3085 | 0.042963 | 0
83 | 0.35 | 0.3 | South/Central | NV | Las.Vegas-McCarran.Intl.AP.723860 | 3 | 1413386 | 31.5232 | 17.4382 | 56.4399 | 31.3722 | 25.0677 | 1104.81 | 0 | 0 | 0 | 0 | 0 | -1.4597 | -14.97 | -1.3296 | -0.13009 | -22.1738 | -1.2856 | -63.57 | 0.79238 | -2.0779 | -72.2719 | 0 | 0 | 0 | 0 | 0 | 0.084694 | -2.56 | 0.21056 | -0.12587 | -2.2975 | 0.0187 | 0.58947 | 0.32609 | 1.0554 | 20.6595 | 0 | -0.027296 | -0.024039 | 0 | 0.0015837 | 0 | -0.27993 | -1.1887 | 0 | -0.047871 | 0 | -0.41464 | -1.3515 | 0 | -0.042963 | 0.0187 | 0.58947 | 0.32609 | 1.0554 | 20.6595 | 0 | -0.027296 | -0.024039 | 0 | 0.0015837 | 0 | -0.27993 | -1.1887 | 0 | -0.047871 | 0 | -0.41464 | -1.3515 | 0 | -0.042963
84 | 0.35 | 0.35 | South/Central | NV | Las.Vegas-McCarran.Intl.AP.723860 | 3 | 1413386 | 30.5361 | 18.2265 | 56.4668 | 30.3899 | 26.0769 | 1130.93 | -0.026929 | -26.12 | 0.98231 | -1.0092 | -27.457 | -1.4867 | -41.09 | -0.34731 | -1.1393 | -49.6308 | -1.3125 | -89.69 | 1.7747 | -3.0872 | -99.7289 | -0.026929 | -26.12 | 0.98231 | -1.0092 | -27.457 | 0.057765 | -28.68 | 1.1929 | -1.1351 | -29.7545 | 0.0187 | 0.57101 | 0.34083 | 1.0559 | 21.1479 | -0.00050356 | -0.0278 | -0.024543 | -0.00050356 | 0.0010802 | -0.48843 | -0.76836 | -1.6772 | -0.48843 | -0.5363 | -0.51343 | -0.92807 | -1.8649 | -0.51343 | -0.5564 | 0.0187 | 0.57101 | 0.34083 | 1.0559 | 21.1479 | -0.00050356 | -0.0278 | -0.024543 | -0.00050356 | 0.0010802 | -0.48843 | -0.76836 | -1.6772 | -0.48843 | -0.5363 | -0.51343 | -0.92807 | -1.8649 | -0.51343 | -0.5564
85 | 0.35 | 0.4 | South/Central | NV | Las.Vegas-McCarran.Intl.AP.723860 | 3 | 1413386 | 29.6789 | 19.019 | 56.6325 | 29.5368 | 27.0957 | 1158.41 | -0.19261 | -53.6 | 1.8354 | -2.028 | -56.945 | -1.6523 | -68.57 | 0.50577 | -2.1581 | -79.1188 | -1.4782 | -117.17 | 2.6278 | -4.1059 | -129.2169 | -0.19261 | -53.6 | 1.8354 | -2.028 | -56.945 | -0.10791 | -56.16 | 2.046 | -2.1539 | -59.2425 | 0.0187 | 0.55498 | 0.35565 | 1.059 | 21.6617 | -0.0036016 | -0.030898 | -0.027641 | -0.0036016 | -0.0020179 | -1.0023 | -1.2822 | -2.191 | -1.0023 | -1.0502 | -1.0648 | -1.4795 | -2.4163 | -1.0648 | -1.1078 | 0.0187 | 0.55498 | 0.35565 | 1.059 | 21.6617 | -0.0036016 | -0.030898 | -0.027641 | -0.0036016 | -0.0020179 | -1.0023 | -1.2822 | -2.191 | -1.0023 | -1.0502 | -1.0648 | -1.4795 | -2.4163 | -1.0648 | -1.1078
86 | 0.33 | 0.2 | South/Central | NV | Las.Vegas-McCarran.Intl.AP.723860 | 3 | 1413386 | 32.358 | 16.4792 | 55.9748 | 32.2029 | 23.7719 | 1067.84 | 0.46502 | 36.97 | -0.83073 | 1.2958 | 40.7599 | -0.9947 | 22 | -2.1604 | 1.1657 | 18.5861 | -0.82053 | -26.6 | -0.038356 | -0.78217 | -31.512 | 0.46502 | 36.97 | -0.83073 | 1.2958 | 40.7599 | 0.54972 | 34.41 | -0.62017 | 1.1699 | 38.4623 | 0.0187 | 0.60508 | 0.30815 | 1.0467 | 19.9681 | 0.0086958 | -0.0186 | -0.015344 | 0.0086958 | 0.010279 | 0.69132 | 0.41139 | -0.49741 | 0.69132 | 0.64345 | 0.76219 | 0.34755 | -0.58926 | 0.76219 | 0.71923 | 0.0187 | 0.60508 | 0.30815 | 1.0467 | 19.9681 | 0.0086958 | -0.0186 | -0.015344 | 0.0086958 | 0.010279 | 0.69132 | 0.41139 | -0.49741 | 0.69132 | 0.64345 | 0.76219 | 0.34755 | -0.58926 | 0.76219 | 0.71923
87 | 0.33 | 0.25 | South/Central | NV | Las.Vegas-McCarran.Intl.AP.723860 | 3 | 1413386 | 31.1997 | 17.3464 | 55.9299 | 31.0502 | 24.8797 | 1095.91 | 0.50996 | 8.9 | 0.32199 | 0.18798 | 11.5755 | -0.94976 | -6.07 | -1.0076 | 0.057885 | -10.5983 | -0.77559 | -54.67 | 1.1144 | -1.89 | -60.6964 | 0.50996 | 8.9 | 0.32199 | 0.18798 | 11.5755 | 0.59466 | 6.34 | 0.53255 | 0.062112 | 9.278 | 0.0187 | 0.58342 | 0.32437 | 1.0459 | 20.493 | 0.0095361 | -0.01776 | -0.014503 | 0.0095361 | 0.01112 | 0.16643 | -0.11351 | -1.0223 | 0.16643 | 0.11856 | 0.21646 | -0.19818 | -1.135 | 0.21646 | 0.17349 | 0.0187 | 0.58342 | 0.32437 | 1.0459 | 20.493 | 0.0095361 | -0.01776 | -0.014503 | 0.0095361 | 0.01112 | 0.16643 | -0.11351 | -1.0223 | 0.16643 | 0.11856 | 0.21646 | -0.19818 | -1.135 | 0.21646 | 0.17349
88 | 0.33 | 0.3 | South/Central | NV | Las.Vegas-McCarran.Intl.AP.723860 | 3 | 1413386 | 30.9882 | 17.4239 | 55.8606 | 30.8397 | 25.0209 | 1099 | 0.57927 | 5.81 | 0.53255 | 0.046722 | 8.6676 | -0.88045 | -9.16 | -0.79708 | -0.083372 | -13.5062 | -0.70628 | -57.76 | 1.3249 | -2.0312 | -63.6043 | 0.57927 | 5.81 | 0.53255 | 0.046722 | 8.6676 | 0.66396 | 3.25 | 0.74311 | -0.079146 | 6.3701 | 0.0187 | 0.57947 | 0.32582 | 1.0446 | 20.5508 | 0.010832 | -0.016464 | -0.013207 | 0.010832 | 0.012416 | 0.10864 | -0.17129 | -1.0801 | 0.10864 | 0.060774 | 0.16208 | -0.25256 | -1.1894 | 0.16208 | 0.11912 | 0.0187 | 0.57947 | 0.32582 | 1.0446 | 20.5508 | 0.010832 | -0.016464 | -0.013207 | 0.010832 | 0.012416 | 0.10864 | -0.17129 | -1.0801 | 0.10864 | 0.060774 | 0.16208 | -0.25256 | -1.1894 | 0.16208 | 0.11912
89 | 0.33 | 0.35 | South/Central | NV | Las.Vegas-McCarran.Intl.AP.723860 | 3 | 1413386 | 30.0154 | 18.2169 | 55.9068 | 29.8715 | 26.0353 | 1125.4 | 0.53302 | -20.59 | 1.5007 | -0.96764 | -19.174 | -0.9267 | -35.56 | 0.17103 | -1.0977 | -41.3478 | -0.75253 | -84.16 | 2.293 | -3.0456 | -91.4459 | 0.53302 | -20.59 | 1.5007 | -0.96764 | -19.174 | 0.61771 | -23.15 | 1.7112 | -1.0935 | -21.4715 | 0.0187 | 0.56127 | 0.34065 | 1.0454 | 21.0445 | 0.0099672 | -0.017329 | -0.014072 | 0.0099672 | 0.011551 | -0.38502 | -0.66496 | -1.5738 | -0.38502 | -0.43289 | -0.35854 | -0.77319 | -1.71 | -0.35854 | -0.40151 | 0.0187 | 0.56127 | 0.34065 | 1.0454 | 21.0445 | 0.0099672 | -0.017329 | -0.014072 | 0.0099672 | 0.011551 | -0.38502 | -0.66496 | -1.5738 | -0.38502 | -0.43289 | -0.35854 | -0.77319 | -1.71 | -0.35854 | -0.40151
90 | 0.33 | 0.4 | South/Central | NV | Las.Vegas-McCarran.Intl.AP.723860 | 3 | 1413386 | 29.1635 | 19.0094 | 56.0779 | 29.0237 | 27.0541 | 1152.92 | 0.36197 | -48.11 | 2.3485 | -1.9865 | -48.7332 | -1.0978 | -63.08 | 1.0188 | -2.1166 | -70.907 | -0.92358 | -111.68 | 3.1408 | -4.0644 | -121.0051 | 0.36197 | -48.11 | 2.3485 | -1.9865 | -48.7332 | 0.44666 | -50.67 | 2.559 | -2.1124 | -51.0308 | 0.0187 | 0.54534 | 0.35547 | 1.0486 | 21.5591 | 0.0067687 | -0.020527 | -0.017271 | 0.0067687 | 0.0083524 | -0.89964 | -1.1796 | -2.0884 | -0.89964 | -0.94751 | -0.91129 | -1.3259 | -2.2627 | -0.91129 | -0.95425 | 0.0187 | 0.54534 | 0.35547 | 1.0486 | 21.5591 | 0.0067687 | -0.020527 | -0.017271 | 0.0067687 | 0.0083524 | -0.89964 | -1.1796 | -2.0884 | -0.89964 | -0.94751 | -0.91129 | -1.3259 | -2.2627 | -0.91129 | -0.95425
91 | 0.3 | 0.2 | South/Central | NV | Las.Vegas-McCarran.Intl.AP.723860 | 3 | 1413386 | 31.5376 | 16.4392 | 55.0549 | 31.3864 | 23.6685 | 1057.86 | 1.385 | 46.95 | -0.014164 | 1.3991 | 55.3088 | -0.074753 | 31.98 | -1.3438 | 1.269 | 33.135 | 0.099416 | -16.62 | 0.77821 | -0.6788 | -16.9631 | 1.385 | 46.95 | -0.014164 | 1.3991 | 55.3088 | 1.4697 | 44.39 | 0.1964 | 1.2733 | 53.0112 | 0.0187 | 0.58974 | 0.30741 | 1.0295 | 19.7815 | 0.025898 | -0.0013978 | 0.001859 | 0.025898 | 0.027482 | 0.87794 | 0.59801 | -0.31079 | 0.87794 | 0.83007 | 1.0342 | 0.61961 | -0.3172 | 1.0342 | 0.99129 | 0.0187 | 0.58974 | 0.30741 | 1.0295 | 19.7815 | 0.025898 | -0.0013978 | 0.001859 | 0.025898 | 0.027482 | 0.87794 | 0.59801 | -0.31079 | 0.87794 | 0.83007 | 1.0342 | 0.61961 | -0.3172 | 1.0342 | 0.99129
92 | 0.3 | 0.25 | South/Central | NV | Las.Vegas-McCarran.Intl.AP.723860 | 3 | 1413386 | 30.3942 | 17.3178 | 55.0405 | 30.2485 | 24.7921 | 1086.58 | 1.3993 | 18.23 | 1.1237 | 0.27559 | 25.3095 | -0.060404 | 3.26 | -0.2059 | 0.1455 | 3.1357 | 0.11376 | -45.34 | 1.9161 | -1.8023 | -46.9623 | 1.3993 | 18.23 | 1.1237 | 0.27559 | 25.3095 | 1.484 | 15.67 | 1.3343 | 0.14973 | 23.012 | 0.0187 | 0.56836 | 0.32384 | 1.0292 | 20.3186 | 0.026167 | -0.0011295 | 0.0021273 | 0.026167 | 0.02775 | 0.34089 | 0.060961 | -0.84784 | 0.34089 | 0.29302 | 0.47328 | 0.058637 | -0.87817 | 0.47328 | 0.43031 | 0.0187 | 0.56836 | 0.32384 | 1.0292 | 20.3186 | 0.026167 | -0.0011295 | 0.0021273 | 0.026167 | 0.02775 | 0.34089 | 0.060961 | -0.84784 | 0.34089 | 0.29302 | 0.47328 | 0.058637 | -0.87817 | 0.47328 | 0.43031
93 | 0.3 | 0.3 | South/Central | NV | Las.Vegas-McCarran.Intl.AP.723860 | 3 | 1413386 | 30.1873 | 17.3943 | 54.9801 | 30.0426 | 24.9376 | 1089.84 | 1.4597 | 14.97 | 1.3296 | 0.13009 | 22.1738 | 0 | 0 | 0 | 0 | 0 | 0.17417 | -48.6 | 2.122 | -1.9478 | -50.0981 | 1.4597 | 14.97 | 1.3296 | 0.13009 | 22.1738 | 1.5444 | 12.41 | 1.5402 | 0.0042268 | 19.8763 | 0.0187 | 0.56449 | 0.32527 | 1.0281 | 20.3795 | 0.027296 | 0 | 0.0032569 | 0.027296 | 0.02888 | 0.27993 | 0 | -0.9088 | 0.27993 | 0.23206 | 0.41464 | 0 | -0.93681 | 0.41464 | 0.37168 | 0.0187 | 0.56449 | 0.32527 | 1.0281 | 20.3795 | 0.027296 | 0 | 0.0032569 | 0.027296 | 0.02888 | 0.27993 | 0 | -0.9088 | 0.27993 | 0.23206 | 0.41464 | 0 | -0.93681 | 0.41464 | 0.37168
94 | 0.3 | 0.35 | South/Central | NV | Las.Vegas-McCarran.Intl.AP.723860 | 3 | 1413386 | 29.2303 | 18.2026 | 55.0574 | 29.0901 | 25.9673 | 1116.88 | 1.3824 | -12.07 | 2.2821 | -0.8997 | -6.4796 | -0.077297 | -27.04 | 0.95249 | -1.0298 | -28.6534 | 0.096871 | -75.64 | 3.0745 | -2.9776 | -78.7515 | 1.3824 | -12.07 | 2.2821 | -0.8997 | -6.4796 | 1.4671 | -14.63 | 2.4927 | -1.0256 | -8.7771 | 0.0187 | 0.54659 | 0.34038 | 1.0295 | 20.8852 | 0.025851 | -0.0014454 | 0.0018114 | 0.025851 | 0.027434 | -0.2257 | -0.50564 | -1.4144 | -0.2257 | -0.27357 | -0.12117 | -0.53581 | -1.4726 | -0.12117 | -0.16413 | 0.0187 | 0.54659 | 0.34038 | 1.0295 | 20.8852 | 0.025851 | -0.0014454 | 0.0018114 | 0.025851 | 0.027434 | -0.2257 | -0.50564 | -1.4144 | -0.2257 | -0.27357 | -0.12117 | -0.53581 | -1.4726 | -0.12117 | -0.16413
95 | 0.3 | 0.4 | South/Central | NV | Las.Vegas-McCarran.Intl.AP.723860 | 3 | 1413386 | 28.3835 | 19.0051 | 55.2488 | 28.2473 | 27.0015 | 1144.95 | 1.191 | -40.14 | 3.1249 | -1.9338 | -36.7103 | -0.2687 | -55.11 | 1.7952 | -2.0639 | -58.8841 | -0.094532 | -103.71 | 3.9172 | -4.0118 | -108.9822 | 1.191 | -40.14 | 3.1249 | -1.9338 | -36.7103 | 1.2757 | -42.7 | 3.3354 | -2.0597 | -39.0079 | 0.0187 | 0.53076 | 0.35539 | 1.0331 | 21.4101 | 0.022272 | -0.0050246 | -0.0017677 | 0.022272 | 0.023855 | -0.7506 | -1.0305 | -1.9393 | -0.7506 | -0.79847 | -0.68647 | -1.1011 | -2.0379 | -0.68647 | -0.72943 | 0.0187 | 0.53076 | 0.35539 | 1.0331 | 21.4101 | 0.022272 | -0.0050246 | -0.0017677 | 0.022272 | 0.023855 | -0.7506 | -1.0305 | -1.9393 | -0.7506 | -0.79847 | -0.68647 | -1.1011 | -2.0379 | -0.68647 | -0.72943
96 | 0.28 | 0.2 | South/Central | NV | Las.Vegas-McCarran.Intl.AP.723860 | 3 | 1413386 | 30.9722 | 16.4192 | 54.4391 | 30.8236 | 23.6155 | 1051.6 | 2.0008 | 53.21 | 0.5486 | 1.4522 | 64.614 | 0.54106 | 38.24 | -0.78103 | 1.3221 | 42.4401 | 0.71523 | -10.36 | 1.341 | -0.62575 | -7.6579 | 2.0008 | 53.21 | 0.5486 | 1.4522 | 64.614 | 2.0855 | 50.65 | 0.75916 | 1.3263 | 62.3164 | 0.0187 | 0.57917 | 0.30703 | 1.018 | 19.6644 | 0.037414 | 0.010118 | 0.013374 | 0.037414 | 0.038997 | 0.995 | 0.71507 | -0.19373 | 0.995 | 0.94713 | 1.2083 | 0.79361 | -0.1432 | 1.2083 | 1.1653 | 0.0187 | 0.57917 | 0.30703 | 1.018 | 19.6644 | 0.037414 | 0.010118 | 0.013374 | 0.037414 | 0.038997 | 0.995 | 0.71507 | -0.19373 | 0.995 | 0.94713 | 1.2083 | 0.79361 | -0.1432 | 1.2083 | 1.1653
97 | 0.28 | 0.25 | South/Central | NV | Las.Vegas-McCarran.Intl.AP.723860 | 3 | 1413386 | 29.8435 | 17.2978 | 54.4394 | 29.7003 | 24.7391 | 1080.43 | 2.0004 | 24.38 | 1.6719 | 0.32856 | 34.4246 | 0.54072 | 9.41 | 0.34226 | 0.19846 | 12.2507 | 0.71489 | -39.19 | 2.4643 | -1.7494 | -37.8473 | 2.0004 | 24.38 | 1.6719 | 0.32856 | 34.4246 | 2.0851 | 21.82 | 1.8824 | 0.20269 | 32.127 | 0.0187 | 0.55806 | 0.32346 | 1.018 | 20.2036 | 0.037407 | 0.010111 | 0.013368 | 0.037407 | 0.038991 | 0.4559 | 0.17596 | -0.73284 | 0.4559 | 0.40802 | 0.64372 | 0.22908 | -0.70773 | 0.64372 | 0.60076 | 0.0187 | 0.55806 | 0.32346 | 1.018 | 20.2036 | 0.037407 | 0.010111 | 0.013368 | 0.037407 | 0.038991 | 0.4559 | 0.17596 | -0.73284 | 0.4559 | 0.40802 | 0.64372 | 0.22908 | -0.70773 | 0.64372 | 0.60076
98 | 0.28 | 0.3 | South/Central | NV | Las.Vegas-McCarran.Intl.AP.723860 | 3 | 1413386 | 29.4326 | 17.56 | 54.3963 | 29.2913 | 25.105 | 1089.48 | 2.0435 | 15.33 | 2.0809 | -0.037331 | 25.1468 | 0.58382 | 0.36 | 0.75125 | -0.16743 | 2.973 | 0.75799 | -48.24 | 2.8733 | -2.1153 | -47.125 | 2.0435 | 15.33 | 2.0809 | -0.037331 | 25.1468 | 2.1282 | 12.77 | 2.2914 | -0.1632 | 22.8493 | 0.0187 | 0.55038 | 0.32836 | 1.0172 | 20.3728 | 0.038213 | 0.010917 | 0.014174 | 0.038213 | 0.039797 | 0.28666 | 0.0067318 | -0.90207 | 0.28666 | 0.23879 | 0.47023 | 0.055594 | -0.88122 | 0.47023 | 0.42727 | 0.0187 | 0.55038 | 0.32836 | 1.0172 | 20.3728 | 0.038213 | 0.010917 | 0.014174 | 0.038213 | 0.039797 | 0.28666 | 0.0067318 | -0.90207 | 0.28666 | 0.23879 | 0.47023 | 0.055594 | -0.88122 | 0.47023 | 0.42727
99 | 0.28 | 0.35 | South/Central | NV | Las.Vegas-McCarran.Intl.AP.723860 | 3 | 1413386 | 28.5197 | 18.3829 | 54.5472 | 28.3829 | 26.1644 | 1117.87 | 1.8926 | -13.06 | 2.9893 | -1.0967 | -5.2432 | 0.43291 | -28.03 | 1.6597 | -1.2268 | -27.417 | 0.60708 | -76.63 | 3.7817 | -3.1746 | -77.5151 | 1.8926 | -13.06 | 2.9893 | -1.0967 | -5.2432 | 1.9773 | -15.62 | 3.1999 | -1.2226 | -7.5407 | 0.0187 | 0.53331 | 0.34375 | 1.02 | 20.9037 | 0.035391 | 0.0080953 | 0.011352 | 0.035391 | 0.036975 | -0.24422 | -0.52415 | -1.4329 | -0.24422 | -0.29209 | -0.098046 | -0.51269 | -1.4495 | -0.098046 | -0.14101 | 0.0187 | 0.53331 | 0.34375 | 1.02 | 20.9037 | 0.035391 | 0.0080953 | 0.011352 | 0.035391 | 0.036975 | -0.24422 | -0.52415 | -1.4329 | -0.24422 | -0.29209 | -0.098046 | -0.51269 | -1.4495 | -0.098046 | -0.14101
100 | 0.28 | 0.4 | South/Central | NV | Las.Vegas-McCarran.Intl.AP.723860 | 3 | 1413386 | 27.858 | 19.0055 | 54.6885 | 27.7243 | 26.9641 | 1139.52 | 1.7514 | -34.71 | 3.6479 | -1.8965 | -28.536 | 0.29166 | -49.68 | 2.3182 | -2.0266 | -50.7098 | 0.46583 | -98.28 | 4.4402 | -3.9744 | -100.8079 | 1.7514 | -34.71 | 3.6479 | -1.8965 | -28.536 | 1.8361 | -37.27 | 3.8584 | -2.0223 | -30.8335 | 0.0187 | 0.52093 | 0.35539 | 1.0226 | 21.3085 | 0.03275 | 0.005454 | 0.0087109 | 0.03275 | 0.034334 | -0.64906 | -0.92899 | -1.8378 | -0.64906 | -0.69693 | -0.53361 | -0.94825 | -1.8851 | -0.53361 | -0.57657 | 0.0187 | 0.52093 | 0.35539 | 1.0226 | 21.3085 | 0.03275 | 0.005454 | 0.0087109 | 0.03275 | 0.034334 | -0.64906 | -0.92899 | -1.8378 | -0.64906 | -0.69693 | -0.53361 | -0.94825 | -1.8851 | -0.53361 | -0.57657
101 | 0.27 | 0.2 | South/Central | NV | Las.Vegas-McCarran.Intl.AP.723860 | 3 | 1413386 | 30.6822 | 16.4138 | 54.1237 | 30.5349 | 23.5888 | 1048.4 | 2.3161 | 56.41 | 0.83728 | 1.4789 | 69.3662 | 0.85642 | 41.44 | -0.49235 | 1.3488 | 47.1923 | 1.0306 | -7.16 | 1.6297 | -0.59907 | -2.9057 | 2.3161 | 56.41 | 0.83728 | 1.4789 | 69.3662 | 2.4008 | 53.85 | 1.0478 | 1.353 | 67.0686 | 0.0187 | 0.57374 | 0.30693 | 1.0121 | 19.6046 | 0.043311 | 0.016015 | 0.019272 | 0.043311 | 0.044895 | 1.0548 | 0.77491 | -0.13389 | 1.0548 | 1.007 | 1.2971 | 0.88248 | -0.054336 | 1.2971 | 1.2542 | 0.0187 | 0.57374 | 0.30693 | 1.0121 | 19.6046 | 0.043311 | 0.016015 | 0.019272 | 0.043311 | 0.044895 | 1.0548 | 0.77491 | -0.13389 | 1.0548 | 1.007 | 1.2971 | 0.88248 | -0.054336 | 1.2971 | 1.2542
102 | 0.27 | 0.25 | South/Central | NV | Las.Vegas-McCarran.Intl.AP.723860 | 3 | 1413386 | 29.5639 | 17.2878 | 54.1298 | 29.422 | 24.7078 | 1077.15 | 2.3101 | 27.66 | 1.9502 | 0.35984 | 39.2272 | 0.85036 | 12.69 | 0.62061 | 0.22975 | 17.0533 | 1.0245 | -35.91 | 2.7426 | -1.7181 | -33.0447 | 2.3101 | 27.66 | 1.9502 | 0.35984 | 39.2272 | 2.3948 | 25.1 | 2.1608 | 0.23397 | 36.9296 | 0.0187 | 0.55283 | 0.32327 | 1.0122 | 20.1422 | 0.043197 | 0.015901 | 0.019158 | 0.043197 | 0.044781 | 0.51723 | 0.2373 | -0.6715 | 0.51723 | 0.46936 | 0.73353 | 0.31889 | -0.61792 | 0.73353 | 0.69057 | 0.0187 | 0.55283 | 0.32327 | 1.0122 | 20.1422 | 0.043197 | 0.015901 | 0.019158 | 0.043197 | 0.044781 | 0.51723 | 0.2373 | -0.6715 | 0.51723 | 0.46936 | 0.73353 | 0.31889 | -0.61792 | 0.73353 | 0.69057
103 | 0.27 | 0.3 | South/Central | NV | Las.Vegas-McCarran.Intl.AP.723860 | 3 | 1413386 | 29.0117 | 17.6904 | 54.1205 | 28.8724 | 25.2481 | 1090.95 | 2.3193 | 13.86 | 2.4998 | -0.18049 | 24.83 | 0.8596 | -1.11 | 1.1702 | -0.31058 | 2.6562 | 1.0338 | -49.71 | 3.2922 | -2.2584 | -47.4419 | 2.3193 | 13.86 | 2.4998 | -0.18049 | 24.83 | 2.404 | 11.3 | 2.7104 | -0.30635 | 22.5324 | 0.0187 | 0.54251 | 0.3308 | 1.012 | 20.4003 | 0.04337 | 0.016074 | 0.019331 | 0.04337 | 0.044954 | 0.25918 | -0.020757 | -0.92955 | 0.25918 | 0.2113 | 0.46431 | 0.049669 | -0.88714 | 0.46431 | 0.42135 | 0.0187 | 0.54251 | 0.3308 | 1.012 | 20.4003 | 0.04337 | 0.016074 | 0.019331 | 0.04337 | 0.044954 | 0.25918 | -0.020757 | -0.92955 | 0.25918 | 0.2113 | 0.46431 | 0.049669 | -0.88714 | 0.46431 | 0.42135
104 | 0.27 | 0.35 | South/Central | NV | Las.Vegas-McCarran.Intl.AP.723860 | 3 | 1413386 | 28.1045 | 18.5829 | 54.362 | 27.9696 | 26.3924 | 1122.24 | 2.0779 | -17.43 | 3.4026 | -1.3247 | -8.9984 | 0.61815 | -32.4 | 2.073 | -1.4548 | -31.1722 | 0.79232 | -81 | 4.195 | -3.4027 | -81.2703 | 2.0779 | -17.43 | 3.4026 | -1.3247 | -8.9984 | 2.1626 | -19.99 | 3.6132 | -1.4506 | -11.2959 | 0.0187 | 0.52554 | 0.34749 | 1.0165 | 20.9854 | 0.038855 | 0.011559 | 0.014816 | 0.038855 | 0.040439 | -0.32593 | -0.60587 | -1.5147 | -0.32593 | -0.3738 | -0.16827 | -0.58291 | -1.5197 | -0.16827 | -0.21123 | 0.0187 | 0.52554 | 0.34749 | 1.0165 | 20.9854 | 0.038855 | 0.011559 | 0.014816 | 0.038855 | 0.040439 | -0.32593 | -0.60587 | -1.5147 | -0.32593 | -0.3738 | -0.16827 | -0.58291 | -1.5197 | -0.16827 | -0.21123
105 | 0.27 | 0.4 | South/Central | NV | Las.Vegas-McCarran.Intl.AP.723860 | 3 | 1413386 | 27.5926 | 19.0055 | 54.4126 | 27.4602 | 26.9524 | 1137.01 | 2.0272 | -32.2 | 3.912 | -1.8848 | -24.6918 | 0.56751 | -47.17 | 2.5824 | -2.0149 | -46.8656 | 0.74168 | -95.77 | 4.7044 | -3.9627 | -96.9637 | 2.0272 | -32.2 | 3.912 | -1.8848 | -24.6918 | 2.1119 | -34.76 | 4.1226 | -2.0106 | -26.9893 | 0.0187 | 0.51597 | 0.35539 | 1.0175 | 21.2616 | 0.037908 | 0.010612 | 0.013869 | 0.037908 | 0.039492 | -0.60213 | -0.88206 | -1.7909 | -0.60213 | -0.65 | -0.46172 | -0.87637 | -1.8132 | -0.46172 | -0.50469 | 0.0187 | 0.51597 | 0.35539 | 1.0175 | 21.2616 | 0.037908 | 0.010612 | 0.013869 | 0.037908 | 0.039492 | -0.60213 | -0.88206 | -1.7909 | -0.60213 | -0.65 | -0.46172 | -0.87637 | -1.8132 | -0.46172 | -0.50469
106 | 0.26 | 0.2 | South/Central | NV | Las.Vegas-McCarran.Intl.AP.723860 | 3 | 1413386 | 30.3968 | 16.4091 | 53.814 | 30.2509 | 23.5631 | 1045.27 | 2.6258 | 59.54 | 1.1213 | 1.5045 | 74.0186 | 1.1661 | 44.57 | -0.20832 | 1.3744 | 51.8448 | 1.3403 | -4.03 | 1.9137 | -0.5734 | 1.7467 | 2.6258 | 59.54 | 1.1213 | 1.5045 | 74.0186 | 2.7105 | 56.98 | 1.3319 | 1.3787 | 71.7211 | 0.0187 | 0.56841 | 0.30684 | 1.0063 | 19.5461 | 0.049102 | 0.021806 | 0.025063 | 0.049102 | 0.050686 | 1.1134 | 0.83344 | -0.075359 | 1.1134 | 1.0655 | 1.3841 | 0.96947 | 0.032663 | 1.3841 | 1.3412 | 0.0187 | 0.56841 | 0.30684 | 1.0063 | 19.5461 | 0.049102 | 0.021806 | 0.025063 | 0.049102 | 0.050686 | 1.1134 | 0.83344 | -0.075359 | 1.1134 | 1.0655 | 1.3841 | 0.96947 | 0.032663 | 1.3841 | 1.3412
107 | 0.26 | 0.25 | South/Central | NV | Las.Vegas-McCarran.Intl.AP.723860 | 3 | 1413386 | 29.2786 | 17.2821 | 53.8191 | 29.1379 | 24.6812 | 1073.99 | 2.6207 | 30.82 | 2.2343 | 0.38647 | 43.9175 | 1.161 | 15.85 | 0.90463 | 0.25637 | 21.7437 | 1.3352 | -32.75 | 3.0266 | -1.6915 | -28.3544 | 2.6207 | 30.82 | 2.2343 | 0.38647 | 43.9175 | 2.7054 | 28.26 | 2.4448 | 0.2606 | 41.6199 | 0.0187 | 0.5475 | 0.32317 | 1.0064 | 20.0831 | 0.049006 | 0.02171 | 0.024967 | 0.049006 | 0.05059 | 0.57632 | 0.29639 | -0.61241 | 0.57632 | 0.52845 | 0.82124 | 0.4066 | -0.53021 | 0.82124 | 0.77827 | 0.0187 | 0.5475 | 0.32317 | 1.0064 | 20.0831 | 0.049006 | 0.02171 | 0.024967 | 0.049006 | 0.05059 | 0.57632 | 0.29639 | -0.61241 | 0.57632 | 0.52845 | 0.82124 | 0.4066 | -0.53021 | 0.82124 | 0.77827
108 | 0.26 | 0.3 | South/Central | NV | Las.Vegas-McCarran.Intl.AP.723860 | 3 | 1413386 | 28.5365 | 17.9108 | 53.9057 | 28.3995 | 25.5062 | 1095.85 | 2.5341 | 8.96 | 2.9727 | -0.43858 | 20.6454 | 1.0744 | -6.01 | 1.6431 | -0.56867 | -1.5284 | 1.2486 | -54.61 | 3.7651 | -2.5165 | -51.6265 | 2.5341 | 8.96 | 2.9727 | -0.43858 | 20.6454 | 2.6188 | 6.4 | 3.1833 | -0.56444 | 18.3479 | 0.0187 | 0.53362 | 0.33492 | 1.008 | 20.4919 | 0.047387 | 0.020091 | 0.023348 | 0.047387 | 0.048971 | 0.16755 | -0.11238 | -1.0212 | 0.16755 | 0.11968 | 0.38606 | -0.028581 | -0.96539 | 0.38606 | 0.3431 | 0.0187 | 0.53362 | 0.33492 | 1.008 | 20.4919 | 0.047387 | 0.020091 | 0.023348 | 0.047387 | 0.048971 | 0.16755 | -0.11238 | -1.0212 | 0.16755 | 0.11968 | 0.38606 | -0.028581 | -0.96539 | 0.38606 | 0.3431
109 | 0.26 | 0.35 | South/Central | NV | Las.Vegas-McCarran.Intl.AP.723860 | 3 | 1413386 | 27.6836 | 18.7933 | 54.1957 | 27.5507 | 26.6451 | 1127.39 | 2.2441 | -22.58 | 3.8215 | -1.5774 | -13.6589 | 0.7844 | -37.55 | 2.4919 | -1.7075 | -35.8327 | 0.95857 | -86.15 | 4.6139 | -3.6553 | -85.9308 | 2.2441 | -22.58 | 3.8215 | -1.5774 | -13.6589 | 2.3288 | -25.14 | 4.0321 | -1.7033 | -15.9564 | 0.0187 | 0.51767 | 0.35143 | 1.0134 | 21.0817 | 0.041964 | 0.014668 | 0.017925 | 0.041964 | 0.043548 | -0.42224 | -0.70217 | -1.611 | -0.42224 | -0.47011 | -0.25542 | -0.67006 | -1.6069 | -0.25542 | -0.29838 | 0.0187 | 0.51767 | 0.35143 | 1.0134 | 21.0817 | 0.041964 | 0.014668 | 0.017925 | 0.041964 | 0.043548 | -0.42224 | -0.70217 | -1.611 | -0.42224 | -0.47011 | -0.25542 | -0.67006 | -1.6069 | -0.25542 | -0.29838
110 | 0.26 | 0.4 | South/Central | NV | Las.Vegas-McCarran.Intl.AP.723860 | 3 | 1413386 | 27.3225 | 19.0055 | 54.123 | 27.1914 | 26.9316 | 1134.16 | 2.3169 | -29.35 | 4.1808 | -1.8639 | -20.4259 | 0.85714 | -44.32 | 2.8512 | -1.994 | -42.5997 | 1.0313 | -92.92 | 4.9732 | -3.9419 | -92.6978 | 2.3169 | -29.35 | 4.1808 | -1.8639 | -20.4259 | 2.4016 | -31.91 | 4.3914 | -1.9898 | -22.7234 | 0.0187 | 0.51092 | 0.35539 | 1.0121 | 21.2083 | 0.043324 | 0.016028 | 0.019285 | 0.043324 | 0.044908 | -0.54883 | -0.82876 | -1.7376 | -0.54883 | -0.5967 | -0.38195 | -0.7966 | -1.7334 | -0.38195 | -0.42492 | 0.0187 | 0.51092 | 0.35539 | 1.0121 | 21.2083 | 0.043324 | 0.016028 | 0.019285 | 0.043324 | 0.044908 | -0.54883 | -0.82876 | -1.7376 | -0.54883 | -0.5967 | -0.38195 | -0.7966 | -1.7334 | -0.38195 | -0.42492
111 | 0.25 | 0.2 | South/Central | NV | Las.Vegas-McCarran.Intl.AP.723860 | 3 | 1413386 | 30.1019 | 16.3991 | 53.4934 | 29.9573 | 23.5361 | 1042.02 | 2.9465 | 62.79 | 1.4149 | 1.5316 | 78.8479 | 1.4867 | 47.82 | 0.085246 | 1.4015 | 56.6741 | 1.6609 | -0.78 | 2.2073 | -0.54635 | 6.5761 | 2.9465 | 62.79 | 1.4149 | 1.5316 | 78.8479 | 3.0311 | 60.23 | 1.6254 | 1.4057 | 76.5504 | 0.0187 | 0.56289 | 0.30666 | 1.0003 | 19.4853 | 0.055097 | 0.027801 | 0.031058 | 0.055097 | 0.056681 | 1.1741 | 0.89421 | -0.014586 | 1.1741 | 1.1263 | 1.4744 | 1.0598 | 0.12297 | 1.4744 | 1.4315 | 0.0187 | 0.56289 | 0.30666 | 1.0003 | 19.4853 | 0.055097 | 0.027801 | 0.031058 | 0.055097 | 0.056681 | 1.1741 | 0.89421 | -0.014586 | 1.1741 | 1.1263 | 1.4744 | 1.0598 | 0.12297 | 1.4744 | 1.4315
112 | 0.25 | 0.25 | South/Central | NV | Las.Vegas-McCarran.Intl.AP.723860 | 3 | 1413386 | 28.9989 | 17.2778 | 53.5204 | 28.8596 | 24.6608 | 1071.09 | 2.9195 | 33.72 | 2.5126 | 0.40685 | 48.2877 | 1.4597 | 18.75 | 1.183 | 0.27675 | 26.1139 | 1.6339 | -29.85 | 3.305 | -1.6711 | -23.9842 | 2.9195 | 33.72 | 2.5126 | 0.40685 | 48.2877 | 3.0041 | 31.16 | 2.7232 | 0.28098 | 45.9901 | 0.0187 | 0.54227 | 0.32309 | 1.0008 | 20.0289 | 0.054593 | 0.027296 | 0.030553 | 0.054593 | 0.056176 | 0.63055 | 0.35062 | -0.55818 | 0.63055 | 0.58268 | 0.90296 | 0.48832 | -0.44849 | 0.90296 | 0.85999 | 0.0187 | 0.54227 | 0.32309 | 1.0008 | 20.0289 | 0.054593 | 0.027296 | 0.030553 | 0.054593 | 0.056176 | 0.63055 | 0.35062 | -0.55818 | 0.63055 | 0.58268 | 0.90296 | 0.48832 | -0.44849 | 0.90296 | 0.85999
113 | 0.25 | 0.3 | South/Central | NV | Las.Vegas-McCarran.Intl.AP.723860 | 3 | 1413386 | 28.0561 | 18.1507 | 53.7057 | 27.9213 | 25.7844 | 1101.39 | 2.7342 | 3.42 | 3.4509 | -0.7167 | 15.7341 | 1.2745 | -11.55 | 2.1213 | -0.84679 | -6.4397 | 1.4486 | -60.15 | 4.2433 | -2.7946 | -56.5378 | 2.7342 | 3.42 | 3.4509 | -0.7167 | 15.7341 | 2.8189 | 0.86 | 3.6615 | -0.84256 | 13.4366 | 0.0187 | 0.52464 | 0.33941 | 1.0043 | 20.5955 | 0.051128 | 0.023832 | 0.027089 | 0.051128 | 0.052712 | 0.063952 | -0.21598 | -1.1248 | 0.063952 | 0.016082 | 0.29422 | -0.12042 | -1.0572 | 0.29422 | 0.25126 | 0.0187 | 0.52464 | 0.33941 | 1.0043 | 20.5955 | 0.051128 | 0.023832 | 0.027089 | 0.051128 | 0.052712 | 0.063952 | -0.21598 | -1.1248 | 0.063952 | 0.016082 | 0.29422 | -0.12042 | -1.0572 | 0.29422 | 0.25126
114 | 0.25 | 0.35 | South/Central | NV | Las.Vegas-McCarran.Intl.AP.723860 | 3 | 1413386 | 27.2331 | 19.069 | 54.0809 | 27.1023 | 26.9786 | 1135.02 | 2.3589 | -30.21 | 4.2699 | -1.911 | -21.1509 | 0.8992 | -45.18 | 2.9403 | -2.0411 | -43.3248 | 1.0734 | -93.78 | 5.0623 | -3.9889 | -93.4228 | 2.3589 | -30.21 | 4.2699 | -1.911 | -21.1509 | 2.4436 | -32.77 | 4.4804 | -2.0368 | -23.4485 | 0.0187 | 0.50925 | 0.35658 | 1.0113 | 21.2244 | 0.044111 | 0.016815 | 0.020071 | 0.044111 | 0.045694 | -0.56491 | -0.84485 | -1.7536 | -0.56491 | -0.61278 | -0.39551 | -0.81015 | -1.747 | -0.39551 | -0.43848 | 0.0187 | 0.50925 | 0.35658 | 1.0113 | 21.2244 | 0.044111 | 0.016815 | 0.020071 | 0.044111 | 0.045694 | -0.56491 | -0.84485 | -1.7536 | -0.56491 | -0.61278 | -0.39551 | -0.81015 | -1.747 | -0.39551 | -0.43848
115 | 0.25 | 0.4 | South/Central | NV | Las.Vegas-McCarran.Intl.AP.723860 | 3 | 1413386 | 27.0476 | 19.0112 | 53.8433 | 26.9177 | 26.9256 | 1131.77 | 2.5966 | -26.96 | 4.4545 | -1.8579 | -16.6857 | 1.1368 | -41.93 | 3.1249 | -1.988 | -38.8596 | 1.311 | -90.53 | 5.2469 | -3.9359 | -88.9576 | 2.5966 | -26.96 | 4.4545 | -1.8579 | -16.6857 | 2.6812 | -29.52 | 4.6651 | -1.9838 | -18.9833 | 0.0187 | 0.50578 | 0.3555 | 1.0068 | 21.1636 | 0.048554 | 0.021258 | 0.024515 | 0.048554 | 0.050138 | -0.50414 | -0.78407 | -1.6929 | -0.50414 | -0.55201 | -0.31202 | -0.72666 | -1.6635 | -0.31202 | -0.35498 | 0.0187 | 0.50578 | 0.3555 | 1.0068 | 21.1636 | 0.048554 | 0.021258 | 0.024515 | 0.048554 | 0.050138 | -0.50414 | -0.78407 | -1.6929 | -0.50414 | -0.55201 | -0.31202 | -0.72666 | -1.6635 | -0.31202 | -0.35498
116 | 0.24 | 0.2 | South/Central | NV | Las.Vegas-McCarran.Intl.AP.723860 | 3 | 1413386 | 29.8218 | 16.3891 | 53.1887 | 29.6786 | 23.5101 | 1038.92 | 3.2512 | 65.89 | 1.6936 | 1.5576 | 83.4461 | 1.7915 | 50.92 | 0.36399 | 1.4275 | 61.2723 | 1.9656 | 2.32 | 2.486 | -0.52035 | 11.1742 | 3.2512 | 65.89 | 1.6936 | 1.5576 | 83.4461 | 3.3359 | 63.33 | 1.9042 | 1.4317 | 81.1485 | 0.0187 | 0.55765 | 0.30647 | 0.9946 | 19.4273 | 0.060796 | 0.0335 | 0.036757 | 0.060796 | 0.06238 | 1.2321 | 0.95218 | 0.043383 | 1.2321 | 1.1842 | 1.5604 | 1.1458 | 0.20895 | 1.5604 | 1.5174 | 0.0187 | 0.55765 | 0.30647 | 0.9946 | 19.4273 | 0.060796 | 0.0335 | 0.036757 | 0.060796 | 0.06238 | 1.2321 | 0.95218 | 0.043383 | 1.2321 | 1.1842 | 1.5604 | 1.1458 | 0.20895 | 1.5604 | 1.5174
117 | 0.24 | 0.25 | South/Central | NV | Las.Vegas-McCarran.Intl.AP.723860 | 3 | 1413386 | 28.7188 | 17.2678 | 53.2146 | 28.5809 | 24.6338 | 1067.95 | 3.2252 | 36.86 | 2.7913 | 0.43386 | 52.9259 | 1.7655 | 21.89 | 1.4617 | 0.30377 | 30.7521 | 1.9397 | -26.71 | 3.5837 | -1.6441 | -19.3459 | 3.2252 | 36.86 | 2.7913 | 0.43386 | 52.9259 | 3.3099 | 34.3 | 3.0019 | 0.308 | 50.6284 | 0.0187 | 0.53703 | 0.3229 | 0.99509 | 19.9702 | 0.06031 | 0.033014 | 0.036271 | 0.06031 | 0.061894 | 0.68927 | 0.40933 | -0.49947 | 0.68927 | 0.64139 | 0.98969 | 0.57505 | -0.36176 | 0.98969 | 0.94673 | 0.0187 | 0.53703 | 0.3229 | 0.99509 | 19.9702 | 0.06031 | 0.033014 | 0.036271 | 0.06031 | 0.061894 | 0.68927 | 0.40933 | -0.49947 | 0.68927 | 0.64139 | 0.98969 | 0.57505 | -0.36176 | 0.98969 | 0.94673
118 | 0.24 | 0.3 | South/Central | NV | Las.Vegas-McCarran.Intl.AP.723860 | 3 | 1413386 | 27.7807 | 18.1464 | 53.4113 | 27.6472 | 25.764 | 1098.51 | 3.0286 | 6.3 | 3.725 | -0.69639 | 20.0465 | 1.5689 | -8.67 | 2.3953 | -0.82649 | -2.1273 | 1.743 | -57.27 | 4.5173 | -2.7743 | -52.2253 | 3.0286 | 6.3 | 3.725 | -0.69639 | 20.0465 | 3.1133 | 3.74 | 3.9355 | -0.82226 | 17.749 | 0.0187 | 0.51949 | 0.33933 | 0.99877 | 20.5416 | 0.056633 | 0.029337 | 0.032594 | 0.056633 | 0.058217 | 0.11781 | -0.16213 | -1.0709 | 0.11781 | 0.069936 | 0.37486 | -0.039779 | -0.97659 | 0.37486 | 0.3319 | 0.0187 | 0.51949 | 0.33933 | 0.99877 | 20.5416 | 0.056633 | 0.029337 | 0.032594 | 0.056633 | 0.058217 | 0.11781 | -0.16213 | -1.0709 | 0.11781 | 0.069936 | 0.37486 | -0.039779 | -0.97659 | 0.37486 | 0.3319
119 | 0.24 | 0.35 | South/Central | NV | Las.Vegas-McCarran.Intl.AP.723860 | 3 | 1413386 | 26.9634 | 19.0694 | 53.7973 | 26.8339 | 26.9634 | 1132.36 | 2.6425 | -27.55 | 4.5383 | -1.8958 | -17.1131 | 1.1828 | -42.52 | 3.2087 | -2.0258 | -39.2869 | 1.357 | -91.12 | 5.3307 | -3.9737 | -89.385 | 2.6425 | -27.55 | 4.5383 | -1.8958 | -17.1131 | 2.7272 | -30.11 | 4.7489 | -2.0216 | -19.4106 | 0.0187 | 0.5042 | 0.35659 | 1.006 | 21.1746 | 0.049414 | 0.022118 | 0.025375 | 0.049414 | 0.050998 | -0.51517 | -0.7951 | -1.7039 | -0.51517 | -0.56304 | -0.32001 | -0.73465 | -1.6715 | -0.32001 | -0.36297 | 0.0187 | 0.5042 | 0.35659 | 1.006 | 21.1746 | 0.049414 | 0.022118 | 0.025375 | 0.049414 | 0.050998 | -0.51517 | -0.7951 | -1.7039 | -0.51517 | -0.56304 | -0.32001 | -0.73465 | -1.6715 | -0.32001 | -0.36297
120 | 0.24 | 0.4 | South/Central | NV | Las.Vegas-McCarran.Intl.AP.723860 | 3 | 1413386 | 26.7822 | 19.0112 | 53.5583 | 26.6536 | 26.9048 | 1128.96 | 2.8815 | -24.15 | 4.7186 | -1.8371 | -12.4795 | 1.4218 | -39.12 | 3.389 | -1.9672 | -34.6534 | 1.596 | -87.72 | 5.511 | -3.915 | -84.7514 | 2.8815 | -24.15 | 4.7186 | -1.8371 | -12.4795 | 2.9662 | -26.71 | 4.9292 | -1.963 | -14.7771 | 0.0187 | 0.50082 | 0.3555 | 1.0015 | 21.111 | 0.053883 | 0.026587 | 0.029844 | 0.053883 | 0.055467 | -0.45159 | -0.73153 | -1.6403 | -0.45159 | -0.49947 | -0.23336 | -0.648 | -1.5848 | -0.23336 | -0.27632 | 0.0187 | 0.50082 | 0.3555 | 1.0015 | 21.111 | 0.053883 | 0.026587 | 0.029844 | 0.053883 | 0.055467 | -0.45159 | -0.73153 | -1.6403 | -0.45159 | -0.49947 | -0.23336 | -0.648 | -1.5848 | -0.23336 | -0.27632
121 | 0.22 | 0.2 | South/Central | NV | Las.Vegas-McCarran.Intl.AP.723860 | 3 | 1413386 | 29.2465 | 16.3648 | 52.549 | 29.1059 | 23.4431 | 1032.1 | 3.8909 | 72.71 | 2.2663 | 1.6245 | 93.4298 | 2.4311 | 57.74 | 0.93669 | 1.4944 | 71.256 | 2.6053 | 9.14 | 3.0587 | -0.4534 | 21.158 | 3.8909 | 72.71 | 2.2663 | 1.6245 | 93.4298 | 3.9755 | 70.15 | 2.4769 | 1.4987 | 91.1323 | 0.0187 | 0.5469 | 0.30601 | 0.98264 | 19.2998 | 0.072757 | 0.045461 | 0.048718 | 0.072757 | 0.074341 | 1.3596 | 1.0797 | 0.17091 | 1.3596 | 1.3118 | 1.7471 | 1.3325 | 0.39564 | 1.7471 | 1.7041 | 0.0187 | 0.5469 | 0.30601 | 0.98264 | 19.2998 | 0.072757 | 0.045461 | 0.048718 | 0.072757 | 0.074341 | 1.3596 | 1.0797 | 0.17091 | 1.3596 | 1.3118 | 1.7471 | 1.3325 | 0.39564 | 1.7471 | 1.7041
122 | 0.22 | 0.25 | South/Central | NV | Las.Vegas-McCarran.Intl.AP.723860 | 3 | 1413386 | 28.1534 | 17.2482 | 52.5901 | 28.0181 | 24.572 | 1061.38 | 3.8497 | 43.43 | 3.3541 | 0.49562 | 62.5765 | 2.39 | 28.46 | 2.0245 | 0.36553 | 40.4027 | 2.5642 | -20.14 | 4.1465 | -1.5823 | -9.6953 | 3.8497 | 43.43 | 3.3541 | 0.49562 | 62.5765 | 3.9344 | 40.87 | 3.5647 | 0.36975 | 60.279 | 0.0187 | 0.52646 | 0.32253 | 0.98341 | 19.8473 | 0.071988 | 0.044692 | 0.047949 | 0.071988 | 0.073572 | 0.81212 | 0.53219 | -0.37661 | 0.81212 | 0.76425 | 1.1702 | 0.75551 | -0.1813 | 1.1702 | 1.1272 | 0.0187 | 0.52646 | 0.32253 | 0.98341 | 19.8473 | 0.071988 | 0.044692 | 0.047949 | 0.071988 | 0.073572 | 0.81212 | 0.53219 | -0.37661 | 0.81212 | 0.76425 | 1.1702 | 0.75551 | -0.1813 | 1.1702 | 1.1272
123 | 0.22 | 0.3 | South/Central | NV | Las.Vegas-McCarran.Intl.AP.723860 | 3 | 1413386 | 27.2253 | 18.1364 | 52.8106 | 27.0944 | 25.7162 | 1092.48 | 3.6292 | 12.33 | 4.2778 | -0.64854 | 29.0182 | 2.1695 | -2.64 | 2.9482 | -0.77864 | 6.8444 | 2.3437 | -51.24 | 5.0702 | -2.7265 | -43.2536 | 3.6292 | 12.33 | 4.2778 | -0.64854 | 29.0182 | 3.7139 | 9.77 | 4.4884 | -0.77441 | 26.7207 | 0.0187 | 0.5091 | 0.33914 | 0.98753 | 20.4289 | 0.067865 | 0.040569 | 0.043826 | 0.067865 | 0.069449 | 0.23057 | -0.049367 | -0.95817 | 0.23057 | 0.18269 | 0.54263 | 0.12799 | -0.80882 | 0.54263 | 0.49967 | 0.0187 | 0.5091 | 0.33914 | 0.98753 | 20.4289 | 0.067865 | 0.040569 | 0.043826 | 0.067865 | 0.069449 | 0.23057 | -0.049367 | -0.95817 | 0.23057 | 0.18269 | 0.54263 | 0.12799 | -0.80882 | 0.54263 | 0.49967
124 | 0.22 | 0.35 | South/Central | NV | Las.Vegas-McCarran.Intl.AP.723860 | 3 | 1413386 | 26.4223 | 19.0651 | 53.2166 | 26.2953 | 26.9213 | 1126.63 | 3.2233 | -21.82 | 5.0769 | -1.8536 | -8.5505 | 1.7635 | -36.79 | 3.7473 | -1.9837 | -30.7244 | 1.9377 | -85.39 | 5.8693 | -3.9316 | -80.8224 | 3.2233 | -21.82 | 5.0769 | -1.8536 | -8.5505 | 3.308 | -24.38 | 5.2875 | -1.9795 | -10.8481 | 0.0187 | 0.49408 | 0.35651 | 0.99513 | 21.0675 | 0.060274 | 0.032977 | 0.036234 | 0.060274 | 0.061857 | -0.40802 | -0.68796 | -1.5968 | -0.40802 | -0.4559 | -0.15989 | -0.57453 | -1.5113 | -0.15989 | -0.20285 | 0.0187 | 0.49408 | 0.35651 | 0.99513 | 21.0675 | 0.060274 | 0.032977 | 0.036234 | 0.060274 | 0.061857 | -0.40802 | -0.68796 | -1.5968 | -0.40802 | -0.4559 | -0.15989 | -0.57453 | -1.5113 | -0.15989 | -0.20285
125 | 0.22 | 0.4 | South/Central | NV | Las.Vegas-McCarran.Intl.AP.723860 | 3 | 1413386 | 26.2472 | 19.0116 | 52.9938 | 26.121 | 26.8727 | 1123.61 | 3.4461 | -18.8 | 5.2512 | -1.8051 | -4.3944 | 1.9864 | -33.77 | 3.9216 | -1.9352 | -26.5682 | 2.1606 | -82.37 | 6.0436 | -3.883 | -76.6663 | 3.4461 | -18.8 | 5.2512 | -1.8051 | -4.3944 | 3.5308 | -21.36 | 5.4617 | -1.9309 | -6.6919 | 0.0187 | 0.49081 | 0.35551 | 0.99096 | 21.011 | 0.064441 | 0.037145 | 0.040401 | 0.064441 | 0.066024 | -0.35155 | -0.63148 | -1.5403 | -0.35155 | -0.39942 | -0.082173 | -0.49681 | -1.4336 | -0.082173 | -0.12514 | 0.0187 | 0.49081 | 0.35551 | 0.99096 | 21.011 | 0.064441 | 0.037145 | 0.040401 | 0.064441 | 0.066024 | -0.35155 | -0.63148 | -1.5403 | -0.35155 | -0.39942 | -0.082173 | -0.49681 | -1.4336 | -0.082173 | -0.12514
126 | 0.2 | 0.2 | South/Central | NV | Las.Vegas-McCarran.Intl.AP.723860 | 3 | 1413386 | 28.6711 | 16.3452 | 51.914 | 28.5332 | 23.3808 | 1025.43 | 4.5259 | 79.38 | 2.839 | 1.6869 | 103.2298 | 3.0662 | 64.41 | 1.5094 | 1.5568 | 81.056 | 3.2403 | 15.81 | 3.6314 | -0.39108 | 30.958 | 4.5259 | 79.38 | 2.839 | 1.6869 | 103.2298 | 4.6106 | 76.82 | 3.0496 | 1.561 | 100.9323 | 0.0187 | 0.53614 | 0.30565 | 0.97077 | 19.1751 | 0.084632 | 0.057336 | 0.060593 | 0.084632 | 0.086216 | 1.4844 | 1.2044 | 0.29564 | 1.4844 | 1.4365 | 1.9304 | 1.5157 | 0.5789 | 1.9304 | 1.8874 | 0.0187 | 0.53614 | 0.30565 | 0.97077 | 19.1751 | 0.084632 | 0.057336 | 0.060593 | 0.084632 | 0.086216 | 1.4844 | 1.2044 | 0.29564 | 1.4844 | 1.4365 | 1.9304 | 1.5157 | 0.5789 | 1.9304 | 1.8874
127 | 0.2 | 0.25 | South/Central | NV | Las.Vegas-McCarran.Intl.AP.723860 | 3 | 1413386 | 27.5827 | 17.2381 | 51.9789 | 27.45 | 24.5289 | 1055.38 | 4.4609 | 49.43 | 3.9222 | 0.53879 | 71.5574 | 3.0012 | 34.46 | 2.5925 | 0.40869 | 49.3836 | 3.1754 | -14.14 | 4.7145 | -1.5391 | -0.7145 | 4.4609 | 49.43 | 3.9222 | 0.53879 | 71.5574 | 4.5456 | 46.87 | 4.1327 | 0.41292 | 69.2599 | 0.0187 | 0.51578 | 0.32235 | 0.97198 | 19.7351 | 0.083418 | 0.056122 | 0.059378 | 0.083418 | 0.085001 | 0.92432 | 0.64439 | -0.26441 | 0.92432 | 0.87645 | 1.3381 | 0.92345 | -0.013361 | 1.3381 | 1.2951 | 0.0187 | 0.51578 | 0.32235 | 0.97198 | 19.7351 | 0.083418 | 0.056122 | 0.059378 | 0.083418 | 0.085001 | 0.92432 | 0.64439 | -0.26441 | 0.92432 | 0.87645 | 1.3381 | 0.92345 | -0.013361 | 1.3381 | 1.2951
128 | 0.2 | 0.3 | South/Central | NV | Las.Vegas-McCarran.Intl.AP.723860 | 3 | 1413386 | 26.6603 | 18.1321 | 52.2109 | 26.532 | 25.6788 | 1086.72 | 4.229 | 18.09 | 4.8402 | -0.61118 | 37.6964 | 2.7693 | 3.12 | 3.5105 | -0.74127 | 15.5226 | 2.9434 | -45.48 | 5.6325 | -2.6891 | -34.5755 | 4.229 | 18.09 | 4.8402 | -0.61118 | 37.6964 | 4.3137 | 15.53 | 5.0507 | -0.73705 | 35.3989 | 0.0187 | 0.49854 | 0.33906 | 0.97632 | 20.3212 | 0.07908 | 0.051784 | 0.055041 | 0.07908 | 0.080664 | 0.33827 | 0.058343 | -0.85046 | 0.33827 | 0.2904 | 0.70491 | 0.29027 | -0.64655 | 0.70491 | 0.66194 | 0.0187 | 0.49854 | 0.33906 | 0.97632 | 20.3212 | 0.07908 | 0.051784 | 0.055041 | 0.07908 | 0.080664 | 0.33827 | 0.058343 | -0.85046 | 0.33827 | 0.2904 | 0.70491 | 0.29027 | -0.64655 | 0.70491 | 0.66194
129 | 0.2 | 0.35 | South/Central | NV | Las.Vegas-McCarran.Intl.AP.723860 | 3 | 1413386 | 25.8673 | 19.065 | 52.6316 | 25.7429 | 26.8887 | 1121.11 | 3.8083 | -16.3 | 5.6293 | -1.8211 | -0.18971 | 2.3485 | -31.27 | 4.2997 | -1.9512 | -22.3635 | 2.5227 | -79.87 | 6.4217 | -3.899 | -72.4616 | 3.8083 | -16.3 | 5.6293 | -1.8211 | -0.18971 | 3.893 | -18.86 | 5.8399 | -1.9469 | -2.4872 | 0.0187 | 0.48371 | 0.35651 | 0.98419 | 20.9643 | 0.071213 | 0.043917 | 0.047174 | 0.071213 | 0.072797 | -0.3048 | -0.58473 | -1.4935 | -0.3048 | -0.35267 | -0.0035475 | -0.41819 | -1.355 | -0.0035475 | -0.04651 | 0.0187 | 0.48371 | 0.35651 | 0.98419 | 20.9643 | 0.071213 | 0.043917 | 0.047174 | 0.071213 | 0.072797 | -0.3048 | -0.58473 | -1.4935 | -0.3048 | -0.35267 | -0.0035475 | -0.41819 | -1.355 | -0.0035475 | -0.04651
130 | 0.2 | 0.4 | South/Central | NV | Las.Vegas-McCarran.Intl.AP.723860 | 3 | 1413386 | 25.7118 | 19.0173 | 52.4393 | 25.5881 | 26.8512 | 1118.62 | 4.0006 | -13.81 | 5.7841 | -1.7836 | 3.2789 | 2.5409 | -28.78 | 4.4545 | -1.9136 | -18.8949 | 2.715 | -77.38 | 6.5765 | -3.8615 | -68.993 | 4.0006 | -13.81 | 5.7841 | -1.7836 | 3.2789 | 4.0853 | -16.37 | 5.9947 | -1.9094 | 0.98137 | 0.0187 | 0.4808 | 0.35561 | 0.98059 | 20.9177 | 0.074809 | 0.047513 | 0.05077 | 0.074809 | 0.076393 | -0.25824 | -0.53817 | -1.447 | -0.25824 | -0.30611 | 0.061314 | -0.35333 | -1.2901 | 0.061314 | 0.018351 | 0.0187 | 0.4808 | 0.35561 | 0.98059 | 20.9177 | 0.074809 | 0.047513 | 0.05077 | 0.074809 | 0.076393 | -0.25824 | -0.53817 | -1.447 | -0.25824 | -0.30611 | 0.061314 | -0.35333 | -1.2901 | 0.061314 | 0.018351
133 | 0.32 | 0.2 | South/Central | NV | Las.Vegas-McCarran.Intl.AP.723860 | 3 | 1413386 | 32.0926 | 16.4635 | 55.6685 | 31.9388 | 23.7297 | 1064.32 | 0.77138 | 40.49 | -0.56659 | 1.338 | 45.814 | -0.68835 | 25.52 | -1.8962 | 1.2079 | 23.6402 | -0.51418 | -23.08 | 0.22578 | -0.73996 | -26.4579 | 0.77138 | 40.49 | -0.56659 | 1.338 | 45.814 | 0.85607 | 37.93 | -0.35603 | 1.2121 | 43.5165 | 0.0187 | 0.60012 | 0.30786 | 1.041 | 19.9023 | 0.014424 | -0.012872 | -0.0096149 | 0.014424 | 0.016008 | 0.75714 | 0.47721 | -0.43159 | 0.75714 | 0.70927 | 0.8567 | 0.44206 | -0.49475 | 0.8567 | 0.81374 | 0.0187 | 0.60012 | 0.30786 | 1.041 | 19.9023 | 0.014424 | -0.012872 | -0.0096149 | 0.014424 | 0.016008 | 0.75714 | 0.47721 | -0.43159 | 0.75714 | 0.70927 | 0.8567 | 0.44206 | -0.49475 | 0.8567 | 0.81374
134 | 0.32 | 0.23 | South/Central | NV | Las.Vegas-McCarran.Intl.AP.723860 | 3 | 1413386 | 31.3805 | 16.9856 | 55.6343 | 31.2302 | 24.4041 | 1081.36 | 0.8056 | 23.45 | 0.14203 | 0.66357 | 28.1349 | -0.65412 | 8.48 | -1.1876 | 0.53348 | 5.9611 | -0.47995 | -40.12 | 0.93441 | -1.4144 | -44.137 | 0.8056 | 23.45 | 0.14203 | 0.66357 | 28.1349 | 0.8903 | 20.89 | 0.35259 | 0.5377 | 25.8374 | 0.0187 | 0.5868 | 0.31762 | 1.0403 | 20.2209 | 0.015064 | -0.012232 | -0.0089748 | 0.015064 | 0.016648 | 0.4385 | 0.15857 | -0.75023 | 0.4385 | 0.39063 | 0.52611 | 0.11147 | -0.82534 | 0.52611 | 0.48315 | 0.0187 | 0.5868 | 0.31762 | 1.0403 | 20.2209 | 0.015064 | -0.012232 | -0.0089748 | 0.015064 | 0.016648 | 0.4385 | 0.15857 | -0.75023 | 0.4385 | 0.39063 | 0.52611 | 0.11147 | -0.82534 | 0.52611 | 0.48315
135 | 0.32 | 0.25 | South/Central | NV | Las.Vegas-McCarran.Intl.AP.723860 | 3 | 1413386 | 30.9392 | 17.3374 | 55.6447 | 30.791 | 24.8538 | 1092.98 | 0.79514 | 11.83 | 0.58124 | 0.2139 | 15.921 | -0.66458 | -3.14 | -0.74839 | 0.083806 | -6.2528 | -0.49042 | -51.74 | 1.3736 | -1.864 | -56.3509 | 0.79514 | 11.83 | 0.58124 | 0.2139 | 15.921 | 0.87983 | 9.27 | 0.7918 | 0.088032 | 13.6234 | 0.0187 | 0.57855 | 0.3242 | 1.0405 | 20.4382 | 0.014869 | -0.012427 | -0.0091706 | 0.014869 | 0.016452 | 0.22122 | -0.058717 | -0.96751 | 0.22122 | 0.17334 | 0.29772 | -0.11693 | -1.0537 | 0.29772 | 0.25475 | 0.0187 | 0.57855 | 0.3242 | 1.0405 | 20.4382 | 0.014869 | -0.012427 | -0.0091706 | 0.014869 | 0.016452 | 0.22122 | -0.058717 | -0.96751 | 0.22122 | 0.17334 | 0.29772 | -0.11693 | -1.0537 | 0.29772 | 0.25475
136 | 0.32 | 0.3 | South/Central | NV | Las.Vegas-McCarran.Intl.AP.723860 | 3 | 1413386 | 30.7281 | 17.4139 | 55.5705 | 30.5808 | 24.9897 | 1095.89 | 0.86935 | 8.92 | 0.79141 | 0.077948 | 13.2185 | -0.59037 | -6.05 | -0.53822 | -0.052146 | -8.9553 | -0.4162 | -54.65 | 1.5838 | -2 | -59.0534 | 0.86935 | 8.92 | 0.79141 | 0.077948 | 13.2185 | 0.95405 | 6.36 | 1.002 | -0.047919 | 10.9209 | 0.0187 | 0.5746 | 0.32563 | 1.0391 | 20.4927 | 0.016257 | -0.01104 | -0.0077827 | 0.016257 | 0.01784 | 0.1668 | -0.11313 | -1.0219 | 0.1668 | 0.11893 | 0.24718 | -0.16746 | -1.1043 | 0.24718 | 0.20422 | 0.0187 | 0.5746 | 0.32563 | 1.0391 | 20.4927 | 0.016257 | -0.01104 | -0.0077827 | 0.016257 | 0.01784 | 0.1668 | -0.11313 | -1.0219 | 0.1668 | 0.11893 | 0.24718 | -0.16746 | -1.1043 | 0.24718 | 0.20422
137 | 0.32 | 0.35 | South/Central | NV | Las.Vegas-McCarran.Intl.AP.723860 | 3 | 1413386 | 29.7557 | 18.2122 | 55.6225 | 29.6131 | 26.0094 | 1122.47 | 0.81739 | -17.66 | 1.7591 | -0.94173 | -14.839 | -0.64233 | -32.63 | 0.42949 | -1.0718 | -37.0128 | -0.46816 | -81.23 | 2.5515 | -3.0197 | -87.1109 | 0.81739 | -17.66 | 1.7591 | -0.94173 | -14.839 | 0.90209 | -20.22 | 1.9697 | -1.0676 | -17.1366 | 0.0187 | 0.55642 | 0.34056 | 1.0401 | 20.9897 | 0.015285 | -0.012011 | -0.0087544 | 0.015285 | 0.016869 | -0.33023 | -0.61017 | -1.519 | -0.33023 | -0.3781 | -0.27748 | -0.69212 | -1.6289 | -0.27748 | -0.32045 | 0.0187 | 0.55642 | 0.34056 | 1.0401 | 20.9897 | 0.015285 | -0.012011 | -0.0087544 | 0.015285 | 0.016869 | -0.33023 | -0.61017 | -1.519 | -0.33023 | -0.3781 | -0.27748 | -0.69212 | -1.6289 | -0.27748 | -0.32045
138 | 0.32 | 0.4 | South/Central | NV | Las.Vegas-McCarran.Intl.AP.723860 | 3 | 1413386 | 28.9085 | 19.0094 | 55.8029 | 28.7699 | 27.0329 | 1150.18 | 0.637 | -45.37 | 2.6023 | -1.9653 | -44.6437 | -0.82272 | -60.34 | 1.2726 | -2.0954 | -66.8175 | -0.64855 | -108.94 | 3.3946 | -4.0432 | -116.9156 | 0.637 | -45.37 | 2.6023 | -1.9653 | -44.6437 | 0.72169 | -47.93 | 2.8128 | -2.0911 | -46.9412 | 0.0187 | 0.54058 | 0.35547 | 1.0435 | 21.5078 | 0.011912 | -0.015385 | -0.012128 | 0.011912 | 0.013495 | -0.8484 | -1.1283 | -2.0371 | -0.8484 | -0.89627 | -0.83482 | -1.2495 | -2.1863 | -0.83482 | -0.87778 | 0.0187 | 0.54058 | 0.35547 | 1.0435 | 21.5078 | 0.011912 | -0.015385 | -0.012128 | 0.011912 | 0.013495 | -0.8484 | -1.1283 | -2.0371 | -0.8484 | -0.89627 | -0.83482 | -1.2495 | -2.1863 | -0.83482 | -0.87778
140 | 0.2 | 0.45 | South/Central | NV | Las.Vegas-McCarran.Intl.AP.723860 | 3 | 1413386 | 25.2698 | 19.5894 | 52.7445 | 25.1483 | 27.5963 | 1140.15 | 3.6953 | -35.34 | 6.2239 | -2.5286 | -20.6426 | 2.2356 | -50.31 | 4.8943 | -2.6587 | -42.8164 | 2.4098 | -98.91 | 7.0163 | -4.6066 | -92.9145 | 3.6953 | -35.34 | 6.2239 | -2.5286 | -20.6426 | 3.78 | -37.9 | 6.4345 | -2.6545 | -22.9402 | 0.0187 | 0.47253 | 0.36631 | 0.9863 | 21.3203 | 0.069101 | 0.041805 | 0.045062 | 0.069101 | 0.070685 | -0.66084 | -0.94077 | -1.8496 | -0.66084 | -0.70871 | -0.38601 | -0.80065 | -1.7375 | -0.38601 | -0.42897 | 0.0187 | 0.47253 | 0.36631 | 0.9863 | 21.3203 | 0.069101 | 0.041805 | 0.045062 | 0.069101 | 0.070685 | -0.66084 | -0.94077 | -1.8496 | -0.66084 | -0.70871 | -0.38601 | -0.80065 | -1.7375 | -0.38601 | -0.42897
141 | 0.22 | 0.45 | South/Central | NV | Las.Vegas-McCarran.Intl.AP.723860 | 3 | 1413386 | 25.8062 | 19.5837 | 53.3049 | 25.6822 | 27.6227 | 1145.32 | 3.135 | -40.51 | 5.69 | -2.555 | -28.5227 | 1.6752 | -55.48 | 4.3604 | -2.6851 | -50.6965 | 1.8494 | -104.08 | 6.4824 | -4.633 | -100.7946 | 3.135 | -40.51 | 5.69 | -2.555 | -28.5227 | 3.2197 | -43.07 | 5.9006 | -2.6809 | -30.8202 | 0.0187 | 0.48257 | 0.36621 | 0.99678 | 21.417 | 0.058622 | 0.031326 | 0.034583 | 0.058622 | 0.060206 | -0.75752 | -1.0375 | -1.9462 | -0.75752 | -0.80539 | -0.53336 | -0.948 | -1.8848 | -0.53336 | -0.57632 | 0.0187 | 0.48257 | 0.36621 | 0.99678 | 21.417 | 0.058622 | 0.031326 | 0.034583 | 0.058622 | 0.060206 | -0.75752 | -1.0375 | -1.9462 | -0.75752 | -0.80539 | -0.53336 | -0.948 | -1.8848 | -0.53336 | -0.57632
142 | 0.24 | 0.45 | South/Central | NV | Las.Vegas-McCarran.Intl.AP.723860 | 3 | 1413386 | 26.3356 | 19.5834 | 53.8596 | 26.2091 | 27.6505 | 1150.48 | 2.5803 | -45.67 | 5.1631 | -2.5829 | -36.3681 | 1.1205 | -60.64 | 3.8335 | -2.7129 | -58.542 | 1.2947 | -109.24 | 5.9555 | -4.6608 | -108.64 | 2.5803 | -45.67 | 5.1631 | -2.5829 | -36.3681 | 2.665 | -48.23 | 5.3737 | -2.7087 | -38.6657 | 0.0187 | 0.49246 | 0.3662 | 1.0072 | 21.5135 | 0.04825 | 0.020954 | 0.024211 | 0.04825 | 0.049834 | -0.85401 | -1.1339 | -2.0427 | -0.85401 | -0.90188 | -0.68007 | -1.0947 | -2.0315 | -0.68007 | -0.72303 | 0.0187 | 0.49246 | 0.3662 | 1.0072 | 21.5135 | 0.04825 | 0.020954 | 0.024211 | 0.04825 | 0.049834 | -0.85401 | -1.1339 | -2.0427 | -0.85401 | -0.90188 | -0.68007 | -1.0947 | -2.0315 | -0.68007 | -0.72303
143 | 0.25 | 0.45 | South/Central | NV | Las.Vegas-McCarran.Intl.AP.723860 | 3 | 1413386 | 26.6009 | 19.5834 | 54.1396 | 26.4732 | 27.6664 | 1153.14 | 2.3002 | -48.33 | 4.899 | -2.5988 | -40.3794 | 0.84049 | -63.3 | 3.5694 | -2.7289 | -62.5532 | 1.0147 | -111.9 | 5.6914 | -4.6767 | -112.6513 | 2.3002 | -48.33 | 4.899 | -2.5988 | -40.3794 | 2.3849 | -50.89 | 5.1095 | -2.7246 | -42.6769 | 0.0187 | 0.49743 | 0.3662 | 1.0124 | 21.5632 | 0.043013 | 0.015717 | 0.018974 | 0.043013 | 0.044597 | -0.90375 | -1.1837 | -2.0925 | -0.90375 | -0.95162 | -0.75508 | -1.1697 | -2.1065 | -0.75508 | -0.79804 | 0.0187 | 0.49743 | 0.3662 | 1.0124 | 21.5632 | 0.043013 | 0.015717 | 0.018974 | 0.043013 | 0.044597 | -0.90375 | -1.1837 | -2.0925 | -0.90375 | -0.95162 | -0.75508 | -1.1697 | -2.1065 | -0.75508 | -0.79804
144 | 0.26 | 0.45 | South/Central | NV | Las.Vegas-McCarran.Intl.AP.723860 | 3 | 1413386 | 26.8154 | 19.628 | 54.4287 | 26.6866 | 27.7421 | 1157.39 | 2.0111 | -52.58 | 4.6856 | -2.6744 | -46.1106 | 0.55142 | -67.55 | 3.3559 | -2.8045 | -68.2844 | 0.72559 | -116.15 | 5.4779 | -4.7523 | -118.3825 | 2.0111 | -52.58 | 4.6856 | -2.6744 | -46.1106 | 2.0958 | -55.14 | 4.8961 | -2.8003 | -48.4081 | 0.0187 | 0.50144 | 0.36704 | 1.0178 | 21.6427 | 0.037607 | 0.010311 | 0.013568 | 0.037607 | 0.039191 | -0.98322 | -1.2632 | -2.172 | -0.98322 | -1.0311 | -0.86225 | -1.2769 | -2.2137 | -0.86225 | -0.90521 | 0.0187 | 0.50144 | 0.36704 | 1.0178 | 21.6427 | 0.037607 | 0.010311 | 0.013568 | 0.037607 | 0.039191 | -0.98322 | -1.2632 | -2.172 | -0.98322 | -1.0311 | -0.86225 | -1.2769 | -2.2137 | -0.86225 | -0.90521
145 | 0.27 | 0.45 | South/Central | NV | Las.Vegas-McCarran.Intl.AP.723860 | 3 | 1413386 | 27.0308 | 19.6734 | 54.7148 | 26.9011 | 27.8137 | 1161.52 | 1.7251 | -56.71 | 4.4711 | -2.7461 | -51.6961 | 0.26534 | -71.68 | 3.1415 | -2.8762 | -73.8699 | 0.43951 | -120.28 | 5.2635 | -4.824 | -123.968 | 1.7251 | -56.71 | 4.4711 | -2.7461 | -51.6961 | 1.8098 | -59.27 | 4.6817 | -2.8719 | -53.9936 | 0.0187 | 0.50546 | 0.36788 | 1.0231 | 21.7199 | 0.032258 | 0.0049617 | 0.0082186 | 0.032258 | 0.033842 | -1.0605 | -1.3404 | -2.2492 | -1.0605 | -1.1083 | -0.96669 | -1.3813 | -2.3181 | -0.96669 | -1.0097 | 0.0187 | 0.50546 | 0.36788 | 1.0231 | 21.7199 | 0.032258 | 0.0049617 | 0.0082186 | 0.032258 | 0.033842 | -1.0605 | -1.3404 | -2.2492 | -1.0605 | -1.1083 | -0.96669 | -1.3813 | -2.3181 | -0.96669 | -1.0097
146 | 0.28 | 0.45 | South/Central | NV | Las.Vegas-McCarran.Intl.AP.723860 | 3 | 1413386 | 27.2462 | 19.7181 | 55.0049 | 27.1155 | 27.8894 | 1165.78 | 1.4349 | -60.97 | 4.2567 | -2.8218 | -57.4428 | -0.024807 | -75.94 | 2.9271 | -2.9519 | -79.6166 | 0.14936 | -124.54 | 5.0491 | -4.8997 | -129.7147 | 1.4349 | -60.97 | 4.2567 | -2.8218 | -57.4428 | 1.5196 | -63.53 | 4.4673 | -2.9476 | -59.7403 | 0.0187 | 0.50949 | 0.36872 | 1.0286 | 21.7996 | 0.026832 | -0.00046389 | 0.002793 | 0.026832 | 0.028416 | -1.1401 | -1.42 | -2.3288 | -1.1401 | -1.188 | -1.0742 | -1.4888 | -2.4256 | -1.0742 | -1.1171 | 0.0187 | 0.50949 | 0.36872 | 1.0286 | 21.7996 | 0.026832 | -0.00046389 | 0.002793 | 0.026832 | 0.028416 | -1.1401 | -1.42 | -2.3288 | -1.1401 | -1.188 | -1.0742 | -1.4888 | -2.4256 | -1.0742 | -1.1171
147 | 0.3 | 0.45 | South/Central | NV | Las.Vegas-McCarran.Intl.AP.723860 | 3 | 1413386 | 27.6357 | 19.888 | 55.6444 | 27.5032 | 28.1412 | 1177.35 | 0.79549 | -72.54 | 3.869 | -3.0735 | -72.3872 | -0.66423 | -87.51 | 2.5394 | -3.2036 | -94.5611 | -0.49006 | -136.11 | 4.6614 | -5.1514 | -144.6591 | 0.79549 | -72.54 | 3.869 | -3.0735 | -72.3872 | 0.88019 | -75.1 | 4.0796 | -3.1994 | -74.6848 | 0.0187 | 0.51678 | 0.3719 | 1.0405 | 22.0159 | 0.014875 | -0.012421 | -0.0091639 | 0.014875 | 0.016459 | -1.3565 | -1.6364 | -2.5452 | -1.3565 | -1.4043 | -1.3536 | -1.7682 | -2.7051 | -1.3536 | -1.3966 | 0.0187 | 0.51678 | 0.3719 | 1.0405 | 22.0159 | 0.014875 | -0.012421 | -0.0091639 | 0.014875 | 0.016459 | -1.3565 | -1.6364 | -2.5452 | -1.3565 | -1.4043 | -1.3536 | -1.7682 | -2.7051 | -1.3536 | -1.3966
148 | 0.2 | 0.5 | South/Central | NV | Las.Vegas-McCarran.Intl.AP.723860 | 3 | 1413386 | 24.6284 | 20.4867 | 53.2861 | 24.51 | 28.7761 | 1174.71 | 3.1537 | -69.9 | 6.8622 | -3.7085 | -59.2682 | 1.694 | -84.87 | 5.5326 | -3.8386 | -81.442 | 1.8682 | -133.47 | 7.6546 | -5.7864 | -131.54 | 3.1537 | -69.9 | 6.8622 | -3.7085 | -59.2682 | 3.2384 | -72.46 | 7.0728 | -3.8343 | -61.5657 | 0.0187 | 0.46054 | 0.38309 | 0.99643 | 21.9665 | 0.058974 | 0.031677 | 0.034934 | 0.058974 | 0.060557 | -1.3071 | -1.587 | -2.4958 | -1.3071 | -1.355 | -1.1083 | -1.5229 | -2.4597 | -1.1083 | -1.1513 | 0.0187 | 0.46054 | 0.38309 | 0.99643 | 21.9665 | 0.058974 | 0.031677 | 0.034934 | 0.058974 | 0.060557 | -1.3071 | -1.587 | -2.4958 | -1.3071 | -1.355 | -1.1083 | -1.5229 | -2.4597 | -1.1083 | -1.1513
149 | 0.22 | 0.5 | South/Central | NV | Las.Vegas-McCarran.Intl.AP.723860 | 3 | 1413386 | 25.1535 | 20.4763 | 53.8252 | 25.0326 | 28.7926 | 1179.46 | 2.6147 | -74.65 | 6.3396 | -3.7249 | -66.6074 | 1.155 | -89.62 | 5.01 | -3.855 | -88.7812 | 1.3291 | -138.22 | 7.132 | -5.8028 | -138.8793 | 2.6147 | -74.65 | 6.3396 | -3.7249 | -66.6074 | 2.6994 | -77.21 | 6.5502 | -3.8508 | -68.905 | 0.0187 | 0.47036 | 0.3829 | 1.0065 | 22.0554 | 0.048894 | 0.021598 | 0.024854 | 0.048894 | 0.050477 | -1.3959 | -1.6759 | -2.5847 | -1.3959 | -1.4438 | -1.2455 | -1.6602 | -2.597 | -1.2455 | -1.2885 | 0.0187 | 0.47036 | 0.3829 | 1.0065 | 22.0554 | 0.048894 | 0.021598 | 0.024854 | 0.048894 | 0.050477 | -1.3959 | -1.6759 | -2.5847 | -1.3959 | -1.4438 | -1.2455 | -1.6602 | -2.597 | -1.2455 | -1.2885
150 | 0.24 | 0.5 | South/Central | NV | Las.Vegas-McCarran.Intl.AP.723860 | 3 | 1413386 | 25.6743 | 20.4663 | 54.3616 | 25.5509 | 28.8107 | 1184.24 | 2.0782 | -79.43 | 5.8213 | -3.743 | -73.9593 | 0.61851 | -94.4 | 4.4916 | -3.8731 | -96.1331 | 0.79268 | -143 | 6.6136 | -5.821 | -146.2312 | 2.0782 | -79.43 | 5.8213 | -3.743 | -73.9593 | 2.1629 | -81.99 | 6.0318 | -3.8689 | -76.2568 | 0.0187 | 0.4801 | 0.38271 | 1.0165 | 22.1448 | 0.038862 | 0.011566 | 0.014823 | 0.038862 | 0.040446 | -1.4853 | -1.7652 | -2.674 | -1.4853 | -1.5332 | -1.383 | -1.7976 | -2.7345 | -1.383 | -1.426 | 0.0187 | 0.4801 | 0.38271 | 1.0165 | 22.1448 | 0.038862 | 0.011566 | 0.014823 | 0.038862 | 0.040446 | -1.4853 | -1.7652 | -2.674 | -1.4853 | -1.5332 | -1.383 | -1.7976 | -2.7345 | -1.383 | -1.426
151 | 0.25 | 0.5 | South/Central | NV | Las.Vegas-McCarran.Intl.AP.723860 | 3 | 1413386 | 25.9339 | 20.4659 | 54.6351 | 25.8094 | 28.8257 | 1186.81 | 1.8047 | -82 | 5.5628 | -3.7581 | -77.8631 | 0.34501 | -96.97 | 4.2332 | -3.8882 | -100.0369 | 0.51917 | -145.57 | 6.3552 | -5.836 | -150.1349 | 1.8047 | -82 | 5.5628 | -3.7581 | -77.8631 | 1.8894 | -84.56 | 5.7734 | -3.8839 | -80.1606 | 0.0187 | 0.48495 | 0.3827 | 1.0217 | 22.1928 | 0.033748 | 0.0064515 | 0.0097083 | 0.033748 | 0.035331 | -1.5334 | -1.8133 | -2.7221 | -1.5334 | -1.5812 | -1.456 | -1.8706 | -2.8075 | -1.456 | -1.499 | 0.0187 | 0.48495 | 0.3827 | 1.0217 | 22.1928 | 0.033748 | 0.0064515 | 0.0097083 | 0.033748 | 0.035331 | -1.5334 | -1.8133 | -2.7221 | -1.5334 | -1.5812 | -1.456 | -1.8706 | -2.8075 | -1.456 | -1.499
152 | 0.26 | 0.5 | South/Central | NV | Las.Vegas-McCarran.Intl.AP.723860 | 3 | 1413386 | 26.1598 | 20.496 | 54.911 | 26.0342 | 28.8769 | 1190.34 | 1.5288 | -85.53 | 5.338 | -3.8092 | -82.7674 | 0.0691 | -100.5 | 4.0084 | -3.9393 | -104.9412 | 0.24327 | -149.1 | 6.1304 | -5.8871 | -155.0393 | 1.5288 | -85.53 | 5.338 | -3.8092 | -82.7674 | 1.6135 | -88.09 | 5.5486 | -3.9351 | -85.0649 | 0.0187 | 0.48918 | 0.38327 | 1.0268 | 22.2588 | 0.028588 | 0.0012921 | 0.004549 | 0.028588 | 0.030172 | -1.5994 | -1.8793 | -2.7881 | -1.5994 | -1.6472 | -1.5477 | -1.9624 | -2.8992 | -1.5477 | -1.5907 | 0.0187 | 0.48918 | 0.38327 | 1.0268 | 22.2588 | 0.028588 | 0.0012921 | 0.004549 | 0.028588 | 0.030172 | -1.5994 | -1.8793 | -2.7881 | -1.5994 | -1.6472 | -1.5477 | -1.9624 | -2.8992 | -1.5477 | -1.5907
153 | 0.27 | 0.5 | South/Central | NV | Las.Vegas-McCarran.Intl.AP.723860 | 3 | 1413386 | 26.3895 | 20.5302 | 55.195 | 26.2628 | 28.9322 | 1194.03 | 1.2449 | -89.22 | 5.1094 | -3.8645 | -87.887 | -0.21486 | -104.19 | 3.7798 | -3.9946 | -110.0608 | -0.040691 | -152.79 | 5.9018 | -5.9424 | -160.1589 | 1.2449 | -89.22 | 5.1094 | -3.8645 | -87.887 | 1.3296 | -91.78 | 5.3199 | -3.9904 | -90.1846 | 0.0187 | 0.49347 | 0.38391 | 1.0321 | 22.3278 | 0.023278 | -0.0040178 | -0.00076091 | 0.023278 | 0.024862 | -1.6684 | -1.9483 | -2.8571 | -1.6684 | -1.7162 | -1.6434 | -2.0581 | -2.9949 | -1.6434 | -1.6864 | 0.0187 | 0.49347 | 0.38391 | 1.0321 | 22.3278 | 0.023278 | -0.0040178 | -0.00076091 | 0.023278 | 0.024862 | -1.6684 | -1.9483 | -2.8571 | -1.6684 | -1.7162 | -1.6434 | -2.0581 | -2.9949 | -1.6434 | -1.6864
154 | 0.28 | 0.5 | South/Central | NV | Las.Vegas-McCarran.Intl.AP.723860 | 3 | 1413386 | 26.5892 | 20.6106 | 55.5109 | 26.4616 | 29.0492 | 1199.56 | 0.929 | -94.75 | 4.9106 | -3.9816 | -95.073 | -0.53072 | -109.72 | 3.5809 | -4.1117 | -117.2468 | -0.35655 | -158.32 | 5.7029 | -6.0595 | -167.3448 | 0.929 | -94.75 | 4.9106 | -3.9816 | -95.073 | 1.0137 | -97.31 | 5.1211 | -4.1074 | -97.3705 | 0.0187 | 0.49721 | 0.38541 | 1.038 | 22.4312 | 0.017372 | -0.0099242 | -0.0066673 | 0.017372 | 0.018956 | -1.7718 | -2.0517 | -2.9605 | -1.7718 | -1.8197 | -1.7778 | -2.1925 | -3.1293 | -1.7778 | -1.8208 | 0.0187 | 0.49721 | 0.38541 | 1.038 | 22.4312 | 0.017372 | -0.0099242 | -0.0066673 | 0.017372 | 0.018956 | -1.7718 | -2.0517 | -2.9605 | -1.7718 | -1.8197 | -1.7778 | -2.1925 | -3.1293 | -1.7778 | -1.8208
155 | 0.3 | 0.5 | South/Central | NV | Las.Vegas-McCarran.Intl.AP.723860 | 3 | 1413386 | 26.9691 | 20.8163 | 56.1811 | 26.8398 | 29.3413 | 1212.41 | 0.25874 | -107.6 | 4.5324 | -4.2737 | -111.4971 | -1.201 | -122.57 | 3.2028 | -4.4038 | -133.6709 | -1.0268 | -171.17 | 5.3248 | -6.3516 | -183.769 | 0.25874 | -107.6 | 4.5324 | -4.2737 | -111.4971 | 0.34344 | -110.16 | 4.743 | -4.3995 | -113.7946 | 0.0187 | 0.50431 | 0.38926 | 1.0506 | 22.6715 | 0.0048383 | -0.022458 | -0.019201 | 0.0048383 | 0.0064221 | -2.0121 | -2.292 | -3.2008 | -2.0121 | -2.0599 | -2.0849 | -2.4996 | -3.4364 | -2.0849 | -2.1279 | 0.0187 | 0.50431 | 0.38926 | 1.0506 | 22.6715 | 0.0048383 | -0.022458 | -0.019201 | 0.0048383 | 0.0064221 | -2.0121 | -2.292 | -3.2008 | -2.0121 | -2.0599 | -2.0849 | -2.4996 | -3.4364 | -2.0849 | -2.1279
156 | 0.37 | 0.17 | South/Central | NV | Las.Vegas-McCarran.Intl.AP.723860 | 3 | 1413386 | 34.2207 | 16.0213 | 57.2998 | 34.057 | 23.2428 | 1064.8 | -0.85992 | 40.01 | -2.6848 | 1.8248 | 38.0189 | -2.3196 | 25.04 | -4.0144 | 1.6948 | 15.8451 | -2.1455 | -23.56 | -1.8924 | -0.25309 | -34.253 | -0.85992 | 40.01 | -2.6848 | 1.8248 | 38.0189 | -0.77523 | 37.45 | -2.4742 | 1.699 | 35.7214 | 0.0187 | 0.63991 | 0.29959 | 1.0715 | 19.9113 | -0.01608 | -0.043376 | -0.040119 | -0.01608 | -0.014496 | 0.74817 | 0.46824 | -0.44056 | 0.74817 | 0.7003 | 0.71094 | 0.2963 | -0.64052 | 0.71094 | 0.66797 | 0.0187 | 0.63991 | 0.29959 | 1.0715 | 19.9113 | -0.01608 | -0.043376 | -0.040119 | -0.01608 | -0.014496 | 0.74817 | 0.46824 | -0.44056 | 0.74817 | 0.7003 | 0.71094 | 0.2963 | -0.64052 | 0.71094 | 0.66797
157 | 0.37 | 0.19 | South/Central | NV | Las.Vegas-McCarran.Intl.AP.723860 | 3 | 1413386 | 33.6842 | 16.3674 | 57.2093 | 33.523 | 23.6863 | 1075.46 | -0.76944 | 29.35 | -2.1508 | 1.3814 | 27.2633 | -2.2292 | 14.38 | -3.4804 | 1.2513 | 5.0895 | -2.055 | -34.22 | -1.3584 | -0.69656 | -45.0086 | -0.76944 | 29.35 | -2.1508 | 1.3814 | 27.2633 | -0.68475 | 26.79 | -1.9403 | 1.2555 | 24.9657 | 0.0187 | 0.62988 | 0.30606 | 1.0698 | 20.1106 | -0.014388 | -0.041684 | -0.038427 | -0.014388 | -0.012804 | 0.54883 | 0.2689 | -0.6399 | 0.54883 | 0.50096 | 0.50981 | 0.095171 | -0.84164 | 0.50981 | 0.46685 | 0.0187 | 0.62988 | 0.30606 | 1.0698 | 20.1106 | -0.014388 | -0.041684 | -0.038427 | -0.014388 | -0.012804 | 0.54883 | 0.2689 | -0.6399 | 0.54883 | 0.50096 | 0.50981 | 0.095171 | -0.84164 | 0.50981 | 0.46685
158 | 0.37 | 0.2 | South/Central | NV | Las.Vegas-McCarran.Intl.AP.723860 | 3 | 1413386 | 33.4331 | 16.5335 | 57.1743 | 33.2731 | 23.9012 | 1080.7 | -0.73442 | 24.11 | -1.9009 | 1.1665 | 21.9382 | -2.1941 | 9.14 | -3.2305 | 1.0364 | -0.23561 | -2.02 | -39.46 | -1.1085 | -0.91147 | -50.3337 | -0.73442 | 24.11 | -1.9009 | 1.1665 | 21.9382 | -0.64972 | 21.55 | -1.6903 | 1.0406 | 19.6407 | 0.0187 | 0.62518 | 0.30917 | 1.0691 | 20.2086 | -0.013733 | -0.041029 | -0.037773 | -0.013733 | -0.012149 | 0.45085 | 0.17091 | -0.73788 | 0.45085 | 0.40298 | 0.41023 | -0.0044058 | -0.94122 | 0.41023 | 0.36727 | 0.0187 | 0.62518 | 0.30917 | 1.0691 | 20.2086 | -0.013733 | -0.041029 | -0.037773 | -0.013733 | -0.012149 | 0.45085 | 0.17091 | -0.73788 | 0.45085 | 0.40298 | 0.41023 | -0.0044058 | -0.94122 | 0.41023 | 0.36727
159 | 0.37 | 0.23 | South/Central | NV | Las.Vegas-McCarran.Intl.AP.723860 | 3 | 1413386 | 32.7111 | 17.0499 | 57.1091 | 32.5545 | 24.5546 | 1096.96 | -0.66928 | 7.85 | -1.1823 | 0.51303 | 5.2177 | -2.129 | -7.12 | -2.5119 | 0.38293 | -16.9561 | -1.9548 | -55.72 | -0.38994 | -1.5649 | -67.0542 | -0.66928 | 7.85 | -1.1823 | 0.51303 | 5.2177 | -0.58459 | 5.29 | -0.97175 | 0.38716 | 2.9202 | 0.0187 | 0.61168 | 0.31883 | 1.0679 | 20.5127 | -0.012515 | -0.039811 | -0.036555 | -0.012515 | -0.010932 | 0.14679 | -0.13314 | -1.0419 | 0.14679 | 0.098921 | 0.097568 | -0.31707 | -1.2539 | 0.097568 | 0.054606 | 0.0187 | 0.61168 | 0.31883 | 1.0679 | 20.5127 | -0.012515 | -0.039811 | -0.036555 | -0.012515 | -0.010932 | 0.14679 | -0.13314 | -1.0419 | 0.14679 | 0.098921 | 0.097568 | -0.31707 | -1.2539 | 0.097568 | 0.054606
160 | 0.37 | 0.25 | South/Central | NV | Las.Vegas-McCarran.Intl.AP.723860 | 3 | 1413386 | 32.2645 | 17.3917 | 57.1047 | 32.11 | 24.9946 | 1108.22 | -0.66481 | -3.41 | -0.73783 | 0.073019 | -6.5455 | -2.1245 | -18.38 | -2.0675 | -0.057075 | -28.7193 | -1.9504 | -66.98 | 0.05455 | -2.0049 | -78.8173 | -0.66481 | -3.41 | -0.73783 | 0.073019 | -6.5455 | -0.58011 | -5.97 | -0.52727 | -0.052848 | -8.843 | 0.0187 | 0.60333 | 0.32522 | 1.0678 | 20.7232 | -0.012432 | -0.039728 | -0.036471 | -0.012432 | -0.010848 | -0.063765 | -0.3437 | -1.2525 | -0.063765 | -0.11164 | -0.1224 | -0.53704 | -1.4738 | -0.1224 | -0.16536 | 0.0187 | 0.60333 | 0.32522 | 1.0678 | 20.7232 | -0.012432 | -0.039728 | -0.036471 | -0.012432 | -0.010848 | -0.063765 | -0.3437 | -1.2525 | -0.063765 | -0.11164 | -0.1224 | -0.53704 | -1.4738 | -0.1224 | -0.16536
161 | 0.4 | 0.17 | South/Central | NV | Las.Vegas-McCarran.Intl.AP.723860 | 3 | 1413386 | 35.0105 | 16.0709 | 58.1991 | 34.8431 | 23.356 | 1074.85 | -1.7593 | 29.96 | -3.4709 | 1.7116 | 23.4686 | -3.219 | 14.99 | -4.8005 | 1.5815 | 1.2948 | -3.0448 | -33.61 | -2.6785 | -0.36632 | -48.8033 | -1.7593 | 29.96 | -3.4709 | 1.7116 | 23.4686 | -1.6746 | 27.4 | -3.2603 | 1.5857 | 21.1711 | 0.0187 | 0.65468 | 0.30052 | 1.0883 | 20.0992 | -0.032898 | -0.060194 | -0.056937 | -0.032898 | -0.031314 | 0.56024 | 0.28031 | -0.62849 | 0.56024 | 0.51237 | 0.43885 | 0.024212 | -0.9126 | 0.43885 | 0.39589 | 0.0187 | 0.65468 | 0.30052 | 1.0883 | 20.0992 | -0.032898 | -0.060194 | -0.056937 | -0.032898 | -0.031314 | 0.56024 | 0.28031 | -0.62849 | 0.56024 | 0.51237 | 0.43885 | 0.024212 | -0.9126 | 0.43885 | 0.39589
162 | 0.4 | 0.19 | South/Central | NV | Las.Vegas-McCarran.Intl.AP.723860 | 3 | 1413386 | 34.4793 | 16.4074 | 58.0949 | 34.3144 | 23.7804 | 1084.92 | -1.655 | 19.89 | -2.9422 | 1.2872 | 13.402 | -3.1147 | 4.92 | -4.2718 | 1.1571 | -8.7718 | -2.9406 | -43.68 | -2.1498 | -0.79072 | -58.8699 | -1.655 | 19.89 | -2.9422 | 1.2872 | 13.402 | -1.5703 | 17.33 | -2.7317 | 1.1613 | 11.1044 | 0.0187 | 0.64475 | 0.30681 | 1.0863 | 20.2875 | -0.030948 | -0.058244 | -0.054987 | -0.030948 | -0.029364 | 0.37193 | 0.092002 | -0.8168 | 0.37193 | 0.32406 | 0.25061 | -0.16403 | -1.1008 | 0.25061 | 0.20765 | 0.0187 | 0.64475 | 0.30681 | 1.0863 | 20.2875 | -0.030948 | -0.058244 | -0.054987 | -0.030948 | -0.029364 | 0.37193 | 0.092002 | -0.8168 | 0.37193 | 0.32406 | 0.25061 | -0.16403 | -1.1008 | 0.25061 | 0.20765
163 | 0.4 | 0.2 | South/Central | NV | Las.Vegas-McCarran.Intl.AP.723860 | 3 | 1413386 | 34.2182 | 16.5778 | 58.0541 | 34.0545 | 23.9996 | 1090.22 | -1.6142 | 14.59 | -2.6823 | 1.0681 | 8.0373 | -3.074 | -0.38 | -4.012 | 0.93801 | -14.1365 | -2.8998 | -48.98 | -1.89 | -1.0098 | -64.2346 | -1.6142 | 14.59 | -2.6823 | 1.0681 | 8.0373 | -1.5295 | 12.03 | -2.4718 | 0.94223 | 5.7397 | 0.0187 | 0.63987 | 0.31 | 1.0856 | 20.3866 | -0.030186 | -0.057482 | -0.054225 | -0.030186 | -0.028602 | 0.27283 | -0.0071058 | -0.9159 | 0.27283 | 0.22496 | 0.15029 | -0.26435 | -1.2012 | 0.15029 | 0.10733 | 0.0187 | 0.63987 | 0.31 | 1.0856 | 20.3866 | -0.030186 | -0.057482 | -0.054225 | -0.030186 | -0.028602 | 0.27283 | -0.0071058 | -0.9159 | 0.27283 | 0.22496 | 0.15029 | -0.26435 | -1.2012 | 0.15029 | 0.10733
164 | 0.4 | 0.23 | South/Central | NV | Las.Vegas-McCarran.Intl.AP.723860 | 3 | 1413386 | 33.4962 | 17.0895 | 57.9938 | 33.336 | 24.6579 | 1106.64 | -1.554 | -1.83 | -1.9638 | 0.4098 | -8.8763 | -3.0137 | -16.8 | -3.2934 | 0.2797 | -31.0501 | -2.8395 | -65.4 | -1.1714 | -1.6681 | -81.1482 | -1.554 | -1.83 | -1.9638 | 0.4098 | -8.8763 | -1.4693 | -4.39 | -1.7532 | 0.28393 | -11.1738 | 0.0187 | 0.62636 | 0.31957 | 1.0845 | 20.6937 | -0.029059 | -0.056355 | -0.053098 | -0.029059 | -0.027475 | -0.03422 | -0.31415 | -1.223 | -0.03422 | -0.082091 | -0.16598 | -0.58062 | -1.5174 | -0.16598 | -0.20895 | 0.0187 | 0.62636 | 0.31957 | 1.0845 | 20.6937 | -0.029059 | -0.056355 | -0.053098 | -0.029059 | -0.027475 | -0.03422 | -0.31415 | -1.223 | -0.03422 | -0.082091 | -0.16598 | -0.58062 | -1.5174 | -0.16598 | -0.20895
165 | 0.4 | 0.25 | South/Central | NV | Las.Vegas-McCarran.Intl.AP.723860 | 3 | 1413386 | 33.0449 | 17.426 | 57.979 | 32.8868 | 25.0922 | 1117.68 | -1.5392 | -12.87 | -1.5146 | -0.024531 | -20.3545 | -2.9989 | -27.84 | -2.8443 | -0.15463 | -42.5283 | -2.8247 | -76.44 | -0.72226 | -2.1025 | -92.6264 | -1.5392 | -12.87 | -1.5146 | -0.024531 | -20.3545 | -1.4545 | -15.43 | -1.3041 | -0.1504 | -22.6521 | 0.0187 | 0.61792 | 0.32586 | 1.0842 | 20.9001 | -0.028782 | -0.056078 | -0.052821 | -0.028782 | -0.027198 | -0.24066 | -0.5206 | -1.4294 | -0.24066 | -0.28853 | -0.38062 | -0.79526 | -1.7321 | -0.38062 | -0.42358 | 0.0187 | 0.61792 | 0.32586 | 1.0842 | 20.9001 | -0.028782 | -0.056078 | -0.052821 | -0.028782 | -0.027198 | -0.24066 | -0.5206 | -1.4294 | -0.24066 | -0.28853 | -0.38062 | -0.79526 | -1.7321 | -0.38062 | -0.42358
166 | 0.21 | 0.17 | South/Central | NV | Las.Vegas-McCarran.Intl.AP.723860 | 3 | 1413386 | 29.7032 | 15.8173 | 52.2882 | 29.5603 | 22.7279 | 1011.68 | 4.1517 | 93.13 | 1.8119 | 2.3398 | 115.9812 | 2.6919 | 78.16 | 0.48226 | 2.2097 | 93.8073 | 2.8661 | 29.56 | 2.6043 | 0.26183 | 43.7093 | 4.1517 | 93.13 | 1.8119 | 2.3398 | 115.9812 | 4.2363 | 90.57 | 2.0225 | 2.2139 | 113.6836 | 0.0187 | 0.55544 | 0.29578 | 0.97777 | 18.918 | 0.077634 | 0.050338 | 0.053595 | 0.077634 | 0.079218 | 1.7415 | 1.4616 | 0.55276 | 1.7415 | 1.6936 | 2.1688 | 1.7542 | 0.81734 | 2.1688 | 2.1258 | 0.0187 | 0.55544 | 0.29578 | 0.97777 | 18.918 | 0.077634 | 0.050338 | 0.053595 | 0.077634 | 0.079218 | 1.7415 | 1.4616 | 0.55276 | 1.7415 | 1.6936 | 2.1688 | 1.7542 | 0.81734 | 2.1688 | 2.1258
167 | 0.21 | 0.19 | South/Central | NV | Las.Vegas-McCarran.Intl.AP.723860 | 3 | 1413386 | 29.1966 | 16.1748 | 52.2391 | 29.0562 | 23.1829 | 1022.95 | 4.2008 | 81.86 | 2.316 | 1.8847 | 104.3856 | 2.741 | 66.89 | 0.9864 | 1.7546 | 82.2118 | 2.9152 | 18.29 | 3.1084 | -0.19319 | 32.1137 | 4.2008 | 81.86 | 2.316 | 1.8847 | 104.3856 | 4.2855 | 79.3 | 2.5266 | 1.7589 | 102.0881 | 0.0187 | 0.54596 | 0.30246 | 0.97685 | 19.1287 | 0.078552 | 0.051256 | 0.054513 | 0.078552 | 0.080136 | 1.5307 | 1.2508 | 0.34201 | 1.5307 | 1.4829 | 1.952 | 1.5373 | 0.60051 | 1.952 | 1.909 | 0.0187 | 0.54596 | 0.30246 | 0.97685 | 19.1287 | 0.078552 | 0.051256 | 0.054513 | 0.078552 | 0.080136 | 1.5307 | 1.2508 | 0.34201 | 1.5307 | 1.4829 | 1.952 | 1.5373 | 0.60051 | 1.952 | 1.909
168 | 0.21 | 0.2 | South/Central | NV | Las.Vegas-McCarran.Intl.AP.723860 | 3 | 1413386 | 28.9611 | 16.3548 | 52.2336 | 28.8219 | 23.4118 | 1028.78 | 4.2062 | 76.03 | 2.5503 | 1.6559 | 98.3073 | 2.7465 | 61.06 | 1.2207 | 1.5258 | 76.1335 | 2.9207 | 12.46 | 3.3427 | -0.42206 | 26.0354 | 4.2062 | 76.03 | 2.5503 | 1.6559 | 98.3073 | 4.2909 | 73.47 | 2.7609 | 1.53 | 96.0098 | 0.0187 | 0.54156 | 0.30583 | 0.97675 | 19.2377 | 0.078654 | 0.051358 | 0.054615 | 0.078654 | 0.080238 | 1.4217 | 1.1418 | 0.233 | 1.4217 | 1.3739 | 1.8383 | 1.4237 | 0.48685 | 1.8383 | 1.7953 | 0.0187 | 0.54156 | 0.30583 | 0.97675 | 19.2377 | 0.078654 | 0.051358 | 0.054615 | 0.078654 | 0.080238 | 1.4217 | 1.1418 | 0.233 | 1.4217 | 1.3739 | 1.8383 | 1.4237 | 0.48685 | 1.8383 | 1.7953
169 | 0.21 | 0.23 | South/Central | NV | Las.Vegas-McCarran.Intl.AP.723860 | 3 | 1413386 | 28.2795 | 16.8874 | 52.2349 | 28.1435 | 24.0915 | 1046.21 | 4.2049 | 58.6 | 3.2288 | 0.97619 | 80.0317 | 2.7452 | 43.63 | 1.8991 | 0.84609 | 57.8579 | 2.9194 | -4.97 | 4.0211 | -1.1017 | 7.7598 | 4.2049 | 58.6 | 3.2288 | 0.97619 | 80.0317 | 4.2896 | 56.04 | 3.4393 | 0.85032 | 77.7342 | 0.0187 | 0.52881 | 0.31579 | 0.97677 | 19.5637 | 0.07863 | 0.051334 | 0.054591 | 0.07863 | 0.080214 | 1.0958 | 0.81586 | -0.092937 | 1.0958 | 1.0479 | 1.4966 | 1.0819 | 0.14511 | 1.4966 | 1.4536 | 0.0187 | 0.52881 | 0.31579 | 0.97677 | 19.5637 | 0.07863 | 0.051334 | 0.054591 | 0.07863 | 0.080214 | 1.0958 | 0.81586 | -0.092937 | 1.0958 | 1.0479 | 1.4966 | 1.0819 | 0.14511 | 1.4966 | 1.4536
170 | 0.21 | 0.25 | South/Central | NV | Las.Vegas-McCarran.Intl.AP.723860 | 3 | 1413386 | 27.8681 | 17.2439 | 52.2804 | 27.7341 | 24.5464 | 1058.24 | 4.1594 | 46.57 | 3.6381 | 0.52129 | 67.2289 | 2.6997 | 31.6 | 2.3085 | 0.39119 | 45.0551 | 2.8739 | -17 | 4.4305 | -1.5566 | -5.043 | 4.1594 | 46.57 | 3.6381 | 0.52129 | 67.2289 | 4.2441 | 44.01 | 3.8487 | 0.39542 | 64.9314 | 0.0187 | 0.52112 | 0.32245 | 0.97762 | 19.7886 | 0.077779 | 0.050483 | 0.05374 | 0.077779 | 0.079363 | 0.87084 | 0.59091 | -0.31789 | 0.87084 | 0.82297 | 1.2572 | 0.84251 | -0.094301 | 1.2572 | 1.2142 | 0.0187 | 0.52112 | 0.32245 | 0.97762 | 19.7886 | 0.077779 | 0.050483 | 0.05374 | 0.077779 | 0.079363 | 0.87084 | 0.59091 | -0.31789 | 0.87084 | 0.82297 | 1.2572 | 0.84251 | -0.094301 | 1.2572 | 1.2142
171 | 0.21 | 0.27 | South/Central | NV | Las.Vegas-McCarran.Intl.AP.723860 | 3 | 1413386 | 27.4818 | 17.6 | 52.3602 | 27.3496 | 25.0105 | 1070.78 | 4.0797 | 34.03 | 4.0226 | 0.057113 | 53.7391 | 2.62 | 19.06 | 2.693 | -0.072981 | 31.5652 | 2.7941 | -29.54 | 4.815 | -2.0208 | -18.5328 | 4.0797 | 34.03 | 4.0226 | 0.057113 | 53.7391 | 4.1644 | 31.47 | 4.2331 | -0.068754 | 51.4415 | 0.0187 | 0.5139 | 0.32911 | 0.97911 | 20.0231 | 0.076288 | 0.048992 | 0.052249 | 0.076288 | 0.077872 | 0.63635 | 0.35641 | -0.55238 | 0.63635 | 0.58847 | 1.0049 | 0.59026 | -0.34656 | 1.0049 | 0.96193 | 0.0187 | 0.5139 | 0.32911 | 0.97911 | 20.0231 | 0.076288 | 0.048992 | 0.052249 | 0.076288 | 0.077872 | 0.63635 | 0.35641 | -0.55238 | 0.63635 | 0.58847 | 1.0049 | 0.59026 | -0.34656 | 1.0049 | 0.96193
172 | 0.21 | 0.3 | South/Central | NV | Las.Vegas-McCarran.Intl.AP.723860 | 3 | 1413386 | 26.9457 | 18.1364 | 52.5162 | 26.8161 | 25.7002 | 1089.72 | 3.9236 | 15.09 | 4.5561 | -0.63251 | 33.2159 | 2.4639 | 0.12 | 3.2265 | -0.76261 | 11.0421 | 2.6381 | -48.48 | 5.3485 | -2.7104 | -39.056 | 3.9236 | 15.09 | 4.5561 | -0.63251 | 33.2159 | 4.0083 | 12.53 | 4.7667 | -0.75838 | 30.9183 | 0.0187 | 0.50387 | 0.33914 | 0.98203 | 20.3773 | 0.07337 | 0.046074 | 0.049331 | 0.07337 | 0.074954 | 0.28218 | 0.0022439 | -0.90655 | 0.28218 | 0.23431 | 0.62112 | 0.20648 | -0.73033 | 0.62112 | 0.57816 | 0.0187 | 0.50387 | 0.33914 | 0.98203 | 20.3773 | 0.07337 | 0.046074 | 0.049331 | 0.07337 | 0.074954 | 0.28218 | 0.0022439 | -0.90655 | 0.28218 | 0.23431 | 0.62112 | 0.20648 | -0.73033 | 0.62112 | 0.57816
173 | 0.21 | 0.32 | South/Central | NV | Las.Vegas-McCarran.Intl.AP.723860 | 3 | 1413386 | 26.6188 | 18.4929 | 52.6506 | 26.4909 | 26.1597 | 1102.57 | 3.7893 | 2.24 | 4.8813 | -1.092 | 19.1522 | 2.3296 | -12.73 | 3.5517 | -1.2221 | -3.0216 | 2.5037 | -61.33 | 5.6737 | -3.17 | -53.1196 | 3.7893 | 2.24 | 4.8813 | -1.092 | 19.1522 | 3.874 | -0.32 | 5.0919 | -1.2179 | 16.8547 | 0.0187 | 0.49776 | 0.34581 | 0.98454 | 20.6176 | 0.070858 | 0.043562 | 0.046819 | 0.070858 | 0.072442 | 0.041887 | -0.23805 | -1.1468 | 0.041887 | -0.0059839 | 0.35814 | -0.056502 | -0.99331 | 0.35814 | 0.31518 | 0.0187 | 0.49776 | 0.34581 | 0.98454 | 20.6176 | 0.070858 | 0.043562 | 0.046819 | 0.070858 | 0.072442 | 0.041887 | -0.23805 | -1.1468 | 0.041887 | -0.0059839 | 0.35814 | -0.056502 | -0.99331 | 0.35814 | 0.31518
174 | 0.21 | 0.35 | South/Central | NV | Las.Vegas-McCarran.Intl.AP.723860 | 3 | 1413386 | 26.1427 | 19.065 | 52.9223 | 26.017 | 26.9053 | 1123.86 | 3.5176 | -19.05 | 5.3553 | -1.8377 | -4.3549 | 2.0579 | -34.02 | 4.0256 | -1.9678 | -26.5287 | 2.232 | -82.62 | 6.1476 | -3.9156 | -76.6268 | 3.5176 | -19.05 | 5.3553 | -1.8377 | -4.3549 | 3.6023 | -21.61 | 5.5658 | -1.9635 | -6.6524 | 0.0187 | 0.48886 | 0.35651 | 0.98962 | 21.0157 | 0.065777 | 0.038481 | 0.041738 | 0.065777 | 0.067361 | -0.35623 | -0.63616 | -1.545 | -0.35623 | -0.4041 | -0.081435 | -0.49608 | -1.4329 | -0.081435 | -0.1244 | 0.0187 | 0.48886 | 0.35651 | 0.98962 | 21.0157 | 0.065777 | 0.038481 | 0.041738 | 0.065777 | 0.067361 | -0.35623 | -0.63616 | -1.545 | -0.35623 | -0.4041 | -0.081435 | -0.49608 | -1.4329 | -0.081435 | -0.1244
175 | 0.21 | 0.37 | South/Central | NV | Las.Vegas-McCarran.Intl.AP.723860 | 3 | 1413386 | 26.1469 | 18.9555 | 52.7969 | 26.0212 | 26.7757 | 1119.54 | 3.6429 | -14.73 | 5.351 | -1.7081 | 0.73045 | 2.1832 | -29.7 | 4.0214 | -1.8382 | -21.4434 | 2.3574 | -78.3 | 6.1434 | -3.786 | -71.5414 | 3.6429 | -14.73 | 5.351 | -1.7081 | 0.73045 | 3.7276 | -17.29 | 5.5615 | -1.8339 | -1.5671 | 0.0187 | 0.48894 | 0.35446 | 0.98728 | 20.9349 | 0.068121 | 0.040825 | 0.044082 | 0.068121 | 0.069705 | -0.27544 | -0.55538 | -1.4642 | -0.27544 | -0.32332 | 0.013659 | -0.40098 | -1.3378 | 0.013659 | -0.029304 | 0.0187 | 0.48894 | 0.35446 | 0.98728 | 20.9349 | 0.068121 | 0.040825 | 0.044082 | 0.068121 | 0.069705 | -0.27544 | -0.55538 | -1.4642 | -0.27544 | -0.32332 | 0.013659 | -0.40098 | -1.3378 | 0.013659 | -0.029304
176 | 0.21 | 0.4 | South/Central | NV | Las.Vegas-McCarran.Intl.AP.723860 | 3 | 1413386 | 25.9814 | 19.0116 | 52.7179 | 25.8565 | 26.8614 | 1121.12 | 3.7219 | -16.31 | 5.5157 | -1.7938 | -0.56194 | 2.2622 | -31.28 | 4.1861 | -1.9239 | -22.7358 | 2.4364 | -79.88 | 6.3081 | -3.8717 | -72.8338 | 3.7219 | -16.31 | 5.5157 | -1.7938 | -0.56194 | 3.8066 | -18.87 | 5.7263 | -1.9197 | -2.8595 | 0.0187 | 0.48584 | 0.35551 | 0.9858 | 20.9644 | 0.069598 | 0.042302 | 0.045559 | 0.069598 | 0.071182 | -0.30499 | -0.58492 | -1.4937 | -0.30499 | -0.35286 | -0.010508 | -0.42515 | -1.362 | -0.010508 | -0.053471 | 0.0187 | 0.48584 | 0.35551 | 0.9858 | 20.9644 | 0.069598 | 0.042302 | 0.045559 | 0.069598 | 0.071182 | -0.30499 | -0.58492 | -1.4937 | -0.30499 | -0.35286 | -0.010508 | -0.42515 | -1.362 | -0.010508 | -0.053471
177 | 0.21 | 0.42 | South/Central | NV | Las.Vegas-McCarran.Intl.AP.723860 | 3 | 1413386 | 25.8016 | 19.2276 | 52.8142 | 25.6776 | 27.1366 | 1128.94 | 3.6257 | -24.13 | 5.6947 | -2.069 | -9.1865 | 2.1659 | -39.1 | 4.365 | -2.1991 | -31.3604 | 2.3401 | -87.7 | 6.487 | -4.1469 | -81.4584 | 3.6257 | -24.13 | 5.6947 | -2.069 | -9.1865 | 3.7104 | -26.69 | 5.9052 | -2.1949 | -11.4841 | 0.0187 | 0.48248 | 0.35955 | 0.9876 | 21.1107 | 0.067798 | 0.040502 | 0.043759 | 0.067798 | 0.069382 | -0.45122 | -0.73115 | -1.64 | -0.45122 | -0.49909 | -0.17178 | -0.58642 | -1.5232 | -0.17178 | -0.21475 | 0.0187 | 0.48248 | 0.35955 | 0.9876 | 21.1107 | 0.067798 | 0.040502 | 0.043759 | 0.067798 | 0.069382 | -0.45122 | -0.73115 | -1.64 | -0.45122 | -0.49909 | -0.17178 | -0.58642 | -1.5232 | -0.17178 | -0.21475
178 | 0.21 | 0.45 | South/Central | NV | Las.Vegas-McCarran.Intl.AP.723860 | 3 | 1413386 | 25.5409 | 19.5837 | 53.0252 | 25.4181 | 27.6072 | 1142.68 | 3.4146 | -37.87 | 5.9541 | -2.5395 | -24.5272 | 1.9549 | -52.84 | 4.6245 | -2.6696 | -46.701 | 2.1291 | -101.44 | 6.7465 | -4.6174 | -96.7991 | 3.4146 | -37.87 | 5.9541 | -2.5395 | -24.5272 | 3.4993 | -40.43 | 6.1647 | -2.6654 | -26.8248 | 0.0187 | 0.4776 | 0.36621 | 0.99155 | 21.3676 | 0.063852 | 0.036556 | 0.039813 | 0.063852 | 0.065436 | -0.70815 | -0.98808 | -1.8969 | -0.70815 | -0.75602 | -0.45865 | -0.87329 | -1.8101 | -0.45865 | -0.50161 | 0.0187 | 0.4776 | 0.36621 | 0.99155 | 21.3676 | 0.063852 | 0.036556 | 0.039813 | 0.063852 | 0.065436 | -0.70815 | -0.98808 | -1.8969 | -0.70815 | -0.75602 | -0.45865 | -0.87329 | -1.8101 | -0.45865 | -0.50161
179 | 0.21 | 0.47 | South/Central | NV | Las.Vegas-McCarran.Intl.AP.723860 | 3 | 1413386 | 25.2698 | 19.9498 | 53.2306 | 25.1483 | 28.0823 | 1156.5 | 3.2093 | -51.69 | 6.2239 | -3.0147 | -39.9203 | 1.7495 | -66.66 | 4.8943 | -3.1448 | -62.0941 | 1.9237 | -115.26 | 7.0163 | -5.0926 | -112.1922 | 3.2093 | -51.69 | 6.2239 | -3.0147 | -39.9203 | 3.294 | -54.25 | 6.4345 | -3.1406 | -42.2178 | 0.0187 | 0.47253 | 0.37305 | 0.99539 | 21.626 | 0.060012 | 0.032716 | 0.035972 | 0.060012 | 0.061595 | -0.96658 | -1.2465 | -2.1553 | -0.96658 | -1.0145 | -0.74649 | -1.1611 | -2.0979 | -0.74649 | -0.78945 | 0.0187 | 0.47253 | 0.37305 | 0.99539 | 21.626 | 0.060012 | 0.032716 | 0.035972 | 0.060012 | 0.061595 | -0.96658 | -1.2465 | -2.1553 | -0.96658 | -1.0145 | -0.74649 | -1.1611 | -2.0979 | -0.74649 | -0.78945
180 | 0.21 | 0.5 | South/Central | NV | Las.Vegas-McCarran.Intl.AP.723860 | 3 | 1413386 | 24.8938 | 20.482 | 53.5569 | 24.7741 | 28.7827 | 1177.06 | 2.883 | -72.25 | 6.5981 | -3.7151 | -62.9097 | 1.4233 | -87.22 | 5.2684 | -3.8451 | -85.0835 | 1.5975 | -135.82 | 7.3904 | -5.793 | -135.1816 | 2.883 | -72.25 | 6.5981 | -3.7151 | -62.9097 | 2.9677 | -74.81 | 6.8086 | -3.8409 | -65.2073 | 0.0187 | 0.4655 | 0.383 | 1.0015 | 22.0105 | 0.053911 | 0.026615 | 0.029872 | 0.053911 | 0.055495 | -1.351 | -1.631 | -2.5398 | -1.351 | -1.3989 | -1.1764 | -1.591 | -2.5278 | -1.1764 | -1.2193 | 0.0187 | 0.4655 | 0.383 | 1.0015 | 22.0105 | 0.053911 | 0.026615 | 0.029872 | 0.053911 | 0.055495 | -1.351 | -1.631 | -2.5398 | -1.351 | -1.3989 | -1.1764 | -1.591 | -2.5278 | -1.1764 | -1.2193
181 | 0.23 | 0.17 | South/Central | NV | Las.Vegas-McCarran.Intl.AP.723860 | 3 | 1413386 | 30.2838 | 15.8431 | 52.9342 | 30.1383 | 22.7959 | 1018.58 | 3.5057 | 86.23 | 1.2339 | 2.2718 | 105.8883 | 2.046 | 71.26 | -0.095722 | 2.1417 | 83.7145 | 2.2201 | 22.66 | 2.0263 | 0.19384 | 33.6164 | 3.5057 | 86.23 | 1.2339 | 2.2718 | 105.8883 | 3.5904 | 83.67 | 1.4445 | 2.1459 | 103.5908 | 0.0187 | 0.56629 | 0.29626 | 0.98985 | 19.047 | 0.065554 | 0.038258 | 0.041515 | 0.065554 | 0.067138 | 1.6125 | 1.3325 | 0.42373 | 1.6125 | 1.5646 | 1.9801 | 1.5654 | 0.62861 | 1.9801 | 1.9371 | 0.0187 | 0.56629 | 0.29626 | 0.98985 | 19.047 | 0.065554 | 0.038258 | 0.041515 | 0.065554 | 0.067138 | 1.6125 | 1.3325 | 0.42373 | 1.6125 | 1.5646 | 1.9801 | 1.5654 | 0.62861 | 1.9801 | 1.9371
182 | 0.23 | 0.19 | South/Central | NV | Las.Vegas-McCarran.Intl.AP.723860 | 3 | 1413386 | 29.7773 | 16.1991 | 52.8841 | 29.6342 | 23.2499 | 1029.82 | 3.5558 | 74.99 | 1.738 | 1.8177 | 94.3319 | 2.096 | 60.02 | 0.40841 | 1.6876 | 72.1581 | 2.2702 | 11.42 | 2.5304 | -0.2602 | 22.06 | 3.5558 | 74.99 | 1.738 | 1.8177 | 94.3319 | 3.6405 | 72.43 | 1.9486 | 1.6919 | 92.0344 | 0.0187 | 0.55682 | 0.30292 | 0.98891 | 19.2572 | 0.066491 | 0.039195 | 0.042452 | 0.066491 | 0.068075 | 1.4023 | 1.1223 | 0.21355 | 1.4023 | 1.3544 | 1.764 | 1.3493 | 0.41251 | 1.764 | 1.721 | 0.0187 | 0.55682 | 0.30292 | 0.98891 | 19.2572 | 0.066491 | 0.039195 | 0.042452 | 0.066491 | 0.068075 | 1.4023 | 1.1223 | 0.21355 | 1.4023 | 1.3544 | 1.764 | 1.3493 | 0.41251 | 1.764 | 1.721
183 | 0.23 | 0.2 | South/Central | NV | Las.Vegas-McCarran.Intl.AP.723860 | 3 | 1413386 | 29.5361 | 16.3748 | 52.8686 | 29.3942 | 23.4745 | 1035.46 | 3.5712 | 69.35 | 1.978 | 1.5932 | 88.4977 | 2.1115 | 54.38 | 0.6484 | 1.4631 | 66.3239 | 2.2857 | 5.78 | 2.7704 | -0.48474 | 16.2259 | 3.5712 | 69.35 | 1.978 | 1.5932 | 88.4977 | 3.6559 | 66.79 | 2.1886 | 1.4673 | 86.2002 | 0.0187 | 0.55231 | 0.3062 | 0.98862 | 19.3626 | 0.06678 | 0.039484 | 0.042741 | 0.06678 | 0.068364 | 1.2968 | 1.0169 | 0.10808 | 1.2968 | 1.2489 | 1.6549 | 1.2402 | 0.30342 | 1.6549 | 1.6119 | 0.0187 | 0.55231 | 0.3062 | 0.98862 | 19.3626 | 0.06678 | 0.039484 | 0.042741 | 0.06678 | 0.068364 | 1.2968 | 1.0169 | 0.10808 | 1.2968 | 1.2489 | 1.6549 | 1.2402 | 0.30342 | 1.6549 | 1.6119
184 | 0.23 | 0.23 | South/Central | NV | Las.Vegas-McCarran.Intl.AP.723860 | 3 | 1413386 | 28.8544 | 16.9017 | 52.8643 | 28.7158 | 24.1485 | 1052.7 | 3.5756 | 52.11 | 2.6564 | 0.91916 | 70.4465 | 2.1159 | 37.14 | 1.3268 | 0.78906 | 48.2727 | 2.29 | -11.46 | 3.4488 | -1.1588 | -1.8254 | 3.5756 | 52.11 | 2.6564 | 0.91916 | 70.4465 | 3.6603 | 49.55 | 2.867 | 0.79329 | 68.149 | 0.0187 | 0.53957 | 0.31605 | 0.98854 | 19.685 | 0.066862 | 0.039566 | 0.042823 | 0.066862 | 0.068446 | 0.97443 | 0.6945 | -0.2143 | 0.97443 | 0.92656 | 1.3173 | 0.90268 | -0.034134 | 1.3173 | 1.2744 | 0.0187 | 0.53957 | 0.31605 | 0.98854 | 19.685 | 0.066862 | 0.039566 | 0.042823 | 0.066862 | 0.068446 | 0.97443 | 0.6945 | -0.2143 | 0.97443 | 0.92656 | 1.3173 | 0.90268 | -0.034134 | 1.3173 | 1.2744
185 | 0.23 | 0.25 | South/Central | NV | Las.Vegas-McCarran.Intl.AP.723860 | 3 | 1413386 | 28.4378 | 17.2582 | 52.9041 | 28.3011 | 24.603 | 1064.68 | 3.5358 | 40.13 | 3.0711 | 0.4647 | 57.7288 | 2.0761 | 25.16 | 1.7415 | 0.33461 | 35.555 | 2.2503 | -23.44 | 3.8635 | -1.6132 | -14.5431 | 3.5358 | 40.13 | 3.0711 | 0.4647 | 57.7288 | 3.6205 | 37.57 | 3.2817 | 0.33883 | 55.4312 | 0.0187 | 0.53177 | 0.32272 | 0.98928 | 19.909 | 0.066118 | 0.038822 | 0.042079 | 0.066118 | 0.067702 | 0.75041 | 0.47048 | -0.43832 | 0.75041 | 0.70254 | 1.0795 | 0.66486 | -0.27195 | 1.0795 | 1.0365 | 0.0187 | 0.53177 | 0.32272 | 0.98928 | 19.909 | 0.066118 | 0.038822 | 0.042079 | 0.066118 | 0.067702 | 0.75041 | 0.47048 | -0.43832 | 0.75041 | 0.70254 | 1.0795 | 0.66486 | -0.27195 | 1.0795 | 1.0365
186 | 0.23 | 0.27 | South/Central | NV | Las.Vegas-McCarran.Intl.AP.723860 | 3 | 1413386 | 28.0468 | 17.6142 | 52.9695 | 27.912 | 25.0575 | 1076.86 | 3.4703 | 27.95 | 3.4602 | 0.010135 | 44.6797 | 2.0106 | 12.98 | 2.1306 | -0.11996 | 22.5059 | 2.1848 | -35.62 | 4.2526 | -2.0678 | -27.5922 | 3.4703 | 27.95 | 3.4602 | 0.010135 | 44.6797 | 3.555 | 25.39 | 3.6708 | -0.11573 | 42.3821 | 0.0187 | 0.52446 | 0.32938 | 0.99051 | 20.1368 | 0.064894 | 0.037598 | 0.040855 | 0.064894 | 0.066478 | 0.52265 | 0.24272 | -0.66608 | 0.52265 | 0.47478 | 0.83549 | 0.42085 | -0.51596 | 0.83549 | 0.79253 | 0.0187 | 0.52446 | 0.32938 | 0.99051 | 20.1368 | 0.064894 | 0.037598 | 0.040855 | 0.064894 | 0.066478 | 0.52265 | 0.24272 | -0.66608 | 0.52265 | 0.47478 | 0.83549 | 0.42085 | -0.51596 | 0.83549 | 0.79253
187 | 0.23 | 0.3 | South/Central | NV | Las.Vegas-McCarran.Intl.AP.723860 | 3 | 1413386 | 27.505 | 18.1411 | 53.1145 | 27.3728 | 25.7418 | 1095.57 | 3.3253 | 9.24 | 3.9994 | -0.67413 | 24.4418 | 1.8656 | -5.73 | 2.6698 | -0.80422 | 2.268 | 2.0398 | -54.33 | 4.7918 | -2.7521 | -47.8301 | 3.3253 | 9.24 | 3.9994 | -0.67413 | 24.4418 | 3.41 | 6.68 | 4.21 | -0.79999 | 22.1443 | 0.0187 | 0.51433 | 0.33923 | 0.99322 | 20.4867 | 0.062182 | 0.034886 | 0.038143 | 0.062182 | 0.063766 | 0.17278 | -0.10715 | -1.0159 | 0.17278 | 0.12491 | 0.45705 | 0.04241 | -0.8944 | 0.45705 | 0.41409 | 0.0187 | 0.51433 | 0.33923 | 0.99322 | 20.4867 | 0.062182 | 0.034886 | 0.038143 | 0.062182 | 0.063766 | 0.17278 | -0.10715 | -1.0159 | 0.17278 | 0.12491 | 0.45705 | 0.04241 | -0.8944 | 0.45705 | 0.41409
188 | 0.23 | 0.32 | South/Central | NV | Las.Vegas-McCarran.Intl.AP.723860 | 3 | 1413386 | 27.1743 | 18.4929 | 53.2413 | 27.0437 | 26.1976 | 1108.28 | 3.1985 | -3.47 | 4.3285 | -1.13 | 10.5738 | 1.7388 | -18.44 | 2.9989 | -1.2601 | -11.6 | 1.913 | -67.04 | 5.1209 | -3.2079 | -61.6981 | 3.1985 | -3.47 | 4.3285 | -1.13 | 10.5738 | 3.2832 | -6.03 | 4.5391 | -1.2558 | 8.2763 | 0.0187 | 0.50815 | 0.34581 | 0.99559 | 20.7243 | 0.059811 | 0.032515 | 0.035772 | 0.059811 | 0.061395 | -0.064887 | -0.34482 | -1.2536 | -0.064887 | -0.11276 | 0.19773 | -0.21691 | -1.1537 | 0.19773 | 0.15476 | 0.0187 | 0.50815 | 0.34581 | 0.99559 | 20.7243 | 0.059811 | 0.032515 | 0.035772 | 0.059811 | 0.061395 | -0.064887 | -0.34482 | -1.2536 | -0.064887 | -0.11276 | 0.19773 | -0.21691 | -1.1537 | 0.19773 | 0.15476
189 | 0.23 | 0.35 | South/Central | NV | Las.Vegas-McCarran.Intl.AP.723860 | 3 | 1413386 | 26.6923 | 19.0694 | 53.5063 | 26.5641 | 26.9422 | 1129.48 | 2.9336 | -24.67 | 4.8081 | -1.8745 | -12.8185 | 1.4739 | -39.64 | 3.4785 | -2.0046 | -34.9923 | 1.648 | -88.24 | 5.6005 | -3.9525 | -85.0903 | 2.9336 | -24.67 | 4.8081 | -1.8745 | -12.8185 | 3.0183 | -27.23 | 5.0187 | -2.0004 | -15.116 | 0.0187 | 0.49913 | 0.35659 | 1.0005 | 21.1208 | 0.054857 | 0.027561 | 0.030817 | 0.054857 | 0.05644 | -0.46132 | -0.74125 | -1.65 | -0.46132 | -0.50919 | -0.2397 | -0.65434 | -1.5912 | -0.2397 | -0.28266 | 0.0187 | 0.49913 | 0.35659 | 1.0005 | 21.1208 | 0.054857 | 0.027561 | 0.030817 | 0.054857 | 0.05644 | -0.46132 | -0.74125 | -1.65 | -0.46132 | -0.50919 | -0.2397 | -0.65434 | -1.5912 | -0.2397 | -0.28266
190 | 0.23 | 0.37 | South/Central | NV | Las.Vegas-McCarran.Intl.AP.723860 | 3 | 1413386 | 26.6877 | 18.955 | 53.3673 | 26.5594 | 26.8078 | 1124.94 | 3.0726 | -20.13 | 4.8128 | -1.7402 | -7.4305 | 1.6129 | -35.1 | 3.4831 | -1.8703 | -29.6043 | 1.787 | -83.7 | 5.6051 | -3.8181 | -79.7023 | 3.0726 | -20.13 | 4.8128 | -1.7402 | -7.4305 | 3.1573 | -22.69 | 5.0233 | -1.866 | -9.728 | 0.0187 | 0.49905 | 0.35445 | 0.99794 | 21.0359 | 0.057456 | 0.03016 | 0.033417 | 0.057456 | 0.05904 | -0.37642 | -0.65635 | -1.5652 | -0.37642 | -0.42429 | -0.13895 | -0.55359 | -1.4904 | -0.13895 | -0.18191 | 0.0187 | 0.49905 | 0.35445 | 0.99794 | 21.0359 | 0.057456 | 0.03016 | 0.033417 | 0.057456 | 0.05904 | -0.37642 | -0.65635 | -1.5652 | -0.37642 | -0.42429 | -0.13895 | -0.55359 | -1.4904 | -0.13895 | -0.18191
191 | 0.23 | 0.4 | South/Central | NV | Las.Vegas-McCarran.Intl.AP.723860 | 3 | 1413386 | 26.5221 | 19.0112 | 53.2882 | 26.3947 | 26.8935 | 1126.51 | 3.1516 | -21.7 | 4.9775 | -1.8259 | -8.7219 | 1.6919 | -36.67 | 3.6479 | -1.956 | -30.8957 | 1.8661 | -85.27 | 5.7699 | -3.9038 | -80.9937 | 3.1516 | -21.7 | 4.9775 | -1.8259 | -8.7219 | 3.2363 | -24.26 | 5.1881 | -1.9518 | -11.0194 | 0.0187 | 0.49595 | 0.3555 | 0.99647 | 21.0652 | 0.058934 | 0.031638 | 0.034894 | 0.058934 | 0.060517 | -0.40578 | -0.68571 | -1.5945 | -0.40578 | -0.45365 | -0.16309 | -0.57774 | -1.5145 | -0.16309 | -0.20606 | 0.0187 | 0.49595 | 0.3555 | 0.99647 | 21.0652 | 0.058934 | 0.031638 | 0.034894 | 0.058934 | 0.060517 | -0.40578 | -0.68571 | -1.5945 | -0.40578 | -0.45365 | -0.16309 | -0.57774 | -1.5145 | -0.16309 | -0.20606
192 | 0.23 | 0.42 | South/Central | NV | Las.Vegas-McCarran.Intl.AP.723860 | 3 | 1413386 | 26.337 | 19.2273 | 53.3792 | 26.2105 | 27.1688 | 1134.29 | 3.0606 | -29.48 | 5.1617 | -2.1011 | -17.2799 | 1.6009 | -44.45 | 3.8321 | -2.2312 | -39.4537 | 1.7751 | -93.05 | 5.9541 | -4.179 | -89.5517 | 3.0606 | -29.48 | 5.1617 | -2.1011 | -17.2799 | 3.1453 | -32.04 | 5.3723 | -2.227 | -19.5774 | 0.0187 | 0.49249 | 0.35954 | 0.99817 | 21.2107 | 0.057232 | 0.029936 | 0.033193 | 0.057232 | 0.058816 | -0.55126 | -0.8312 | -1.74 | -0.55126 | -0.59913 | -0.32313 | -0.73777 | -1.6746 | -0.32313 | -0.36609 | 0.0187 | 0.49249 | 0.35954 | 0.99817 | 21.2107 | 0.057232 | 0.029936 | 0.033193 | 0.057232 | 0.058816 | -0.55126 | -0.8312 | -1.74 | -0.55126 | -0.59913 | -0.32313 | -0.73777 | -1.6746 | -0.32313 | -0.36609
193 | 0.23 | 0.45 | South/Central | NV | Las.Vegas-McCarran.Intl.AP.723860 | 3 | 1413386 | 26.0706 | 19.5838 | 53.585 | 25.9453 | 27.6396 | 1148 | 2.8549 | -43.19 | 5.4269 | -2.572 | -32.5623 | 1.3952 | -58.16 | 4.0972 | -2.7021 | -54.7361 | 1.5693 | -106.76 | 6.2192 | -4.6499 | -104.8341 | 2.8549 | -43.19 | 5.4269 | -2.572 | -32.5623 | 2.9396 | -45.75 | 5.6374 | -2.6979 | -34.8598 | 0.0187 | 0.48751 | 0.36621 | 1.002 | 21.4671 | 0.053385 | 0.026089 | 0.029346 | 0.053385 | 0.054969 | -0.80763 | -1.0876 | -1.9964 | -0.80763 | -0.8555 | -0.6089 | -1.0235 | -1.9604 | -0.6089 | -0.65186 | 0.0187 | 0.48751 | 0.36621 | 1.002 | 21.4671 | 0.053385 | 0.026089 | 0.029346 | 0.053385 | 0.054969 | -0.80763 | -1.0876 | -1.9964 | -0.80763 | -0.8555 | -0.6089 | -1.0235 | -1.9604 | -0.6089 | -0.65186
194 | 0.23 | 0.47 | South/Central | NV | Las.Vegas-McCarran.Intl.AP.723860 | 3 | 1413386 | 25.7952 | 19.9398 | 53.7757 | 25.6713 | 28.1044 | 1161.44 | 2.6642 | -56.63 | 5.701 | -3.0368 | -47.4877 | 1.2045 | -71.6 | 4.3713 | -3.1668 | -69.6615 | 1.3786 | -120.2 | 6.4933 | -5.1147 | -119.7596 | 2.6642 | -56.63 | 5.701 | -3.0368 | -47.4877 | 2.7489 | -59.19 | 5.9115 | -3.1626 | -49.7853 | 0.0187 | 0.48236 | 0.37287 | 1.0056 | 21.7184 | 0.049819 | 0.022523 | 0.02578 | 0.049819 | 0.051403 | -1.059 | -1.3389 | -2.2477 | -1.059 | -1.1068 | -0.888 | -1.3026 | -2.2395 | -0.888 | -0.93096 | 0.0187 | 0.48236 | 0.37287 | 1.0056 | 21.7184 | 0.049819 | 0.022523 | 0.02578 | 0.049819 | 0.051403 | -1.059 | -1.3389 | -2.2477 | -1.059 | -1.1068 | -0.888 | -1.3026 | -2.2395 | -0.888 | -0.93096
195 | 0.23 | 0.5 | South/Central | NV | Las.Vegas-McCarran.Intl.AP.723860 | 3 | 1413386 | 25.4189 | 20.4759 | 54.1058 | 25.2967 | 28.809 | 1182.14 | 2.3341 | -77.33 | 6.0755 | -3.7414 | -70.6411 | 0.87436 | -92.3 | 4.7458 | -3.8715 | -92.8149 | 1.0485 | -140.9 | 6.8678 | -5.8193 | -142.913 | 2.3341 | -77.33 | 6.0755 | -3.7414 | -70.6411 | 2.4188 | -79.89 | 6.286 | -3.8672 | -72.9387 | 0.0187 | 0.47532 | 0.38289 | 1.0118 | 22.1055 | 0.043646 | 0.01635 | 0.019607 | 0.043646 | 0.04523 | -1.446 | -1.726 | -2.6348 | -1.446 | -1.4939 | -1.321 | -1.7356 | -2.6724 | -1.321 | -1.3639 | 0.0187 | 0.47532 | 0.38289 | 1.0118 | 22.1055 | 0.043646 | 0.01635 | 0.019607 | 0.043646 | 0.04523 | -1.446 | -1.726 | -2.6348 | -1.446 | -1.4939 | -1.321 | -1.7356 | -2.6724 | -1.321 | -1.3639
196 | 0.29 | 0.17 | South/Central | NV | Las.Vegas-McCarran.Intl.AP.723860 | 3 | 1413386 | 32.0295 | 15.9017 | 54.8432 | 31.8759 | 22.9673 | 1038.19 | 1.5966 | 66.62 | -0.5037 | 2.1003 | 76.8538 | 0.1369 | 51.65 | -1.8333 | 1.9702 | 54.68 | 0.31107 | 3.05 | 0.28868 | 0.022386 | 4.5819 | 1.5966 | 66.62 | -0.5037 | 2.1003 | 76.8538 | 1.6813 | 64.06 | -0.29313 | 1.9744 | 74.5562 | 0.0187 | 0.59894 | 0.29735 | 1.0255 | 19.4137 | 0.029856 | 0.00256 | 0.0058168 | 0.029856 | 0.03144 | 1.2458 | 0.96583 | 0.057034 | 1.2458 | 1.1979 | 1.4371 | 1.0225 | 0.085679 | 1.4371 | 1.3942 | 0.0187 | 0.59894 | 0.29735 | 1.0255 | 19.4137 | 0.029856 | 0.00256 | 0.0058168 | 0.029856 | 0.03144 | 1.2458 | 0.96583 | 0.057034 | 1.2458 | 1.1979 | 1.4371 | 1.0225 | 0.085679 | 1.4371 | 1.3942
197 | 0.29 | 0.19 | South/Central | NV | Las.Vegas-McCarran.Intl.AP.723860 | 3 | 1413386 | 31.503 | 16.2535 | 54.7689 | 31.3519 | 23.417 | 1049.13 | 1.671 | 55.68 | 0.020318 | 1.6507 | 65.7268 | 0.21129 | 40.71 | -1.3093 | 1.5206 | 43.553 | 0.38545 | -7.89 | 0.8127 | -0.42724 | -6.5451 | 1.671 | 55.68 | 0.020318 | 1.6507 | 65.7268 | 1.7557 | 53.12 | 0.23088 | 1.5248 | 63.4293 | 0.0187 | 0.58909 | 0.30393 | 1.0242 | 19.6183 | 0.031247 | 0.0039509 | 0.0072078 | 0.031247 | 0.032831 | 1.0412 | 0.76126 | -0.14754 | 1.0412 | 0.99332 | 1.2291 | 0.81442 | -0.12239 | 1.2291 | 1.1861 | 0.0187 | 0.58909 | 0.30393 | 1.0242 | 19.6183 | 0.031247 | 0.0039509 | 0.0072078 | 0.031247 | 0.032831 | 1.0412 | 0.76126 | -0.14754 | 1.0412 | 0.99332 | 1.2291 | 0.81442 | -0.12239 | 1.2291 | 1.1861
198 | 0.29 | 0.2 | South/Central | NV | Las.Vegas-McCarran.Intl.AP.723860 | 3 | 1413386 | 31.2575 | 16.4292 | 54.7491 | 31.1076 | 23.6415 | 1054.73 | 1.6908 | 50.08 | 0.26458 | 1.4262 | 59.9483 | 0.23104 | 35.11 | -1.0651 | 1.2961 | 37.7745 | 0.4052 | -13.49 | 1.057 | -0.65175 | -12.3236 | 1.6908 | 50.08 | 0.26458 | 1.4262 | 59.9483 | 1.7755 | 47.52 | 0.47514 | 1.3003 | 57.6508 | 0.0187 | 0.5845 | 0.30722 | 1.0238 | 19.723 | 0.031616 | 0.0043203 | 0.0075771 | 0.031616 | 0.0332 | 0.93647 | 0.65654 | -0.25226 | 0.93647 | 0.8886 | 1.121 | 0.70637 | -0.23045 | 1.121 | 1.078 | 0.0187 | 0.5845 | 0.30722 | 1.0238 | 19.723 | 0.031616 | 0.0043203 | 0.0075771 | 0.031616 | 0.0332 | 0.93647 | 0.65654 | -0.25226 | 0.93647 | 0.8886 | 1.121 | 0.70637 | -0.23045 | 1.121 | 1.078
199 | 0.29 | 0.23 | South/Central | NV | Las.Vegas-McCarran.Intl.AP.723860 | 3 | 1413386 | 30.5498 | 16.956 | 54.714 | 30.4033 | 24.3107 | 1071.62 | 1.7259 | 33.19 | 0.96894 | 0.75697 | 42.4204 | 0.26619 | 18.22 | -0.36069 | 0.62688 | 20.2466 | 0.44035 | -30.38 | 1.7613 | -1.321 | -29.8515 | 1.7259 | 33.19 | 0.96894 | 0.75697 | 42.4204 | 1.8106 | 30.63 | 1.1795 | 0.6311 | 40.1229 | 0.0187 | 0.57127 | 0.31707 | 1.0231 | 20.0388 | 0.032274 | 0.0049775 | 0.0082344 | 0.032274 | 0.033857 | 0.62064 | 0.34071 | -0.56809 | 0.62064 | 0.57277 | 0.79324 | 0.3786 | -0.55821 | 0.79324 | 0.75028 | 0.0187 | 0.57127 | 0.31707 | 1.0231 | 20.0388 | 0.032274 | 0.0049775 | 0.0082344 | 0.032274 | 0.033857 | 0.62064 | 0.34071 | -0.56809 | 0.62064 | 0.57277 | 0.79324 | 0.3786 | -0.55821 | 0.79324 | 0.75028
200 | 0.29 | 0.25 | South/Central | NV | Las.Vegas-McCarran.Intl.AP.723860 | 3 | 1413386 | 30.1189 | 17.3078 | 54.7405 | 29.9744 | 24.7661 | 1083.52 | 1.6994 | 21.29 | 1.3978 | 0.30157 | 29.8469 | 0.23965 | 6.32 | 0.068179 | 0.17147 | 7.673 | 0.41382 | -42.28 | 2.1902 | -1.7764 | -42.425 | 1.6994 | 21.29 | 1.3978 | 0.30157 | 29.8469 | 1.7841 | 18.73 | 1.6084 | 0.1757 | 27.5493 | 0.0187 | 0.56321 | 0.32365 | 1.0236 | 20.2613 | 0.031778 | 0.0044814 | 0.0077382 | 0.031778 | 0.033361 | 0.39811 | 0.11818 | -0.79062 | 0.39811 | 0.35024 | 0.55812 | 0.14348 | -0.79333 | 0.55812 | 0.51516 | 0.0187 | 0.56321 | 0.32365 | 1.0236 | 20.2613 | 0.031778 | 0.0044814 | 0.0077382 | 0.031778 | 0.033361 | 0.39811 | 0.11818 | -0.79062 | 0.39811 | 0.35024 | 0.55812 | 0.14348 | -0.79333 | 0.55812 | 0.51516
201 | 0.29 | 0.27 | South/Central | NV | Las.Vegas-McCarran.Intl.AP.723860 | 3 | 1413386 | 30.0832 | 17.2778 | 54.6848 | 29.9389 | 24.7459 | 1082.57 | 1.755 | 22.24 | 1.4333 | 0.32174 | 31.1011 | 0.29532 | 7.27 | 0.10368 | 0.19164 | 8.9273 | 0.46949 | -41.33 | 2.2257 | -1.7562 | -41.1708 | 1.755 | 22.24 | 1.4333 | 0.32174 | 31.1011 | 1.8397 | 19.68 | 1.6439 | 0.19587 | 28.8035 | 0.0187 | 0.56254 | 0.32309 | 1.0226 | 20.2436 | 0.032818 | 0.0055223 | 0.0087792 | 0.032818 | 0.034402 | 0.41588 | 0.13595 | -0.77285 | 0.41588 | 0.36801 | 0.58158 | 0.16694 | -0.76988 | 0.58158 | 0.53861 | 0.0187 | 0.56254 | 0.32309 | 1.0226 | 20.2436 | 0.032818 | 0.0055223 | 0.0087792 | 0.032818 | 0.034402 | 0.41588 | 0.13595 | -0.77285 | 0.41588 | 0.36801 | 0.58158 | 0.16694 | -0.76988 | 0.58158 | 0.53861
202 | 0.29 | 0.3 | South/Central | NV | Las.Vegas-McCarran.Intl.AP.723860 | 3 | 1413386 | 29.8078 | 17.4743 | 54.6806 | 29.6648 | 25.0158 | 1089.46 | 1.7593 | 15.35 | 1.7074 | 0.051899 | 23.9065 | 0.29956 | 0.38 | 0.37776 | -0.078195 | 1.7326 | 0.47373 | -48.22 | 2.4998 | -2.026 | -48.3654 | 1.7593 | 15.35 | 1.7074 | 0.051899 | 23.9065 | 1.844 | 12.79 | 1.9179 | -0.073968 | 21.6089 | 0.0187 | 0.55739 | 0.32676 | 1.0225 | 20.3724 | 0.032898 | 0.0056017 | 0.0088586 | 0.032898 | 0.034482 | 0.28704 | 0.0071058 | -0.90169 | 0.28704 | 0.23917 | 0.44704 | 0.0324 | -0.90441 | 0.44704 | 0.40408 | 0.0187 | 0.55739 | 0.32676 | 1.0225 | 20.3724 | 0.032898 | 0.0056017 | 0.0088586 | 0.032898 | 0.034482 | 0.28704 | 0.0071058 | -0.90169 | 0.28704 | 0.23917 | 0.44704 | 0.0324 | -0.90441 | 0.44704 | 0.40408
203 | 0.29 | 0.32 | South/Central | NV | Las.Vegas-McCarran.Intl.AP.723860 | 3 | 1413386 | 29.4268 | 17.7961 | 54.717 | 29.2857 | 25.4314 | 1100.42 | 1.7228 | 4.39 | 2.0866 | -0.36374 | 12.2741 | 0.26309 | -10.58 | 0.75692 | -0.49383 | -9.8997 | 0.43726 | -59.18 | 2.8789 | -2.4417 | -59.9978 | 1.7228 | 4.39 | 2.0866 | -0.36374 | 12.2741 | 1.8075 | 1.83 | 2.2971 | -0.4896 | 9.9766 | 0.0187 | 0.55027 | 0.33278 | 1.0232 | 20.5774 | 0.032216 | 0.0049197 | 0.0081766 | 0.032216 | 0.0338 | 0.082091 | -0.19784 | -1.1066 | 0.082091 | 0.03422 | 0.22952 | -0.18512 | -1.1219 | 0.22952 | 0.18656 | 0.0187 | 0.55027 | 0.33278 | 1.0232 | 20.5774 | 0.032216 | 0.0049197 | 0.0081766 | 0.032216 | 0.0338 | 0.082091 | -0.19784 | -1.1066 | 0.082091 | 0.03422 | 0.22952 | -0.18512 | -1.1219 | 0.22952 | 0.18656
204 | 0.29 | 0.35 | South/Central | NV | Las.Vegas-McCarran.Intl.AP.723860 | 3 | 1413386 | 28.885 | 18.2725 | 54.7821 | 28.7464 | 26.0357 | 1116.44 | 1.6577 | -11.63 | 2.6258 | -0.96807 | -4.7935 | 0.198 | -26.6 | 1.2962 | -1.0982 | -26.9673 | 0.37217 | -75.2 | 3.4182 | -3.046 | -77.0654 | 1.6577 | -11.63 | 2.6258 | -0.96807 | -4.7935 | 1.7424 | -14.19 | 2.8363 | -1.0939 | -7.0911 | 0.0187 | 0.54014 | 0.34169 | 1.0244 | 20.8769 | 0.030999 | 0.0037025 | 0.0069594 | 0.030999 | 0.032582 | -0.21748 | -0.49741 | -1.4062 | -0.21748 | -0.26535 | -0.089637 | -0.50428 | -1.4411 | -0.089637 | -0.1326 | 0.0187 | 0.54014 | 0.34169 | 1.0244 | 20.8769 | 0.030999 | 0.0037025 | 0.0069594 | 0.030999 | 0.032582 | -0.21748 | -0.49741 | -1.4062 | -0.21748 | -0.26535 | -0.089637 | -0.50428 | -1.4411 | -0.089637 | -0.1326
205 | 0.29 | 0.37 | South/Central | NV | Las.Vegas-McCarran.Intl.AP.723860 | 3 | 1413386 | 28.5696 | 18.5633 | 54.8476 | 28.4326 | 26.415 | 1126.7 | 1.5923 | -21.89 | 2.9396 | -1.3473 | -15.819 | 0.13259 | -36.86 | 1.61 | -1.4774 | -37.9929 | 0.30675 | -85.46 | 3.732 | -3.4253 | -88.0909 | 1.5923 | -21.89 | 2.9396 | -1.3473 | -15.819 | 1.677 | -24.45 | 3.1502 | -1.4732 | -18.1166 | 0.0187 | 0.53424 | 0.34713 | 1.0256 | 21.0688 | 0.029775 | 0.0024793 | 0.0057362 | 0.029775 | 0.031359 | -0.40933 | -0.68927 | -1.5981 | -0.40933 | -0.4572 | -0.29581 | -0.71045 | -1.6473 | -0.29581 | -0.33877 | 0.0187 | 0.53424 | 0.34713 | 1.0256 | 21.0688 | 0.029775 | 0.0024793 | 0.0057362 | 0.029775 | 0.031359 | -0.40933 | -0.68927 | -1.5981 | -0.40933 | -0.4572 | -0.29581 | -0.71045 | -1.6473 | -0.29581 | -0.33877
206 | 0.29 | 0.4 | South/Central | NV | Las.Vegas-McCarran.Intl.AP.723860 | 3 | 1413386 | 28.1234 | 19.0051 | 54.9734 | 27.9885 | 26.9849 | 1142.33 | 1.4664 | -37.52 | 3.3837 | -1.9173 | -32.741 | 0.0067211 | -52.49 | 2.0541 | -2.0474 | -54.9148 | 0.18089 | -101.09 | 4.1761 | -3.9952 | -105.0129 | 1.4664 | -37.52 | 3.3837 | -1.9173 | -32.741 | 1.5511 | -40.08 | 3.5943 | -2.0432 | -35.0386 | 0.0187 | 0.52589 | 0.35539 | 1.028 | 21.3611 | 0.027422 | 0.00012568 | 0.0033826 | 0.027422 | 0.029006 | -0.70161 | -0.98154 | -1.8903 | -0.70161 | -0.74948 | -0.61224 | -1.0269 | -1.9637 | -0.61224 | -0.65521 | 0.0187 | 0.52589 | 0.35539 | 1.028 | 21.3611 | 0.027422 | 0.00012568 | 0.0033826 | 0.027422 | 0.029006 | -0.70161 | -0.98154 | -1.8903 | -0.70161 | -0.74948 | -0.61224 | -1.0269 | -1.9637 | -0.61224 | -0.65521
207 | 0.29 | 0.42 | South/Central | NV | Las.Vegas-McCarran.Intl.AP.723860 | 3 | 1413386 | 27.8469 | 19.3059 | 55.0877 | 27.7134 | 27.3744 | 1153.23 | 1.3521 | -48.42 | 3.6588 | -2.3067 | -44.6652 | -0.1076 | -63.39 | 2.3292 | -2.4368 | -66.839 | 0.06657 | -111.99 | 4.4512 | -4.3846 | -116.9371 | 1.3521 | -48.42 | 3.6588 | -2.3067 | -44.6652 | 1.4368 | -50.98 | 3.8694 | -2.4326 | -46.9627 | 0.0187 | 0.52073 | 0.36101 | 1.0301 | 21.5649 | 0.025284 | -0.002012 | 0.0012448 | 0.025284 | 0.026868 | -0.90543 | -1.1854 | -2.0942 | -0.90543 | -0.9533 | -0.83522 | -1.2499 | -2.1867 | -0.83522 | -0.87818 | 0.0187 | 0.52073 | 0.36101 | 1.0301 | 21.5649 | 0.025284 | -0.002012 | 0.0012448 | 0.025284 | 0.026868 | -0.90543 | -1.1854 | -2.0942 | -0.90543 | -0.9533 | -0.83522 | -1.2499 | -2.1867 | -0.83522 | -0.87818
208 | 0.29 | 0.47 | South/Central | NV | Las.Vegas-McCarran.Intl.AP.723860 | 3 | 1413386 | 27.1752 | 20.1437 | 55.4996 | 27.0449 | 28.4547 | 1184.23 | 0.94027 | -79.42 | 4.3273 | -3.387 | -78.9571 | -0.51945 | -94.39 | 2.9977 | -3.5171 | -101.1309 | -0.34528 | -142.99 | 5.1197 | -5.4649 | -151.2289 | 0.94027 | -79.42 | 4.3273 | -3.387 | -78.9571 | 1.025 | -81.98 | 4.5379 | -3.5129 | -81.2546 | 0.0187 | 0.50816 | 0.37668 | 1.0378 | 22.1446 | 0.017583 | -0.0097134 | -0.0064566 | 0.017583 | 0.019166 | -1.4851 | -1.7651 | -2.6738 | -1.4851 | -1.533 | -1.4765 | -1.8911 | -2.8279 | -1.4765 | -1.5194 | 0.0187 | 0.50816 | 0.37668 | 1.0378 | 22.1446 | 0.017583 | -0.0097134 | -0.0064566 | 0.017583 | 0.019166 | -1.4851 | -1.7651 | -2.6738 | -1.4851 | -1.533 | -1.4765 | -1.8911 | -2.8279 | -1.4765 | -1.5194
209 | 0.31 | 0.17 | South/Central | NV | Las.Vegas-McCarran.Intl.AP.723860 | 3 | 1413386 | 32.5949 | 15.927 | 55.4696 | 32.4387 | 23.0309 | 1044.81 | 0.97027 | 60 | -1.0665 | 2.0367 | 67.1306 | -0.48945 | 45.03 | -2.3961 | 1.9066 | 44.9568 | -0.31528 | -3.57 | -0.27408 | -0.041202 | -5.1413 | 0.97027 | 60 | -1.0665 | 2.0367 | 67.1306 | 1.055 | 57.44 | -0.8559 | 1.9109 | 64.8331 | 0.0187 | 0.60951 | 0.29783 | 1.0373 | 19.5375 | 0.018144 | -0.0091525 | -0.0058957 | 0.018144 | 0.019727 | 1.122 | 0.84204 | -0.066757 | 1.122 | 1.0741 | 1.2553 | 0.84067 | -0.09614 | 1.2553 | 1.2123 | 0.0187 | 0.60951 | 0.29783 | 1.0373 | 19.5375 | 0.018144 | -0.0091525 | -0.0058957 | 0.018144 | 0.019727 | 1.122 | 0.84204 | -0.066757 | 1.122 | 1.0741 | 1.2553 | 0.84067 | -0.09614 | 1.2553 | 1.2123
210 | 0.31 | 0.19 | South/Central | NV | Las.Vegas-McCarran.Intl.AP.723860 | 3 | 1413386 | 32.0684 | 16.2735 | 55.3895 | 31.9146 | 23.4749 | 1055.56 | 1.0503 | 49.25 | -0.54244 | 1.5928 | 56.2287 | -0.40939 | 34.28 | -1.8721 | 1.4627 | 34.0549 | -0.23522 | -14.32 | 0.24993 | -0.48515 | -16.0432 | 1.0503 | 49.25 | -0.54244 | 1.5928 | 56.2287 | 1.135 | 46.69 | -0.33188 | 1.4669 | 53.9312 | 0.0187 | 0.59966 | 0.30431 | 1.0358 | 19.7385 | 0.019641 | -0.0076554 | -0.0043985 | 0.019641 | 0.021224 | 0.92095 | 0.64102 | -0.26778 | 0.92095 | 0.87308 | 1.0515 | 0.63681 | -0.3 | 1.0515 | 1.0085 | 0.0187 | 0.59966 | 0.30431 | 1.0358 | 19.7385 | 0.019641 | -0.0076554 | -0.0043985 | 0.019641 | 0.021224 | 0.92095 | 0.64102 | -0.26778 | 0.92095 | 0.87308 | 1.0515 | 0.63681 | -0.3 | 1.0515 | 1.0085
211 | 0.31 | 0.2 | South/Central | NV | Las.Vegas-McCarran.Intl.AP.723860 | 3 | 1413386 | 31.813 | 16.4534 | 55.3641 | 31.6604 | 23.7037 | 1061.23 | 1.0758 | 43.58 | -0.28825 | 1.364 | 50.4082 | -0.38397 | 28.61 | -1.6179 | 1.2339 | 28.2344 | -0.2098 | -19.99 | 0.50413 | -0.71393 | -21.8636 | 1.0758 | 43.58 | -0.28825 | 1.364 | 50.4082 | 1.1605 | 41.02 | -0.077684 | 1.2381 | 48.1107 | 0.0187 | 0.59489 | 0.30767 | 1.0353 | 19.8445 | 0.020116 | -0.00718 | -0.0039231 | 0.020116 | 0.0217 | 0.81493 | 0.53499 | -0.3738 | 0.81493 | 0.76706 | 0.94261 | 0.52797 | -0.40884 | 0.94261 | 0.89965 | 0.0187 | 0.59489 | 0.30767 | 1.0353 | 19.8445 | 0.020116 | -0.00718 | -0.0039231 | 0.020116 | 0.0217 | 0.81493 | 0.53499 | -0.3738 | 0.81493 | 0.76706 | 0.94261 | 0.52797 | -0.40884 | 0.94261 | 0.89965
212 | 0.31 | 0.23 | South/Central | NV | Las.Vegas-McCarran.Intl.AP.723860 | 3 | 1413386 | 31.1052 | 16.976 | 55.3293 | 30.9561 | 24.3732 | 1078.14 | 1.1105 | 26.67 | 0.41611 | 0.69441 | 32.8651 | -0.3492 | 11.7 | -0.91351 | 0.56431 | 10.6912 | -0.17503 | -36.9 | 1.2085 | -1.3835 | -39.4068 | 1.1105 | 26.67 | 0.41611 | 0.69441 | 32.8651 | 1.1952 | 24.11 | 0.62668 | 0.56854 | 30.5675 | 0.0187 | 0.58165 | 0.31744 | 1.0346 | 20.1607 | 0.020766 | -0.0065299 | -0.003273 | 0.020766 | 0.02235 | 0.49872 | 0.21878 | -0.69001 | 0.49872 | 0.45085 | 0.61456 | 0.19992 | -0.73689 | 0.61456 | 0.5716 | 0.0187 | 0.58165 | 0.31744 | 1.0346 | 20.1607 | 0.020766 | -0.0065299 | -0.003273 | 0.020766 | 0.02235 | 0.49872 | 0.21878 | -0.69001 | 0.49872 | 0.45085 | 0.61456 | 0.19992 | -0.73689 | 0.61456 | 0.5716
213 | 0.31 | 0.25 | South/Central | NV | Las.Vegas-McCarran.Intl.AP.723860 | 3 | 1413386 | 30.6643 | 17.3274 | 55.3398 | 30.5173 | 24.8225 | 1089.75 | 1.1001 | 15.06 | 0.85493 | 0.24513 | 20.6616 | -0.35967 | 0.09 | -0.4747 | 0.11503 | -1.5122 | -0.1855 | -48.51 | 1.6473 | -1.8328 | -51.6103 | 1.1001 | 15.06 | 0.85493 | 0.24513 | 20.6616 | 1.1847 | 12.5 | 1.0655 | 0.11926 | 18.3641 | 0.0187 | 0.57341 | 0.32402 | 1.0348 | 20.3778 | 0.02057 | -0.0067257 | -0.0034688 | 0.02057 | 0.022154 | 0.28162 | 0.001683 | -0.90712 | 0.28162 | 0.23374 | 0.38636 | -0.028277 | -0.96509 | 0.38636 | 0.3434 | 0.0187 | 0.57341 | 0.32402 | 1.0348 | 20.3778 | 0.02057 | -0.0067257 | -0.0034688 | 0.02057 | 0.022154 | 0.28162 | 0.001683 | -0.90712 | 0.28162 | 0.23374 | 0.38636 | -0.028277 | -0.96509 | 0.38636 | 0.3434
214 | 0.31 | 0.27 | South/Central | NV | Las.Vegas-McCarran.Intl.AP.723860 | 3 | 1413386 | 30.6985 | 17.2278 | 55.2702 | 30.5514 | 24.7188 | 1086.54 | 1.1697 | 18.27 | 0.82084 | 0.34885 | 24.3391 | -0.29004 | 3.3 | -0.50879 | 0.21875 | 2.1652 | -0.11587 | -45.3 | 1.6132 | -1.7291 | -47.9328 | 1.1697 | 18.27 | 0.82084 | 0.34885 | 24.3391 | 1.2544 | 15.71 | 1.0314 | 0.22298 | 22.0415 | 0.0187 | 0.57405 | 0.32215 | 1.0335 | 20.3178 | 0.021873 | -0.0054236 | -0.0021667 | 0.021873 | 0.023456 | 0.34164 | 0.061709 | -0.84709 | 0.34164 | 0.29377 | 0.45513 | 0.040489 | -0.89632 | 0.45513 | 0.41217 | 0.0187 | 0.57405 | 0.32215 | 1.0335 | 20.3178 | 0.021873 | -0.0054236 | -0.0021667 | 0.021873 | 0.023456 | 0.34164 | 0.061709 | -0.84709 | 0.34164 | 0.29377 | 0.45513 | 0.040489 | -0.89632 | 0.45513 | 0.41217
215 | 0.31 | 0.3 | South/Central | NV | Las.Vegas-McCarran.Intl.AP.723860 | 3 | 1413386 | 30.4531 | 17.4039 | 55.2709 | 30.3071 | 24.9638 | 1092.83 | 1.169 | 11.98 | 1.0651 | 0.10389 | 17.7496 | -0.29073 | -2.99 | -0.26453 | -0.026201 | -4.4242 | -0.11657 | -51.59 | 1.8575 | -1.974 | -54.5223 | 1.169 | 11.98 | 1.0651 | 0.10389 | 17.7496 | 1.2537 | 9.42 | 1.2757 | -0.021975 | 15.4521 | 0.0187 | 0.56946 | 0.32545 | 1.0335 | 20.4354 | 0.02186 | -0.0054366 | -0.0021797 | 0.02186 | 0.023443 | 0.22402 | -0.055912 | -0.96471 | 0.22402 | 0.17615 | 0.33191 | -0.08273 | -1.0195 | 0.33191 | 0.28895 | 0.0187 | 0.56946 | 0.32545 | 1.0335 | 20.4354 | 0.02186 | -0.0054366 | -0.0021797 | 0.02186 | 0.023443 | 0.22402 | -0.055912 | -0.96471 | 0.22402 | 0.17615 | 0.33191 | -0.08273 | -1.0195 | 0.33191 | 0.28895
216 | 0.31 | 0.32 | South/Central | NV | Las.Vegas-McCarran.Intl.AP.723860 | 3 | 1413386 | 30.0564 | 17.73 | 55.2906 | 29.9123 | 25.3783 | 1103.63 | 1.1493 | 1.18 | 1.4599 | -0.31062 | 6.3617 | -0.31046 | -13.79 | 0.13025 | -0.44071 | -15.8121 | -0.1363 | -62.39 | 2.2523 | -2.3885 | -65.9102 | 1.1493 | 1.18 | 1.4599 | -0.31062 | 6.3617 | 1.234 | -1.38 | 1.6704 | -0.43649 | 4.0642 | 0.0187 | 0.56204 | 0.33154 | 1.0339 | 20.6374 | 0.021491 | -0.0058055 | -0.0025487 | 0.021491 | 0.023074 | 0.022065 | -0.25787 | -1.1667 | 0.022065 | -0.025805 | 0.11896 | -0.29568 | -1.2325 | 0.11896 | 0.075998 | 0.0187 | 0.56204 | 0.33154 | 1.0339 | 20.6374 | 0.021491 | -0.0058055 | -0.0025487 | 0.021491 | 0.023074 | 0.022065 | -0.25787 | -1.1667 | 0.022065 | -0.025805 | 0.11896 | -0.29568 | -1.2325 | 0.11896 | 0.075998
217 | 0.31 | 0.35 | South/Central | NV | Las.Vegas-McCarran.Intl.AP.723860 | 3 | 1413386 | 29.4956 | 18.2068 | 55.3467 | 29.3542 | 25.9924 | 1119.84 | 1.0932 | -15.03 | 2.018 | -0.92479 | -10.855 | -0.36654 | -30 | 0.68835 | -1.0549 | -33.0288 | -0.19237 | -78.6 | 2.8104 | -3.0027 | -83.1269 | 1.0932 | -15.03 | 2.018 | -0.92479 | -10.855 | 1.1779 | -17.59 | 2.2285 | -1.0507 | -13.1525 | 0.0187 | 0.55156 | 0.34046 | 1.035 | 20.9405 | 0.020442 | -0.0068541 | -0.0035972 | 0.020442 | 0.022026 | -0.28105 | -0.56099 | -1.4698 | -0.28105 | -0.32893 | -0.20298 | -0.61762 | -1.5544 | -0.20298 | -0.24595 | 0.0187 | 0.55156 | 0.34046 | 1.035 | 20.9405 | 0.020442 | -0.0068541 | -0.0035972 | 0.020442 | 0.022026 | -0.28105 | -0.56099 | -1.4698 | -0.28105 | -0.32893 | -0.20298 | -0.61762 | -1.5544 | -0.20298 | -0.24595
218 | 0.31 | 0.37 | South/Central | NV | Las.Vegas-McCarran.Intl.AP.723860 | 3 | 1413386 | 29.1393 | 18.5286 | 55.4025 | 28.9996 | 26.4029 | 1130.82 | 1.0374 | -26.01 | 2.3726 | -1.3352 | -22.5957 | -0.42236 | -40.98 | 1.043 | -1.4653 | -44.7696 | -0.24819 | -89.58 | 3.165 | -3.4132 | -94.8676 | 1.0374 | -26.01 | 2.3726 | -1.3352 | -22.5957 | 1.1221 | -28.57 | 2.5832 | -1.4611 | -24.8933 | 0.0187 | 0.54489 | 0.34648 | 1.036 | 21.1458 | 0.019398 | -0.007898 | -0.0046411 | 0.019398 | 0.020982 | -0.48638 | -0.76631 | -1.6751 | -0.48638 | -0.53425 | -0.42253 | -0.83717 | -1.774 | -0.42253 | -0.46549 | 0.0187 | 0.54489 | 0.34648 | 1.036 | 21.1458 | 0.019398 | -0.007898 | -0.0046411 | 0.019398 | 0.020982 | -0.48638 | -0.76631 | -1.6751 | -0.48638 | -0.53425 | -0.42253 | -0.83717 | -1.774 | -0.42253 | -0.46549
219 | 0.31 | 0.4 | South/Central | NV | Las.Vegas-McCarran.Intl.AP.723860 | 3 | 1413386 | 28.6484 | 19.0051 | 55.5285 | 28.5111 | 27.0174 | 1147.59 | 0.91138 | -42.78 | 2.8611 | -1.9497 | -40.7156 | -0.54834 | -57.75 | 1.5315 | -2.0798 | -62.8894 | -0.37417 | -106.35 | 3.6535 | -4.0277 | -112.9875 | 0.91138 | -42.78 | 2.8611 | -1.9497 | -40.7156 | 0.99608 | -45.34 | 3.0717 | -2.0756 | -43.0131 | 0.0187 | 0.53571 | 0.35539 | 1.0384 | 21.4594 | 0.017042 | -0.010254 | -0.0069968 | 0.017042 | 0.018626 | -0.79997 | -1.0799 | -1.9887 | -0.79997 | -0.84784 | -0.76136 | -1.176 | -2.1128 | -0.76136 | -0.80433 | 0.0187 | 0.53571 | 0.35539 | 1.0384 | 21.4594 | 0.017042 | -0.010254 | -0.0069968 | 0.017042 | 0.018626 | -0.79997 | -1.0799 | -1.9887 | -0.79997 | -0.84784 | -0.76136 | -1.176 | -2.1128 | -0.76136 | -0.80433
220 | 0.31 | 0.42 | South/Central | NV | Las.Vegas-McCarran.Intl.AP.723860 | 3 | 1413386 | 28.342 | 19.3312 | 55.6439 | 28.2062 | 27.4377 | 1159.3 | 0.79596 | -54.49 | 3.166 | -2.3701 | -53.4846 | -0.66376 | -69.46 | 1.8364 | -2.5002 | -75.6584 | -0.48959 | -118.06 | 3.9584 | -4.448 | -125.7565 | 0.79596 | -54.49 | 3.166 | -2.3701 | -53.4846 | 0.88066 | -57.05 | 3.3766 | -2.4959 | -55.7821 | 0.0187 | 0.52998 | 0.36148 | 1.0405 | 21.6784 | 0.014884 | -0.012412 | -0.0091551 | 0.014884 | 0.016468 | -1.0189 | -1.2989 | -2.2077 | -1.0189 | -1.0668 | -1.0001 | -1.4148 | -2.3516 | -1.0001 | -1.0431 | 0.0187 | 0.52998 | 0.36148 | 1.0405 | 21.6784 | 0.014884 | -0.012412 | -0.0091551 | 0.014884 | 0.016468 | -1.0189 | -1.2989 | -2.2077 | -1.0189 | -1.0668 | -1.0001 | -1.4148 | -2.3516 | -1.0001 | -1.0431
221 | 0.31 | 0.47 | South/Central | NV | Las.Vegas-McCarran.Intl.AP.723860 | 3 | 1413386 | 27.6051 | 20.2637 | 56.1098 | 27.4728 | 28.6371 | 1193.79 | 0.33001 | -88.98 | 3.8994 | -3.5694 | -91.6662 | -1.1297 | -103.95 | 2.5698 | -3.6995 | -113.84 | -0.95554 | -152.55 | 4.6918 | -5.6474 | -163.9381 | 0.33001 | -88.98 | 3.8994 | -3.5694 | -91.6662 | 0.41471 | -91.54 | 4.11 | -3.6953 | -93.9637 | 0.0187 | 0.5162 | 0.37892 | 1.0492 | 22.3233 | 0.0061711 | -0.021125 | -0.017868 | 0.0061711 | 0.0077549 | -1.6639 | -1.9438 | -2.8526 | -1.6639 | -1.7118 | -1.7141 | -2.1288 | -3.0656 | -1.7141 | -1.7571 | 0.0187 | 0.5162 | 0.37892 | 1.0492 | 22.3233 | 0.0061711 | -0.021125 | -0.017868 | 0.0061711 | 0.0077549 | -1.6639 | -1.9438 | -2.8526 | -1.6639 | -1.7118 | -1.7141 | -2.1288 | -3.0656 | -1.7141 | -1.7571
222 | 0.32 | 0.17 | South/Central | NV | Las.Vegas-McCarran.Intl.AP.723860 | 3 | 1413386 | 32.8702 | 15.9413 | 55.7793 | 32.7127 | 23.0665 | 1048.19 | 0.66061 | 56.62 | -1.3405 | 2.0011 | 62.2121 | -0.79912 | 41.65 | -2.6702 | 1.8711 | 40.0383 | -0.62495 | -6.95 | -0.54816 | -0.076785 | -10.0597 | 0.66061 | 56.62 | -1.3405 | 2.0011 | 62.2121 | 0.7453 | 54.06 | -1.13 | 1.8753 | 59.9146 | 0.0187 | 0.61466 | 0.29809 | 1.043 | 19.6007 | 0.012353 | -0.014943 | -0.011686 | 0.012353 | 0.013937 | 1.0588 | 0.77884 | -0.12996 | 1.0588 | 1.0109 | 1.1633 | 0.7487 | -0.18811 | 1.1633 | 1.1204 | 0.0187 | 0.61466 | 0.29809 | 1.043 | 19.6007 | 0.012353 | -0.014943 | -0.011686 | 0.012353 | 0.013937 | 1.0588 | 0.77884 | -0.12996 | 1.0588 | 1.0109 | 1.1633 | 0.7487 | -0.18811 | 1.1633 | 1.1204
223 | 0.32 | 0.19 | South/Central | NV | Las.Vegas-McCarran.Intl.AP.723860 | 3 | 1413386 | 32.3437 | 16.2931 | 55.7045 | 32.1887 | 23.5158 | 1059.12 | 0.73536 | 45.69 | -0.81653 | 1.5519 | 51.0997 | -0.72436 | 30.72 | -2.1462 | 1.4218 | 28.9259 | -0.5502 | -17.88 | -0.024149 | -0.52605 | -21.1722 | 0.73536 | 45.69 | -0.81653 | 1.5519 | 51.0997 | 0.82005 | 43.13 | -0.60596 | 1.426 | 48.8022 | 0.0187 | 0.60481 | 0.30467 | 1.0416 | 19.8051 | 0.013751 | -0.013545 | -0.010288 | 0.013751 | 0.015335 | 0.85438 | 0.57445 | -0.33435 | 0.85438 | 0.80651 | 0.95554 | 0.5409 | -0.39591 | 0.95554 | 0.91258 | 0.0187 | 0.60481 | 0.30467 | 1.0416 | 19.8051 | 0.013751 | -0.013545 | -0.010288 | 0.013751 | 0.015335 | 0.85438 | 0.57445 | -0.33435 | 0.85438 | 0.80651 | 0.95554 | 0.5409 | -0.39591 | 0.95554 | 0.91258
227 | 0.32 | 0.27 | South/Central | NV | Las.Vegas-McCarran.Intl.AP.723860 | 3 | 1413386 | 30.9735 | 17.2378 | 55.5698 | 30.8251 | 24.7447 | 1089.59 | 0.87006 | 15.22 | 0.54715 | 0.32291 | 19.8081 | -0.58967 | 0.25 | -0.78248 | 0.19281 | -2.3657 | -0.4155 | -48.35 | 1.3395 | -1.755 | -52.4638 | 0.87006 | 15.22 | 0.54715 | 0.32291 | 19.8081 | 0.95475 | 12.66 | 0.75771 | 0.19704 | 17.5105 | 0.0187 | 0.57919 | 0.32234 | 1.0391 | 20.3748 | 0.01627 | -0.011026 | -0.0077696 | 0.01627 | 0.017853 | 0.28461 | 0.0046749 | -0.90412 | 0.28461 | 0.23674 | 0.3704 | -0.044238 | -0.98105 | 0.3704 | 0.32744 | 0.0187 | 0.57919 | 0.32234 | 1.0391 | 20.3748 | 0.01627 | -0.011026 | -0.0077696 | 0.01627 | 0.017853 | 0.28461 | 0.0046749 | -0.90412 | 0.28461 | 0.23674 | 0.3704 | -0.044238 | -0.98105 | 0.3704 | 0.32744
229 | 0.32 | 0.32 | South/Central | NV | Las.Vegas-McCarran.Intl.AP.723860 | 3 | 1413386 | 30.3275 | 17.7347 | 55.5807 | 30.1821 | 25.3985 | 1106.46 | 0.85917 | -1.65 | 1.1901 | -0.33089 | 2.1053 | -0.60055 | -16.62 | -0.13957 | -0.46098 | -20.0686 | -0.42638 | -65.22 | 1.9824 | -2.4088 | -70.1666 | 0.85917 | -1.65 | 1.1901 | -0.33089 | 2.1053 | 0.94387 | -4.21 | 1.4006 | -0.45675 | -0.19229 | 0.0187 | 0.56711 | 0.33163 | 1.0393 | 20.6903 | 0.016066 | -0.01123 | -0.0079731 | 0.016066 | 0.01765 | -0.030854 | -0.31079 | -1.2196 | -0.030854 | -0.078725 | 0.039367 | -0.37527 | -1.3121 | 0.039367 | -0.0035957 | 0.0187 | 0.56711 | 0.33163 | 1.0393 | 20.6903 | 0.016066 | -0.01123 | -0.0079731 | 0.016066 | 0.01765 | -0.030854 | -0.31079 | -1.2196 | -0.030854 | -0.078725 | 0.039367 | -0.37527 | -1.3121 | 0.039367 | -0.0035957
231 | 0.32 | 0.37 | South/Central | NV | Las.Vegas-McCarran.Intl.AP.723860 | 3 | 1413386 | 29.4004 | 18.5329 | 55.6779 | 29.2595 | 26.4185 | 1133.41 | 0.76193 | -28.6 | 2.1127 | -1.3508 | -26.5379 | -0.69779 | -43.57 | 0.7831 | -1.4809 | -48.7117 | -0.52362 | -92.17 | 2.9051 | -3.4287 | -98.8098 | 0.76193 | -28.6 | 2.1127 | -1.3508 | -26.5379 | 0.84663 | -31.16 | 2.3233 | -1.4767 | -28.8355 | 0.0187 | 0.54977 | 0.34656 | 1.0412 | 21.1943 | 0.014248 | -0.013048 | -0.0097914 | 0.014248 | 0.015832 | -0.53481 | -0.81474 | -1.7235 | -0.53481 | -0.58268 | -0.49625 | -0.91089 | -1.8477 | -0.49625 | -0.53921 | 0.0187 | 0.54977 | 0.34656 | 1.0412 | 21.1943 | 0.014248 | -0.013048 | -0.0097914 | 0.014248 | 0.015832 | -0.53481 | -0.81474 | -1.7235 | -0.53481 | -0.58268 | -0.49625 | -0.91089 | -1.8477 | -0.49625 | -0.53921
233 | 0.32 | 0.42 | South/Central | NV | Las.Vegas-McCarran.Intl.AP.723860 | 3 | 1413386 | 28.6031 | 19.3355 | 55.9235 | 28.466 | 27.4575 | 1162.04 | 0.51635 | -57.23 | 2.9062 | -2.3898 | -57.5926 | -0.94337 | -72.2 | 1.5765 | -2.5199 | -79.7664 | -0.7692 | -120.8 | 3.6985 | -4.4677 | -129.8645 | 0.51635 | -57.23 | 2.9062 | -2.3898 | -57.5926 | 0.60105 | -59.79 | 3.1167 | -2.5157 | -59.8901 | 0.0187 | 0.53487 | 0.36156 | 1.0457 | 21.7296 | 0.0096556 | -0.017641 | -0.014384 | 0.0096556 | 0.011239 | -1.0702 | -1.3501 | -2.2589 | -1.0702 | -1.118 | -1.077 | -1.4916 | -2.4284 | -1.077 | -1.1199 | 0.0187 | 0.53487 | 0.36156 | 1.0457 | 21.7296 | 0.0096556 | -0.017641 | -0.014384 | 0.0096556 | 0.011239 | -1.0702 | -1.3501 | -2.2589 | -1.0702 | -1.118 | -1.077 | -1.4916 | -2.4284 | -1.077 | -1.1199
234 | 0.32 | 0.47 | South/Central | NV | Las.Vegas-McCarran.Intl.AP.723860 | 3 | 1413386 | 27.8562 | 20.2637 | 56.3752 | 27.7227 | 28.6525 | 1196.3 | 0.064617 | -91.49 | 3.6495 | -3.5849 | -95.4777 | -1.3951 | -106.46 | 2.3199 | -3.715 | -117.6515 | -1.2209 | -155.06 | 4.4419 | -5.6628 | -167.7496 | 0.064617 | -91.49 | 3.6495 | -3.5849 | -95.4777 | 0.14931 | -94.05 | 3.8601 | -3.7108 | -97.7752 | 0.0187 | 0.5209 | 0.37892 | 1.0542 | 22.3703 | 0.0012083 | -0.026088 | -0.022831 | 0.0012083 | 0.0027921 | -1.7108 | -1.9908 | -2.8996 | -1.7108 | -1.7587 | -1.7854 | -2.2 | -3.1368 | -1.7854 | -1.8284 | 0.0187 | 0.5209 | 0.37892 | 1.0542 | 22.3703 | 0.0012083 | -0.026088 | -0.022831 | 0.0012083 | 0.0027921 | -1.7108 | -1.9908 | -2.8996 | -1.7108 | -1.7587 | -1.7854 | -2.2 | -3.1368 | -1.7854 | -1.8284
235 | 0.34 | 0.17 | South/Central | NV | Las.Vegas-McCarran.Intl.AP.723860 | 3 | 1413386 | 33.4104 | 15.9713 | 56.3894 | 33.2503 | 23.139 | 1054.9 | 0.050468 | 49.91 | -1.8781 | 1.9286 | 52.456 | -1.4093 | 34.94 | -3.2078 | 1.7985 | 30.2822 | -1.2351 | -13.66 | -1.0858 | -0.14932 | -19.8159 | 0.050468 | 49.91 | -1.8781 | 1.9286 | 52.456 | 0.13516 | 47.35 | -1.6676 | 1.8027 | 50.1585 | 0.0187 | 0.62476 | 0.29866 | 1.0545 | 19.7262 | 0.00094373 | -0.026352 | -0.023096 | 0.00094373 | 0.0025275 | 0.93329 | 0.65336 | -0.25544 | 0.93329 | 0.88542 | 0.9809 | 0.56626 | -0.37055 | 0.9809 | 0.93794 | 0.0187 | 0.62476 | 0.29866 | 1.0545 | 19.7262 | 0.00094373 | -0.026352 | -0.023096 | 0.00094373 | 0.0025275 | 0.93329 | 0.65336 | -0.25544 | 0.93329 | 0.88542 | 0.9809 | 0.56626 | -0.37055 | 0.9809 | 0.93794
236 | 0.34 | 0.19 | South/Central | NV | Las.Vegas-McCarran.Intl.AP.723860 | 3 | 1413386 | 32.8834 | 16.3178 | 56.3036 | 32.7259 | 23.5777 | 1065.47 | 0.13623 | 39.34 | -1.3537 | 1.49 | 41.7698 | -1.3235 | 24.37 | -2.6834 | 1.3599 | 19.5959 | -1.1493 | -24.23 | -0.56136 | -0.58797 | -30.5021 | 0.13623 | 39.34 | -1.3537 | 1.49 | 41.7698 | 0.22093 | 36.78 | -1.1432 | 1.3641 | 39.4722 | 0.0187 | 0.61491 | 0.30514 | 1.0529 | 19.9238 | 0.0025475 | -0.024749 | -0.021492 | 0.0025475 | 0.0041312 | 0.73564 | 0.45571 | -0.45309 | 0.73564 | 0.68777 | 0.78108 | 0.36644 | -0.57038 | 0.78108 | 0.73811 | 0.0187 | 0.61491 | 0.30514 | 1.0529 | 19.9238 | 0.0025475 | -0.024749 | -0.021492 | 0.0025475 | 0.0041312 | 0.73564 | 0.45571 | -0.45309 | 0.73564 | 0.68777 | 0.78108 | 0.36644 | -0.57038 | 0.78108 | 0.73811
237 | 0.34 | 0.2 | South/Central | NV | Las.Vegas-McCarran.Intl.AP.723860 | 3 | 1413386 | 32.628 | 16.4935 | 56.2739 | 32.4717 | 23.8021 | 1070.99 | 0.16599 | 33.82 | -1.0995 | 1.2655 | 36.121 | -1.2937 | 18.85 | -2.4292 | 1.1354 | 13.9472 | -1.1196 | -29.75 | -0.30716 | -0.81241 | -36.1508 | 0.16599 | 33.82 | -1.0995 | 1.2655 | 36.121 | 0.25068 | 31.26 | -0.88897 | 1.1397 | 33.8235 | 0.0187 | 0.61013 | 0.30842 | 1.0523 | 20.027 | 0.0031039 | -0.024192 | -0.020935 | 0.0031039 | 0.0046876 | 0.63242 | 0.35249 | -0.55631 | 0.63242 | 0.58455 | 0.67545 | 0.26081 | -0.676 | 0.67545 | 0.63248 | 0.0187 | 0.61013 | 0.30842 | 1.0523 | 20.027 | 0.0031039 | -0.024192 | -0.020935 | 0.0031039 | 0.0046876 | 0.63242 | 0.35249 | -0.55631 | 0.63242 | 0.58455 | 0.67545 | 0.26081 | -0.676 | 0.67545 | 0.63248
238 | 0.34 | 0.23 | South/Central | NV | Las.Vegas-McCarran.Intl.AP.723860 | 3 | 1413386 | 31.9156 | 17.0103 | 56.224 | 31.7627 | 24.4613 | 1087.52 | 0.21585 | 17.29 | -0.39051 | 0.60637 | 19.0516 | -1.2439 | 2.32 | -1.7201 | 0.47627 | -3.1222 | -1.0697 | -46.28 | 0.40186 | -1.4716 | -53.2203 | 0.21585 | 17.29 | -0.39051 | 0.60637 | 19.0516 | 0.30055 | 14.73 | -0.17995 | 0.4805 | 16.7541 | 0.0187 | 0.59681 | 0.31809 | 1.0514 | 20.3361 | 0.0040364 | -0.02326 | -0.020003 | 0.0040364 | 0.0056201 | 0.32332 | 0.043383 | -0.86542 | 0.32332 | 0.27544 | 0.35626 | -0.058384 | -0.9952 | 0.35626 | 0.31329 | 0.0187 | 0.59681 | 0.31809 | 1.0514 | 20.3361 | 0.0040364 | -0.02326 | -0.020003 | 0.0040364 | 0.0056201 | 0.32332 | 0.043383 | -0.86542 | 0.32332 | 0.27544 | 0.35626 | -0.058384 | -0.9952 | 0.35626 | 0.31329
239 | 0.34 | 0.25 | South/Central | NV | Las.Vegas-McCarran.Intl.AP.723860 | 3 | 1413386 | 31.4694 | 17.3564 | 56.2243 | 31.3186 | 24.9056 | 1098.93 | 0.21558 | 5.88 | 0.053579 | 0.16201 | 7.1108 | -1.2441 | -9.09 | -1.276 | 0.031912 | -15.063 | -1.07 | -57.69 | 0.84596 | -1.9159 | -65.1611 | 0.21558 | 5.88 | 0.053579 | 0.16201 | 7.1108 | 0.30028 | 3.32 | 0.26414 | 0.036138 | 4.8133 | 0.0187 | 0.58846 | 0.32456 | 1.0514 | 20.5495 | 0.0040313 | -0.023265 | -0.020008 | 0.0040313 | 0.0056151 | 0.10995 | -0.16998 | -1.0788 | 0.10995 | 0.062083 | 0.13297 | -0.28167 | -1.2185 | 0.13297 | 0.090006 | 0.0187 | 0.58846 | 0.32456 | 1.0514 | 20.5495 | 0.0040313 | -0.023265 | -0.020008 | 0.0040313 | 0.0056151 | 0.10995 | -0.16998 | -1.0788 | 0.10995 | 0.062083 | 0.13297 | -0.28167 | -1.2185 | 0.13297 | 0.090006
240 | 0.34 | 0.27 | South/Central | NV | Las.Vegas-McCarran.Intl.AP.723860 | 3 | 1413386 | 31.5089 | 17.2574 | 56.1602 | 31.358 | 24.8022 | 1095.77 | 0.27969 | 9.04 | 0.014208 | 0.26548 | 10.7108 | -1.18 | -5.93 | -1.3154 | 0.13538 | -11.463 | -1.0059 | -54.53 | 0.80658 | -1.8125 | -61.5611 | 0.27969 | 9.04 | 0.014208 | 0.26548 | 10.7108 | 0.36438 | 6.48 | 0.22477 | 0.13961 | 8.4132 | 0.0187 | 0.5892 | 0.32271 | 1.0502 | 20.4904 | 0.00523 | -0.022066 | -0.018809 | 0.00523 | 0.0068138 | 0.16904 | -0.11089 | -1.0197 | 0.16904 | 0.12117 | 0.20029 | -0.21435 | -1.1512 | 0.20029 | 0.15732 | 0.0187 | 0.5892 | 0.32271 | 1.0502 | 20.4904 | 0.00523 | -0.022066 | -0.018809 | 0.00523 | 0.0068138 | 0.16904 | -0.11089 | -1.0197 | 0.16904 | 0.12117 | 0.20029 | -0.21435 | -1.1512 | 0.20029 | 0.15732
241 | 0.34 | 0.3 | South/Central | NV | Las.Vegas-McCarran.Intl.AP.723860 | 3 | 1413386 | 31.2535 | 17.4282 | 56.1456 | 31.1038 | 25.0418 | 1101.81 | 0.29429 | 3 | 0.26841 | 0.025882 | 4.4611 | -1.1654 | -11.97 | -1.0612 | -0.10421 | -17.7127 | -0.99126 | -60.57 | 1.0608 | -2.052 | -67.8108 | 0.29429 | 3 | 0.26841 | 0.025882 | 4.4611 | 0.37898 | 0.44 | 0.47897 | -0.099985 | 2.1636 | 0.0187 | 0.58443 | 0.3259 | 1.0499 | 20.6034 | 0.0055031 | -0.021793 | -0.018536 | 0.0055031 | 0.0070868 | 0.056099 | -0.22383 | -1.1326 | 0.056099 | 0.0082278 | 0.083421 | -0.33122 | -1.268 | 0.083421 | 0.040458 | 0.0187 | 0.58443 | 0.3259 | 1.0499 | 20.6034 | 0.0055031 | -0.021793 | -0.018536 | 0.0055031 | 0.0070868 | 0.056099 | -0.22383 | -1.1326 | 0.056099 | 0.0082278 | 0.083421 | -0.33122 | -1.268 | 0.083421 | 0.040458
242 | 0.34 | 0.32 | South/Central | NV | Las.Vegas-McCarran.Intl.AP.723860 | 3 | 1413386 | 30.8473 | 17.7447 | 56.1461 | 30.6995 | 25.4467 | 1112.2 | 0.29372 | -7.39 | 0.67274 | -0.37902 | -6.4235 | -1.166 | -22.36 | -0.65689 | -0.50911 | -28.5973 | -0.99184 | -70.96 | 1.4651 | -2.4569 | -78.6954 | 0.29372 | -7.39 | 0.67274 | -0.37902 | -6.4235 | 0.37841 | -9.95 | 0.8833 | -0.50489 | -8.721 | 0.0187 | 0.57683 | 0.33182 | 1.0499 | 20.7976 | 0.0054924 | -0.021804 | -0.018547 | 0.0054924 | 0.0070761 | -0.13819 | -0.41812 | -1.3269 | -0.13819 | -0.18606 | -0.12012 | -0.53476 | -1.4716 | -0.12012 | -0.16308 | 0.0187 | 0.57683 | 0.33182 | 1.0499 | 20.7976 | 0.0054924 | -0.021804 | -0.018547 | 0.0054924 | 0.0070761 | -0.13819 | -0.41812 | -1.3269 | -0.13819 | -0.18606 | -0.12012 | -0.53476 | -1.4716 | -0.12012 | -0.16308
243 | 0.34 | 0.35 | South/Central | NV | Las.Vegas-McCarran.Intl.AP.723860 | 3 | 1413386 | 30.2764 | 18.2264 | 56.1917 | 30.1314 | 26.0603 | 1128.31 | 0.24813 | -23.5 | 1.2408 | -0.99265 | -23.4916 | -1.2116 | -38.47 | -0.088847 | -1.1227 | -45.6654 | -1.0374 | -87.07 | 2.0332 | -3.0706 | -95.7635 | 0.24813 | -23.5 | 1.2408 | -0.99265 | -23.4916 | 0.33282 | -26.06 | 1.4513 | -1.1185 | -25.7891 | 0.0187 | 0.56616 | 0.34083 | 1.0508 | 21.0989 | 0.0046399 | -0.022656 | -0.019399 | 0.0046399 | 0.0062236 | -0.43944 | -0.71937 | -1.6282 | -0.43944 | -0.48731 | -0.43928 | -0.85392 | -1.7907 | -0.43928 | -0.48225 | 0.0187 | 0.56616 | 0.34083 | 1.0508 | 21.0989 | 0.0046399 | -0.022656 | -0.019399 | 0.0046399 | 0.0062236 | -0.43944 | -0.71937 | -1.6282 | -0.43944 | -0.48731 | -0.43928 | -0.85392 | -1.7907 | -0.43928 | -0.48225
244 | 0.34 | 0.37 | South/Central | NV | Las.Vegas-McCarran.Intl.AP.723860 | 3 | 1413386 | 29.9197 | 18.5425 | 56.2468 | 29.7764 | 26.4704 | 1139.28 | 0.1931 | -34.47 | 1.5958 | -1.4027 | -35.2113 | -1.2666 | -49.44 | 0.26617 | -1.5328 | -57.3851 | -1.0925 | -98.04 | 2.3882 | -3.4806 | -107.4832 | 0.1931 | -34.47 | 1.5958 | -1.4027 | -35.2113 | 0.27779 | -37.03 | 1.8064 | -1.5286 | -37.5089 | 0.0187 | 0.55949 | 0.34674 | 1.0518 | 21.304 | 0.0036108 | -0.023685 | -0.020428 | 0.0036108 | 0.0051946 | -0.64457 | -0.92451 | -1.8333 | -0.64457 | -0.69244 | -0.65844 | -1.0731 | -2.0099 | -0.65844 | -0.7014 | 0.0187 | 0.55949 | 0.34674 | 1.0518 | 21.304 | 0.0036108 | -0.023685 | -0.020428 | 0.0036108 | 0.0051946 | -0.64457 | -0.92451 | -1.8333 | -0.64457 | -0.69244 | -0.65844 | -1.0731 | -2.0099 | -0.65844 | -0.7014
245 | 0.34 | 0.4 | South/Central | NV | Las.Vegas-McCarran.Intl.AP.723860 | 3 | 1413386 | 29.4136 | 19.0147 | 56.3433 | 29.2727 | 27.0706 | 1155.46 | 0.096575 | -50.65 | 2.0995 | -2.003 | -52.5719 | -1.3631 | -65.62 | 0.76991 | -2.1331 | -74.7457 | -1.189 | -114.22 | 2.8919 | -4.0809 | -124.8438 | 0.096575 | -50.65 | 2.0995 | -2.003 | -52.5719 | 0.18127 | -53.21 | 2.3101 | -2.1288 | -54.8694 | 0.0187 | 0.55002 | 0.35557 | 1.0536 | 21.6066 | 0.0018059 | -0.02549 | -0.022233 | 0.0018059 | 0.0033897 | -0.94713 | -1.2271 | -2.1359 | -0.94713 | -0.995 | -0.98307 | -1.3977 | -2.3345 | -0.98307 | -1.026 | 0.0187 | 0.55002 | 0.35557 | 1.0536 | 21.6066 | 0.0018059 | -0.02549 | -0.022233 | 0.0018059 | 0.0033897 | -0.94713 | -1.2271 | -2.1359 | -0.94713 | -0.995 | -0.98307 | -1.3977 | -2.3345 | -0.98307 | -1.026
246 | 0.34 | 0.42 | South/Central | NV | Las.Vegas-McCarran.Intl.AP.723860 | 3 | 1413386 | 29.1029 | 19.3455 | 56.4633 | 28.9635 | 27.4999 | 1167.43 | -0.023482 | -62.62 | 2.4087 | -2.4322 | -65.6394 | -1.4832 | -77.59 | 1.0791 | -2.5623 | -87.8132 | -1.309 | -126.19 | 3.2011 | -4.5101 | -137.9113 | -0.023482 | -62.62 | 2.4087 | -2.4322 | -65.6394 | 0.061212 | -65.18 | 2.6193 | -2.5581 | -67.9369 | 0.0187 | 0.54421 | 0.36175 | 1.0558 | 21.8304 | -0.00043911 | -0.027735 | -0.024478 | -0.00043911 | 0.0011446 | -1.171 | -1.4509 | -2.3597 | -1.171 | -1.2188 | -1.2274 | -1.6421 | -2.5789 | -1.2274 | -1.2704 | 0.0187 | 0.54421 | 0.36175 | 1.0558 | 21.8304 | -0.00043911 | -0.027735 | -0.024478 | -0.00043911 | 0.0011446 | -1.171 | -1.4509 | -2.3597 | -1.171 | -1.2188 | -1.2274 | -1.6421 | -2.5789 | -1.2274 | -1.2704
247 | 0.34 | 0.47 | South/Central | NV | Las.Vegas-McCarran.Intl.AP.723860 | 3 | 1413386 | 28.3556 | 20.2585 | 56.8993 | 28.2198 | 28.6796 | 1201.19 | -0.45948 | -96.38 | 3.1525 | -3.6119 | -102.9109 | -1.9192 | -111.35 | 1.8228 | -3.742 | -125.0847 | -1.745 | -159.95 | 3.9448 | -5.6899 | -175.1828 | -0.45948 | -96.38 | 3.1525 | -3.6119 | -102.9109 | -0.37479 | -98.94 | 3.363 | -3.7378 | -105.2084 | 0.0187 | 0.53024 | 0.37882 | 1.064 | 22.4617 | -0.0085921 | -0.035888 | -0.032631 | -0.0085921 | -0.0070084 | -1.8023 | -2.0822 | -2.991 | -1.8023 | -1.8501 | -1.9244 | -2.339 | -3.2758 | -1.9244 | -1.9674 | 0.0187 | 0.53024 | 0.37882 | 1.064 | 22.4617 | -0.0085921 | -0.035888 | -0.032631 | -0.0085921 | -0.0070084 | -1.8023 | -2.0822 | -2.991 | -1.8023 | -1.8501 | -1.9244 | -2.339 | -3.2758 | -1.9244 | -1.9674
248 | 0.2 | 0.21 | South/Central | NV | Las.Vegas-McCarran.Intl.AP.723860 | 3 | 1413386 | 28.4357 | 16.5209 | 51.9047 | 28.2989 | 23.6058 | 1031.12 | 4.5352 | 73.69 | 3.0733 | 1.4618 | 97.3041 | 3.0755 | 58.72 | 1.7437 | 1.3317 | 75.1303 | 3.2496 | 10.12 | 3.8657 | -0.61609 | 25.0322 | 4.5352 | 73.69 | 3.0733 | 1.4618 | 97.3041 | 4.6199 | 71.13 | 3.2839 | 1.336 | 95.0066 | 0.0187 | 0.53173 | 0.30893 | 0.97059 | 19.2815 | 0.084806 | 0.05751 | 0.060766 | 0.084806 | 0.08639 | 1.378 | 1.098 | 0.18924 | 1.378 | 1.3301 | 1.8195 | 1.4049 | 0.46809 | 1.8195 | 1.7766 | 0.0187 | 0.53173 | 0.30893 | 0.97059 | 19.2815 | 0.084806 | 0.05751 | 0.060766 | 0.084806 | 0.08639 | 1.378 | 1.098 | 0.18924 | 1.378 | 1.3301 | 1.8195 | 1.4049 | 0.46809 | 1.8195 | 1.7766
249 | 0.21 | 0.21 | South/Central | NV | Las.Vegas-McCarran.Intl.AP.723860 | 3 | 1413386 | 28.7257 | 16.5309 | 52.2243 | 28.5875 | 23.6368 | 1034.47 | 4.2155 | 70.34 | 2.7847 | 1.4309 | 92.3814 | 2.7558 | 55.37 | 1.455 | 1.3008 | 70.2076 | 2.93 | 6.77 | 3.577 | -0.64707 | 20.1095 | 4.2155 | 70.34 | 2.7847 | 1.4309 | 92.3814 | 4.3002 | 67.78 | 2.9952 | 1.305 | 90.0838 | 0.0187 | 0.53716 | 0.30912 | 0.97657 | 19.3441 | 0.078828 | 0.051532 | 0.054789 | 0.078828 | 0.080412 | 1.3153 | 1.0354 | 0.1266 | 1.3153 | 1.2675 | 1.7275 | 1.3128 | 0.37604 | 1.7275 | 1.6845 | 0.0187 | 0.53716 | 0.30912 | 0.97657 | 19.3441 | 0.078828 | 0.051532 | 0.054789 | 0.078828 | 0.080412 | 1.3153 | 1.0354 | 0.1266 | 1.3153 | 1.2675 | 1.7275 | 1.3128 | 0.37604 | 1.7275 | 1.6845
250 | 0.22 | 0.21 | South/Central | NV | Las.Vegas-McCarran.Intl.AP.723860 | 3 | 1413386 | 29.0153 | 16.5452 | 52.5482 | 28.8758 | 23.6724 | 1037.97 | 3.8916 | 66.84 | 2.4964 | 1.3953 | 87.2811 | 2.4319 | 51.87 | 1.1667 | 1.2652 | 65.1072 | 2.6061 | 3.27 | 3.2887 | -0.68266 | 15.0092 | 3.8916 | 66.84 | 2.4964 | 1.3953 | 87.2811 | 3.9763 | 64.28 | 2.7069 | 1.2694 | 84.9835 | 0.0187 | 0.54257 | 0.30939 | 0.98263 | 19.4096 | 0.072772 | 0.045476 | 0.048733 | 0.072772 | 0.074356 | 1.2499 | 0.96995 | 0.061148 | 1.2499 | 1.202 | 1.6321 | 1.2175 | 0.28066 | 1.6321 | 1.5892 | 0.0187 | 0.54257 | 0.30939 | 0.98263 | 19.4096 | 0.072772 | 0.045476 | 0.048733 | 0.072772 | 0.074356 | 1.2499 | 0.96995 | 0.061148 | 1.2499 | 1.202 | 1.6321 | 1.2175 | 0.28066 | 1.6321 | 1.5892
251 | 0.23 | 0.21 | South/Central | NV | Las.Vegas-McCarran.Intl.AP.723860 | 3 | 1413386 | 29.3011 | 16.5552 | 52.864 | 29.1603 | 23.7037 | 1041.3 | 3.5759 | 63.51 | 2.212 | 1.3639 | 82.3986 | 2.1162 | 48.54 | 0.88233 | 1.2338 | 60.2248 | 2.2903 | -0.06 | 3.0043 | -0.714 | 10.1267 | 3.5759 | 63.51 | 2.212 | 1.3639 | 82.3986 | 3.6606 | 60.95 | 2.4225 | 1.2381 | 80.1011 | 0.0187 | 0.54792 | 0.30957 | 0.98853 | 19.4718 | 0.066867 | 0.039571 | 0.042828 | 0.066867 | 0.068451 | 1.1876 | 0.90768 | -0.001122 | 1.1876 | 1.1397 | 1.5408 | 1.1262 | 0.18937 | 1.5408 | 1.4979 | 0.0187 | 0.54792 | 0.30957 | 0.98853 | 19.4718 | 0.066867 | 0.039571 | 0.042828 | 0.066867 | 0.068451 | 1.1876 | 0.90768 | -0.001122 | 1.1876 | 1.1397 | 1.5408 | 1.1262 | 0.18937 | 1.5408 | 1.4979
252 | 0.24 | 0.21 | South/Central | NV | Las.Vegas-McCarran.Intl.AP.723860 | 3 | 1413386 | 29.5864 | 16.5652 | 53.1793 | 29.4443 | 23.735 | 1044.62 | 3.2606 | 60.19 | 1.9279 | 1.3326 | 77.5224 | 1.8008 | 45.22 | 0.5983 | 1.2025 | 55.3486 | 1.975 | -3.38 | 2.7203 | -0.74531 | 5.2506 | 3.2606 | 60.19 | 1.9279 | 1.3326 | 77.5224 | 3.3452 | 57.63 | 2.1385 | 1.2068 | 75.2249 | 0.0187 | 0.55325 | 0.30976 | 0.99443 | 19.5339 | 0.060971 | 0.033675 | 0.036932 | 0.060971 | 0.062555 | 1.1255 | 0.84559 | -0.063204 | 1.1255 | 1.0777 | 1.4496 | 1.035 | 0.098183 | 1.4496 | 1.4067 | 0.0187 | 0.55325 | 0.30976 | 0.99443 | 19.5339 | 0.060971 | 0.033675 | 0.036932 | 0.060971 | 0.062555 | 1.1255 | 0.84559 | -0.063204 | 1.1255 | 1.0777 | 1.4496 | 1.035 | 0.098183 | 1.4496 | 1.4067
253 | 0.25 | 0.21 | South/Central | NV | Las.Vegas-McCarran.Intl.AP.723860 | 3 | 1413386 | 29.8661 | 16.5752 | 53.4837 | 29.7226 | 23.7611 | 1047.71 | 2.9562 | 57.1 | 1.6496 | 1.3066 | 72.9283 | 1.4965 | 42.13 | 0.31996 | 1.1765 | 50.7545 | 1.6706 | -6.47 | 2.442 | -0.77134 | 0.65644 | 2.9562 | 57.1 | 1.6496 | 1.3066 | 72.9283 | 3.0409 | 54.54 | 1.8601 | 1.1807 | 70.6308 | 0.0187 | 0.55848 | 0.30995 | 1.0001 | 19.5917 | 0.055279 | 0.027983 | 0.03124 | 0.055279 | 0.056863 | 1.0677 | 0.78781 | -0.12099 | 1.0677 | 1.0199 | 1.3637 | 0.94909 | 0.012275 | 1.3637 | 1.3208 | 0.0187 | 0.55848 | 0.30995 | 1.0001 | 19.5917 | 0.055279 | 0.027983 | 0.03124 | 0.055279 | 0.056863 | 1.0677 | 0.78781 | -0.12099 | 1.0677 | 1.0199 | 1.3637 | 0.94909 | 0.012275 | 1.3637 | 1.3208
254 | 0.26 | 0.21 | South/Central | NV | Las.Vegas-McCarran.Intl.AP.723860 | 3 | 1413386 | 30.1561 | 16.5799 | 53.7941 | 30.0113 | 23.7828 | 1050.75 | 2.6458 | 54.06 | 1.3609 | 1.2849 | 68.3721 | 1.186 | 39.09 | 0.031274 | 1.1548 | 46.1983 | 1.3602 | -9.51 | 2.1533 | -0.79308 | -3.8998 | 2.6458 | 54.06 | 1.3609 | 1.2849 | 68.3721 | 2.7304 | 51.5 | 1.5715 | 1.159 | 66.0746 | 0.0187 | 0.5639 | 0.31004 | 1.0059 | 19.6486 | 0.049474 | 0.022178 | 0.025435 | 0.049474 | 0.051058 | 1.0109 | 0.73097 | -0.17783 | 1.0109 | 0.96303 | 1.2785 | 0.86389 | -0.072924 | 1.2785 | 1.2356 | 0.0187 | 0.5639 | 0.31004 | 1.0059 | 19.6486 | 0.049474 | 0.022178 | 0.025435 | 0.049474 | 0.051058 | 1.0109 | 0.73097 | -0.17783 | 1.0109 | 0.96303 | 1.2785 | 0.86389 | -0.072924 | 1.2785 | 1.2356
255 | 0.27 | 0.21 | South/Central | NV | Las.Vegas-McCarran.Intl.AP.723860 | 3 | 1413386 | 30.4414 | 16.5895 | 54.1087 | 30.2953 | 23.8134 | 1054.04 | 2.3312 | 50.77 | 1.0769 | 1.2543 | 63.5258 | 0.87145 | 35.8 | -0.25275 | 1.1242 | 41.352 | 1.0456 | -12.8 | 1.8693 | -0.82363 | -8.7461 | 2.3312 | 50.77 | 1.0769 | 1.2543 | 63.5258 | 2.4159 | 48.21 | 1.2874 | 1.1284 | 61.2282 | 0.0187 | 0.56924 | 0.31022 | 1.0118 | 19.7101 | 0.043592 | 0.016296 | 0.019553 | 0.043592 | 0.045176 | 0.94938 | 0.66944 | -0.23935 | 0.94938 | 0.90151 | 1.1879 | 0.77326 | -0.16355 | 1.1879 | 1.1449 | 0.0187 | 0.56924 | 0.31022 | 1.0118 | 19.7101 | 0.043592 | 0.016296 | 0.019553 | 0.043592 | 0.045176 | 0.94938 | 0.66944 | -0.23935 | 0.94938 | 0.90151 | 1.1879 | 0.77326 | -0.16355 | 1.1879 | 1.1449
256 | 0.28 | 0.21 | South/Central | NV | Las.Vegas-McCarran.Intl.AP.723860 | 3 | 1413386 | 30.7311 | 16.5995 | 54.4283 | 30.5836 | 23.8447 | 1057.39 | 2.0116 | 47.42 | 0.78859 | 1.223 | 58.595 | 0.55185 | 32.45 | -0.54104 | 1.0929 | 36.4212 | 0.72602 | -16.15 | 1.581 | -0.85494 | -13.6769 | 2.0116 | 47.42 | 0.78859 | 1.223 | 58.595 | 2.0963 | 44.86 | 0.99915 | 1.0971 | 56.2975 | 0.0187 | 0.57466 | 0.3104 | 1.0178 | 19.7727 | 0.037616 | 0.010319 | 0.013576 | 0.037616 | 0.039199 | 0.88673 | 0.6068 | -0.302 | 0.88673 | 0.83886 | 1.0957 | 0.68106 | -0.25575 | 1.0957 | 1.0527 | 0.0187 | 0.57466 | 0.3104 | 1.0178 | 19.7727 | 0.037616 | 0.010319 | 0.013576 | 0.037616 | 0.039199 | 0.88673 | 0.6068 | -0.302 | 0.88673 | 0.83886 | 1.0957 | 0.68106 | -0.25575 | 1.0957 | 1.0527
257 | 0.29 | 0.21 | South/Central | NV | Las.Vegas-McCarran.Intl.AP.723860 | 3 | 1413386 | 31.0164 | 16.6052 | 54.7298 | 30.8676 | 23.8621 | 1060.24 | 1.7101 | 44.57 | 0.50457 | 1.2055 | 54.2677 | 0.25036 | 29.6 | -0.82506 | 1.0754 | 32.0939 | 0.42453 | -19 | 1.2969 | -0.87241 | -18.0042 | 1.7101 | 44.57 | 0.50457 | 1.2055 | 54.2677 | 1.7948 | 42.01 | 0.71513 | 1.0796 | 51.9702 | 0.0187 | 0.57999 | 0.31051 | 1.0234 | 19.826 | 0.031978 | 0.0046817 | 0.0079385 | 0.031978 | 0.033562 | 0.83344 | 0.55351 | -0.35529 | 0.83344 | 0.78557 | 1.0148 | 0.60014 | -0.33667 | 1.0148 | 0.97182 | 0.0187 | 0.57999 | 0.31051 | 1.0234 | 19.826 | 0.031978 | 0.0046817 | 0.0079385 | 0.031978 | 0.033562 | 0.83344 | 0.55351 | -0.35529 | 0.83344 | 0.78557 | 1.0148 | 0.60014 | -0.33667 | 1.0148 | 0.97182
258 | 0.3 | 0.21 | South/Central | NV | Las.Vegas-McCarran.Intl.AP.723860 | 3 | 1413386 | 31.2964 | 16.6148 | 55.0394 | 31.1464 | 23.893 | 1063.5 | 1.4005 | 41.31 | 0.22583 | 1.1747 | 49.4768 | -0.059243 | 26.34 | -1.1038 | 1.0446 | 27.303 | 0.11493 | -22.26 | 1.0182 | -0.90328 | -22.7951 | 1.4005 | 41.31 | 0.22583 | 1.1747 | 49.4768 | 1.4852 | 38.75 | 0.43639 | 1.0488 | 47.1792 | 0.0187 | 0.58523 | 0.31069 | 1.0292 | 19.887 | 0.026188 | -0.0011078 | 0.0021491 | 0.026188 | 0.027772 | 0.77248 | 0.49255 | -0.41625 | 0.77248 | 0.72461 | 0.92519 | 0.51055 | -0.42626 | 0.92519 | 0.88223 | 0.0187 | 0.58523 | 0.31069 | 1.0292 | 19.887 | 0.026188 | -0.0011078 | 0.0021491 | 0.026188 | 0.027772 | 0.77248 | 0.49255 | -0.41625 | 0.77248 | 0.72461 | 0.92519 | 0.51055 | -0.42626 | 0.92519 | 0.88223
259 | 0.31 | 0.21 | South/Central | NV | Las.Vegas-McCarran.Intl.AP.723860 | 3 | 1413386 | 31.5718 | 16.6295 | 55.3494 | 31.4205 | 23.929 | 1066.89 | 1.0904 | 37.92 | -0.048254 | 1.1387 | 44.5428 | -0.3693 | 22.95 | -1.3779 | 1.0086 | 22.369 | -0.19513 | -25.65 | 0.74412 | -0.93925 | -27.7291 | 1.0904 | 37.92 | -0.048254 | 1.1387 | 44.5428 | 1.1751 | 35.36 | 0.16231 | 1.0128 | 42.2453 | 0.0187 | 0.59038 | 0.31096 | 1.035 | 19.9504 | 0.02039 | -0.0069057 | -0.0036488 | 0.02039 | 0.021974 | 0.70909 | 0.42915 | -0.47964 | 0.70909 | 0.66122 | 0.83293 | 0.41829 | -0.51852 | 0.83293 | 0.78997 | 0.0187 | 0.59038 | 0.31096 | 1.035 | 19.9504 | 0.02039 | -0.0069057 | -0.0036488 | 0.02039 | 0.021974 | 0.70909 | 0.42915 | -0.47964 | 0.70909 | 0.66122 | 0.83293 | 0.41829 | -0.51852 | 0.83293 | 0.78997
260 | 0.32 | 0.21 | South/Central | NV | Las.Vegas-McCarran.Intl.AP.723860 | 3 | 1413386 | 31.8471 | 16.6396 | 55.6491 | 31.6945 | 23.9546 | 1069.93 | 0.79076 | 34.88 | -0.32233 | 1.1131 | 40.0212 | -0.66896 | 19.91 | -1.652 | 0.98301 | 17.8474 | -0.49479 | -28.69 | 0.47004 | -0.96483 | -32.2507 | 0.79076 | 34.88 | -0.32233 | 1.1131 | 40.0212 | 0.87546 | 32.32 | -0.11177 | 0.98723 | 37.7236 | 0.0187 | 0.59553 | 0.31115 | 1.0406 | 20.0072 | 0.014787 | -0.012509 | -0.0092523 | 0.014787 | 0.016371 | 0.65224 | 0.37231 | -0.53649 | 0.65224 | 0.60437 | 0.74838 | 0.33374 | -0.60307 | 0.74838 | 0.70542 | 0.0187 | 0.59553 | 0.31115 | 1.0406 | 20.0072 | 0.014787 | -0.012509 | -0.0092523 | 0.014787 | 0.016371 | 0.65224 | 0.37231 | -0.53649 | 0.65224 | 0.60437 | 0.74838 | 0.33374 | -0.60307 | 0.74838 | 0.70542
261 | 0.33 | 0.21 | South/Central | NV | Las.Vegas-McCarran.Intl.AP.723860 | 3 | 1413386 | 32.1168 | 16.6496 | 55.9541 | 31.9629 | 23.9911 | 1073.3 | 0.48576 | 31.51 | -0.59074 | 1.0765 | 35.1352 | -0.97396 | 16.54 | -1.9204 | 0.94641 | 12.9614 | -0.79979 | -32.06 | 0.20164 | -1.0014 | -37.1367 | 0.48576 | 31.51 | -0.59074 | 1.0765 | 35.1352 | 0.57046 | 28.95 | -0.38018 | 0.95064 | 32.8377 | 0.0187 | 0.60057 | 0.31134 | 1.0463 | 20.0702 | 0.0090835 | -0.018213 | -0.014956 | 0.0090835 | 0.010667 | 0.58922 | 0.30929 | -0.59951 | 0.58922 | 0.54135 | 0.65701 | 0.24237 | -0.69444 | 0.65701 | 0.61405 | 0.0187 | 0.60057 | 0.31134 | 1.0463 | 20.0702 | 0.0090835 | -0.018213 | -0.014956 | 0.0090835 | 0.010667 | 0.58922 | 0.30929 | -0.59951 | 0.58922 | 0.54135 | 0.65701 | 0.24237 | -0.69444 | 0.65701 | 0.61405
262 | 0.34 | 0.21 | South/Central | NV | Las.Vegas-McCarran.Intl.AP.723860 | 3 | 1413386 | 32.3822 | 16.6638 | 56.2441 | 32.2271 | 24.0171 | 1076.28 | 0.19571 | 28.53 | -0.85488 | 1.0506 | 30.7275 | -1.264 | 13.56 | -2.1845 | 0.9205 | 8.5537 | -1.0898 | -35.04 | -0.062505 | -1.0273 | -41.5444 | 0.19571 | 28.53 | -0.85488 | 1.0506 | 30.7275 | 0.2804 | 25.97 | -0.64432 | 0.92472 | 28.43 | 0.0187 | 0.60553 | 0.31161 | 1.0517 | 20.126 | 0.0036597 | -0.023636 | -0.02038 | 0.0036597 | 0.0052434 | 0.5335 | 0.25357 | -0.65523 | 0.5335 | 0.48563 | 0.57459 | 0.15995 | -0.77686 | 0.57459 | 0.53163 | 0.0187 | 0.60553 | 0.31161 | 1.0517 | 20.126 | 0.0036597 | -0.023636 | -0.02038 | 0.0036597 | 0.0052434 | 0.5335 | 0.25357 | -0.65523 | 0.5335 | 0.48563 | 0.57459 | 0.15995 | -0.77686 | 0.57459 | 0.53163
263 | 0.35 | 0.21 | South/Central | NV | Las.Vegas-McCarran.Intl.AP.723860 | 3 | 1413386 | 32.6522 | 16.6792 | 56.5495 | 32.4959 | 24.0536 | 1079.64 | -0.10966 | 25.17 | -1.1237 | 1.014 | 25.8374 | -1.5694 | 10.2 | -2.4533 | 0.88392 | 3.6636 | -1.3952 | -38.4 | -0.3313 | -1.0639 | -46.4345 | -0.10966 | 25.17 | -1.1237 | 1.014 | 25.8374 | -0.024969 | 22.61 | -0.91312 | 0.88815 | 23.5398 | 0.0187 | 0.61058 | 0.31189 | 1.0575 | 20.1888 | -0.0020506 | -0.029347 | -0.02609 | -0.0020506 | -0.00046691 | 0.47067 | 0.19074 | -0.71806 | 0.47067 | 0.4228 | 0.48315 | 0.068507 | -0.8683 | 0.48315 | 0.44018 | 0.0187 | 0.61058 | 0.31189 | 1.0575 | 20.1888 | -0.0020506 | -0.029347 | -0.02609 | -0.0020506 | -0.00046691 | 0.47067 | 0.19074 | -0.71806 | 0.47067 | 0.4228 | 0.48315 | 0.068507 | -0.8683 | 0.48315 | 0.44018
264 | 0.36 | 0.21 | South/Central | NV | Las.Vegas-McCarran.Intl.AP.723860 | 3 | 1413386 | 32.9176 | 16.6938 | 56.8492 | 32.76 | 24.0891 | 1082.94 | -0.40929 | 21.87 | -1.3878 | 0.97853 | 21.0498 | -1.869 | 6.9 | -2.7174 | 0.84843 | -1.124 | -1.6948 | -41.7 | -0.59545 | -1.0994 | -51.2221 | -0.40929 | 21.87 | -1.3878 | 0.97853 | 21.0498 | -0.3246 | 19.31 | -1.1773 | 0.85266 | 18.7522 | 0.0187 | 0.61554 | 0.31217 | 1.0631 | 20.2505 | -0.0076536 | -0.03495 | -0.031693 | -0.0076536 | -0.0060699 | 0.40896 | 0.12903 | -0.77977 | 0.40896 | 0.36109 | 0.39362 | -0.021019 | -0.95783 | 0.39362 | 0.35066 | 0.0187 | 0.61554 | 0.31217 | 1.0631 | 20.2505 | -0.0076536 | -0.03495 | -0.031693 | -0.0076536 | -0.0060699 | 0.40896 | 0.12903 | -0.77977 | 0.40896 | 0.36109 | 0.39362 | -0.021019 | -0.95783 | 0.39362 | 0.35066
265 | 0.37 | 0.21 | South/Central | NV | Las.Vegas-McCarran.Intl.AP.723860 | 3 | 1413386 | 33.1873 | 16.7039 | 57.1489 | 33.0284 | 24.1204 | 1086.12 | -0.70901 | 18.69 | -1.6562 | 0.94722 | 16.3733 | -2.1687 | 3.72 | -2.9859 | 0.81712 | -5.8005 | -1.9946 | -44.88 | -0.86385 | -1.1307 | -55.8986 | -0.70901 | 18.69 | -1.6562 | 0.94722 | 16.3733 | -0.62432 | 16.13 | -1.4457 | 0.82135 | 14.0758 | 0.0187 | 0.62059 | 0.31236 | 1.0687 | 20.31 | -0.013258 | -0.040554 | -0.037298 | -0.013258 | -0.011675 | 0.34949 | 0.069562 | -0.83924 | 0.34949 | 0.30162 | 0.30617 | -0.10847 | -1.0453 | 0.30617 | 0.26321 | 0.0187 | 0.62059 | 0.31236 | 1.0687 | 20.31 | -0.013258 | -0.040554 | -0.037298 | -0.013258 | -0.011675 | 0.34949 | 0.069562 | -0.83924 | 0.34949 | 0.30162 | 0.30617 | -0.10847 | -1.0453 | 0.30617 | 0.26321
266 | 0.38 | 0.21 | South/Central | NV | Las.Vegas-McCarran.Intl.AP.723860 | 3 | 1413386 | 33.4474 | 16.7234 | 57.4389 | 33.2873 | 24.1516 | 1089.23 | -0.99907 | 15.58 | -1.9151 | 0.91602 | 11.8236 | -2.4588 | 0.61 | -3.2447 | 0.78592 | -10.3502 | -2.2846 | -47.99 | -1.1227 | -1.1619 | -60.4483 | -0.99907 | 15.58 | -1.9151 | 0.91602 | 11.8236 | -0.91438 | 13.02 | -1.7045 | 0.79015 | 9.5261 | 0.0187 | 0.62545 | 0.31272 | 1.0741 | 20.3681 | -0.018682 | -0.045978 | -0.042721 | -0.018682 | -0.017098 | 0.29134 | 0.011407 | -0.89739 | 0.29134 | 0.24347 | 0.2211 | -0.19354 | -1.1304 | 0.2211 | 0.17813 | 0.0187 | 0.62545 | 0.31272 | 1.0741 | 20.3681 | -0.018682 | -0.045978 | -0.042721 | -0.018682 | -0.017098 | 0.29134 | 0.011407 | -0.89739 | 0.29134 | 0.24347 | 0.2211 | -0.19354 | -1.1304 | 0.2211 | 0.17813
267 | 0.39 | 0.21 | South/Central | NV | Las.Vegas-McCarran.Intl.AP.723860 | 3 | 1413386 | 33.7127 | 16.7335 | 57.7343 | 33.5514 | 24.1828 | 1092.38 | -1.2944 | 12.43 | -2.1792 | 0.88482 | 7.2062 | -2.7541 | -2.54 | -3.5089 | 0.75472 | -14.9676 | -2.58 | -51.14 | -1.3869 | -1.1931 | -65.0657 | -1.2944 | 12.43 | -2.1792 | 0.88482 | 7.2062 | -1.2097 | 9.87 | -1.9687 | 0.75895 | 4.9086 | 0.0187 | 0.63041 | 0.31291 | 1.0796 | 20.427 | -0.024205 | -0.051501 | -0.048244 | -0.024205 | -0.022621 | 0.23244 | -0.047497 | -0.9563 | 0.23244 | 0.18456 | 0.13475 | -0.27989 | -1.2167 | 0.13475 | 0.091789 | 0.0187 | 0.63041 | 0.31291 | 1.0796 | 20.427 | -0.024205 | -0.051501 | -0.048244 | -0.024205 | -0.022621 | 0.23244 | -0.047497 | -0.9563 | 0.23244 | 0.18456 | 0.13475 | -0.27989 | -1.2167 | 0.13475 | 0.091789
268 | 0.4 | 0.21 | South/Central | NV | Las.Vegas-McCarran.Intl.AP.723860 | 3 | 1413386 | 33.9728 | 16.7535 | 58.0343 | 33.8103 | 24.224 | 1095.82 | -1.5945 | 8.99 | -2.4381 | 0.84362 | 2.26 | -3.0542 | -5.98 | -3.7677 | 0.71353 | -19.9138 | -2.88 | -54.58 | -1.6457 | -1.2343 | -70.0119 | -1.5945 | 8.99 | -2.4381 | 0.84362 | 2.26 | -1.5098 | 6.43 | -2.2275 | 0.71776 | -0.037504 | 0.0187 | 0.63528 | 0.31328 | 1.0852 | 20.4913 | -0.029816 | -0.057112 | -0.053855 | -0.029816 | -0.028232 | 0.16811 | -0.11182 | -1.0206 | 0.16811 | 0.12024 | 0.042262 | -0.37238 | -1.3092 | 0.042262 | -0.00070131 | 0.0187 | 0.63528 | 0.31328 | 1.0852 | 20.4913 | -0.029816 | -0.057112 | -0.053855 | -0.029816 | -0.028232 | 0.16811 | -0.11182 | -1.0206 | 0.16811 | 0.12024 | 0.042262 | -0.37238 | -1.3092 | 0.042262 | -0.00070131
Double | Double | Double | South/Central | NV | Las.Vegas-McCarran.Intl.AP.723860 | 3 | 1413386 | 31.503 | 21.7307 | 62.215 | 31.3527 | 30.8623 | 1299.61 | -5.7752 | -194.8 | 0.019468 | -5.7947 | -229.5688 | -7.2349 | -209.77 | -1.3102 | -5.9248 | -251.7426 | -7.0607 | -258.37 | 0.81185 | -7.8726 | -301.8407 | -5.7752 | -194.8 | 0.019468 | -5.7947 | -229.5688 | -5.6905 | -197.36 | 0.23003 | -5.9205 | -231.8663 | 0.0187 | 0.58909 | 0.40635 | 1.1634 | 24.3021 | -0.10799 | -0.13529 | -0.13203 | -0.10799 | -0.10641 | -3.6427 | -3.9226 | -4.8314 | -3.6427 | -3.6905 | -4.2928 | -4.7075 | -5.6443 | -4.2928 | -4.3358 | 0.0187 | 0.58909 | 0.40635 | 1.1634 | 24.3021 | -0.10799 | -0.13529 | -0.13203 | -0.10799 | -0.10641 | -3.6427 | -3.9226 | -4.8314 | -3.6427 | -3.6905 | -4.2928 | -4.7075 | -5.6443 | -4.2928 | -4.3358
Single | Single | Single | South/Central | NV | Las.Vegas-McCarran.Intl.AP.723860 | 3 | 1413386 | 39.6621 | 25.3794 | 75.7098 | 39.4746 | 36.2352 | 1544.8 | -19.27 | -439.99 | -8.1024 | -11.1676 | -546.5893 | -20.7297 | -454.96 | -9.432 | -11.2977 | -568.7632 | -20.5555 | -503.56 | -7.31 | -13.2455 | -618.8612 | -19.27 | -439.99 | -8.1024 | -11.1676 | -546.5893 | -19.1853 | -442.55 | -7.8918 | -11.2934 | -548.8869 | 0.0187 | 0.74166 | 0.47458 | 1.4157 | 28.8871 | -0.36034 | -0.38764 | -0.38438 | -0.36034 | -0.35876 | -8.2276 | -8.5075 | -9.4163 | -8.2276 | -8.2755 | -10.221 | -10.6356 | -11.5724 | -10.221 | -10.2639 | 0.0187 | 0.74166 | 0.47458 | 1.4157 | 28.8871 | -0.36034 | -0.38764 | -0.38438 | -0.36034 | -0.35876 | -8.2276 | -8.5075 | -9.4163 | -8.2276 | -8.2755 | -10.221 | -10.6356 | -11.5724 | -10.221 | -10.2639
1 | 0.35 | 0.47 | South/Central | AR | Little.Rock-Adams.Field.723403 | 3 | 2047084 | 48.7583 | 14.1191 | 68.6373 | 48.6775 | 19.9598 | 1072.36 | 0.59854 | -33.6 | 3.2432 | -2.6446 | -63.3868 | -1.1506 | -52.58 | 1.4969 | -2.6475 | -85.8461 | -0.54154 | -68.31 | 3.5825 | -4.124 | -117.7177 | 0.59854 | -33.6 | 3.2432 | -2.6446 | -63.3868 | 0.70844 | -33.81 | 3.4428 | -2.7343 | -64.39 | 0.027084 | 1.3205 | 0.3824 | 1.8589 | 29.0433 | 0.016211 | -0.031163 | -0.014667 | 0.016211 | 0.019187 | -0.91001 | -1.4241 | -1.8501 | -0.91001 | -0.9157 | -1.7167 | -2.325 | -3.1882 | -1.7167 | -1.7439 | 0.027084 | 1.3205 | 0.3824 | 1.8589 | 29.0433 | 0.016211 | -0.031163 | -0.014667 | 0.016211 | 0.019187 | -0.91001 | -1.4241 | -1.8501 | -0.91001 | -0.9157 | -1.7167 | -2.325 | -3.1882 | -1.7167 | -1.7439
2 | 0.35 | 0.42 | South/Central | AR | Little.Rock-Adams.Field.723403 | 3 | 2047084 | 49.6779 | 13.4791 | 68.7069 | 49.5956 | 19.1113 | 1060.24 | 0.52896 | -21.48 | 2.3251 | -1.7962 | -41.4834 | -1.2202 | -40.46 | 0.57879 | -1.799 | -63.9426 | -0.61112 | -56.19 | 2.6644 | -3.2755 | -95.8142 | 0.52896 | -21.48 | 2.3251 | -1.7962 | -41.4834 | 0.63885 | -21.69 | 2.5247 | -1.8858 | -42.4865 | 0.027084 | 1.3455 | 0.36506 | 1.8608 | 28.7151 | 0.014326 | -0.033048 | -0.016551 | 0.014326 | 0.017302 | -0.58176 | -1.0958 | -1.5218 | -0.58176 | -0.58744 | -1.1235 | -1.7318 | -2.595 | -1.1235 | -1.1507 | 0.027084 | 1.3455 | 0.36506 | 1.8608 | 28.7151 | 0.014326 | -0.033048 | -0.016551 | 0.014326 | 0.017302 | -0.58176 | -1.0958 | -1.5218 | -0.58176 | -0.58744 | -1.1235 | -1.7318 | -2.595 | -1.1235 | -1.1507
3 | 0.35 | 0.37 | South/Central | AR | Little.Rock-Adams.Field.723403 | 3 | 2047084 | 50.5975 | 12.9191 | 68.8765 | 50.5137 | 18.3628 | 1050.73 | 0.35938 | -11.97 | 1.407 | -1.0477 | -23.546 | -1.3898 | -30.95 | -0.33928 | -1.0505 | -46.0052 | -0.78071 | -46.68 | 1.7463 | -2.527 | -77.8768 | 0.35938 | -11.97 | 1.407 | -1.0477 | -23.546 | 0.46927 | -12.18 | 1.6066 | -1.1374 | -24.5491 | 0.027084 | 1.3704 | 0.3499 | 1.8654 | 28.4575 | 0.0097332 | -0.037641 | -0.021144 | 0.0097332 | 0.01271 | -0.32419 | -0.83824 | -1.2643 | -0.32419 | -0.32988 | -0.63771 | -1.246 | -2.1092 | -0.63771 | -0.66488 | 0.027084 | 1.3704 | 0.3499 | 1.8654 | 28.4575 | 0.0097332 | -0.037641 | -0.021144 | 0.0097332 | 0.01271 | -0.32419 | -0.83824 | -1.2643 | -0.32419 | -0.32988 | -0.63771 | -1.246 | -2.1092 | -0.63771 | -0.66488
4 | 0.35 | 0.32 | South/Central | AR | Little.Rock-Adams.Field.723403 | 3 | 2047084 | 51.587 | 12.3591 | 69.116 | 51.5016 | 17.6144 | 1041.99 | 0.11983 | -3.23 | 0.41912 | -0.29929 | -6.5066 | -1.6293 | -22.21 | -1.3272 | -0.30213 | -28.9658 | -1.0202 | -37.94 | 0.75841 | -1.7787 | -60.8374 | 0.11983 | -3.23 | 0.41912 | -0.29929 | -6.5066 | 0.22973 | -3.44 | 0.6187 | -0.38897 | -7.5097 | 0.027084 | 1.3972 | 0.33473 | 1.8719 | 28.2208 | 0.0032456 | -0.044128 | -0.027632 | 0.0032456 | 0.0062219 | -0.08748 | -0.60153 | -1.0276 | -0.08748 | -0.093168 | -0.17622 | -0.7845 | -1.6477 | -0.17622 | -0.20339 | 0.027084 | 1.3972 | 0.33473 | 1.8719 | 28.2208 | 0.0032456 | -0.044128 | -0.027632 | 0.0032456 | 0.0062219 | -0.08748 | -0.60153 | -1.0276 | -0.08748 | -0.093168 | -0.17622 | -0.7845 | -1.6477 | -0.17622 | -0.20339
5 | 0.35 | 0.27 | South/Central | AR | Little.Rock-Adams.Field.723403 | 3 | 2047084 | 52.2567 | 12.0291 | 69.3057 | 52.1702 | 17.1355 | 1036.79 | -0.06989 | 1.97 | -0.24948 | 0.17959 | 3.9301 | -1.8191 | -17.01 | -1.9958 | 0.17674 | -18.5291 | -1.21 | -32.74 | 0.089816 | -1.2998 | -50.4008 | -0.06989 | 1.97 | -0.24948 | 0.17959 | 3.9301 | 0.040005 | 1.76 | -0.049895 | 0.0899 | 2.927 | 0.027084 | 1.4153 | 0.32579 | 1.877 | 28.08 | -0.0018929 | -0.049267 | -0.03277 | -0.0018929 | 0.0010835 | 0.053355 | -0.46069 | -0.88672 | 0.053355 | 0.047667 | 0.10644 | -0.50183 | -1.365 | 0.10644 | 0.079273 | 0.027084 | 1.4153 | 0.32579 | 1.877 | 28.08 | -0.0018929 | -0.049267 | -0.03277 | -0.0018929 | 0.0010835 | 0.053355 | -0.46069 | -0.88672 | 0.053355 | 0.047667 | 0.10644 | -0.50183 | -1.365 | 0.10644 | 0.079273
6 | 0.35 | 0.23 | South/Central | AR | Little.Rock-Adams.Field.723403 | 3 | 2047084 | 52.6565 | 11.8691 | 69.4556 | 52.5694 | 16.8862 | 1034.61 | -0.21971 | 4.15 | -0.64864 | 0.42893 | 8.7113 | -1.9689 | -14.83 | -2.395 | 0.42609 | -13.7479 | -1.3598 | -30.56 | -0.30935 | -1.0504 | -45.6195 | -0.21971 | 4.15 | -0.64864 | 0.42893 | 8.7113 | -0.10981 | 3.94 | -0.44906 | 0.33924 | 7.7082 | 0.027084 | 1.4261 | 0.32146 | 1.8811 | 28.0209 | -0.0059505 | -0.053324 | -0.036828 | -0.0059505 | -0.0029742 | 0.1124 | -0.40165 | -0.82767 | 0.1124 | 0.10671 | 0.23593 | -0.37234 | -1.2355 | 0.23593 | 0.20877 | 0.027084 | 1.4261 | 0.32146 | 1.8811 | 28.0209 | -0.0059505 | -0.053324 | -0.036828 | -0.0059505 | -0.0029742 | 0.1124 | -0.40165 | -0.82767 | 0.1124 | 0.10671 | 0.23593 | -0.37234 | -1.2355 | 0.23593 | 0.20877
7 | 0.35 | 0.19 | South/Central | AR | Little.Rock-Adams.Field.723403 | 3 | 2047084 | 53.5961 | 11.3791 | 69.7252 | 53.5074 | 16.2178 | 1027.44 | -0.48932 | 11.32 | -1.5867 | 1.0974 | 23.2178 | -2.2385 | -7.66 | -3.333 | 1.0945 | 0.75861 | -1.6294 | -23.39 | -1.2474 | -0.38203 | -31.113 | -0.48932 | 11.32 | -1.5867 | 1.0974 | 23.2178 | -0.37942 | 11.11 | -1.3871 | 1.0077 | 22.2147 | 0.027084 | 1.4516 | 0.30819 | 1.8884 | 27.8268 | -0.013253 | -0.060626 | -0.04413 | -0.013253 | -0.010276 | 0.30659 | -0.20746 | -0.63348 | 0.30659 | 0.3009 | 0.62882 | 0.020546 | -0.84265 | 0.62882 | 0.60165 | 0.027084 | 1.4516 | 0.30819 | 1.8884 | 27.8268 | -0.013253 | -0.060626 | -0.04413 | -0.013253 | -0.010276 | 0.30659 | -0.20746 | -0.63348 | 0.30659 | 0.3009 | 0.62882 | 0.020546 | -0.84265 | 0.62882 | 0.60165
8 | 0.35 | 0.17 | South/Central | AR | Little.Rock-Adams.Field.723403 | 3 | 2047084 | 54.0959 | 11.1291 | 69.8849 | 54.0063 | 15.8786 | 1024.06 | -0.64909 | 14.7 | -2.0856 | 1.4365 | 30.2851 | -2.3983 | -4.28 | -3.832 | 1.4337 | 7.8259 | -1.7892 | -20.01 | -1.7463 | -0.042845 | -24.0457 | -0.64909 | 14.7 | -2.0856 | 1.4365 | 30.2851 | -0.5392 | 14.49 | -1.886 | 1.3468 | 29.282 | 0.027084 | 1.4651 | 0.30142 | 1.8927 | 27.7352 | -0.01758 | -0.064954 | -0.048457 | -0.01758 | -0.014603 | 0.39813 | -0.11592 | -0.54194 | 0.39813 | 0.39244 | 0.82023 | 0.21195 | -0.65124 | 0.82023 | 0.79306 | 0.027084 | 1.4651 | 0.30142 | 1.8927 | 27.7352 | -0.01758 | -0.064954 | -0.048457 | -0.01758 | -0.014603 | 0.39813 | -0.11592 | -0.54194 | 0.39813 | 0.39244 | 0.82023 | 0.21195 | -0.65124 | 0.82023 | 0.79306
9 | 0.33 | 0.47 | South/Central | AR | Little.Rock-Adams.Field.723403 | 3 | 2047084 | 48.0786 | 14.1491 | 67.9776 | 47.999 | 19.9787 | 1065.49 | 1.2582 | -26.73 | 3.9218 | -2.6635 | -55.4522 | -0.49093 | -45.71 | 2.1754 | -2.6664 | -77.9114 | 0.11816 | -61.44 | 4.2611 | -4.1429 | -109.783 | 1.2582 | -26.73 | 3.9218 | -2.6635 | -55.4522 | 1.3681 | -26.94 | 4.1213 | -2.7532 | -56.4553 | 0.027084 | 1.3021 | 0.38321 | 1.8411 | 28.8573 | 0.034078 | -0.013296 | 0.0032002 | 0.034078 | 0.037054 | -0.72394 | -1.238 | -1.664 | -0.72394 | -0.72963 | -1.5018 | -2.1101 | -2.9733 | -1.5018 | -1.529 | 0.027084 | 1.3021 | 0.38321 | 1.8411 | 28.8573 | 0.034078 | -0.013296 | 0.0032002 | 0.034078 | 0.037054 | -0.72394 | -1.238 | -1.664 | -0.72394 | -0.72963 | -1.5018 | -2.1101 | -2.9733 | -1.5018 | -1.529
10 | 0.33 | 0.42 | South/Central | AR | Little.Rock-Adams.Field.723403 | 3 | 2047084 | 48.9982 | 13.4991 | 68.0372 | 48.917 | 19.1202 | 1053.12 | 1.1987 | -14.36 | 3.0037 | -1.805 | -33.1522 | -0.55051 | -33.34 | 1.2574 | -1.8079 | -55.6114 | 0.058575 | -49.07 | 3.343 | -3.2844 | -87.483 | 1.1987 | -14.36 | 3.0037 | -1.805 | -33.1522 | 1.3086 | -14.57 | 3.2033 | -1.8947 | -34.1553 | 0.027084 | 1.327 | 0.3656 | 1.8427 | 28.5223 | 0.032464 | -0.01491 | 0.0015864 | 0.032464 | 0.03544 | -0.38892 | -0.90297 | -1.329 | -0.38892 | -0.39461 | -0.89788 | -1.5062 | -2.3694 | -0.89788 | -0.92505 | 0.027084 | 1.327 | 0.3656 | 1.8427 | 28.5223 | 0.032464 | -0.01491 | 0.0015864 | 0.032464 | 0.03544 | -0.38892 | -0.90297 | -1.329 | -0.38892 | -0.39461 | -0.89788 | -1.5062 | -2.3694 | -0.89788 | -0.92505
11 | 0.33 | 0.37 | South/Central | AR | Little.Rock-Adams.Field.723403 | 3 | 2047084 | 49.9078 | 12.9391 | 68.1968 | 49.8251 | 18.3717 | 1043.5 | 1.039 | -4.74 | 2.0956 | -1.0566 | -15.0878 | -0.71014 | -23.72 | 0.34927 | -1.0594 | -37.5471 | -0.10105 | -39.45 | 2.4349 | -2.5359 | -69.4187 | 1.039 | -4.74 | 2.0956 | -1.0566 | -15.0878 | 1.1489 | -4.95 | 2.2952 | -1.1463 | -16.0909 | 0.027084 | 1.3517 | 0.35044 | 1.847 | 28.2617 | 0.028141 | -0.019233 | -0.0027368 | 0.028141 | 0.031117 | -0.12838 | -0.64242 | -1.0684 | -0.12838 | -0.13406 | -0.40863 | -1.0169 | -1.8801 | -0.40863 | -0.4358 | 0.027084 | 1.3517 | 0.35044 | 1.847 | 28.2617 | 0.028141 | -0.019233 | -0.0027368 | 0.028141 | 0.031117 | -0.12838 | -0.64242 | -1.0684 | -0.12838 | -0.13406 | -0.40863 | -1.0169 | -1.8801 | -0.40863 | -0.4358
12 | 0.33 | 0.32 | South/Central | AR | Little.Rock-Adams.Field.723403 | 3 | 2047084 | 50.8974 | 12.3691 | 68.4164 | 50.8131 | 17.6034 | 1034.25 | 0.81945 | 4.51 | 1.1077 | -0.28822 | 2.7431 | -0.92972 | -14.47 | -0.63866 | -0.29107 | -19.7161 | -0.32063 | -30.2 | 1.447 | -1.7676 | -51.5878 | 0.81945 | 4.51 | 1.1077 | -0.28822 | 2.7431 | 0.92935 | 4.3 | 1.3073 | -0.37791 | 1.74 | 0.027084 | 1.3785 | 0.335 | 1.853 | 28.0112 | 0.022194 | -0.02518 | -0.0086839 | 0.022194 | 0.02517 | 0.12215 | -0.3919 | -0.81792 | 0.12215 | 0.11646 | 0.074293 | -0.53398 | -1.3972 | 0.074293 | 0.047125 | 0.027084 | 1.3785 | 0.335 | 1.853 | 28.0112 | 0.022194 | -0.02518 | -0.0086839 | 0.022194 | 0.02517 | 0.12215 | -0.3919 | -0.81792 | 0.12215 | 0.11646 | 0.074293 | -0.53398 | -1.3972 | 0.074293 | 0.047125
13 | 0.33 | 0.27 | South/Central | AR | Little.Rock-Adams.Field.723403 | 3 | 2047084 | 51.5571 | 12.0391 | 68.6061 | 51.4717 | 17.1344 | 1029.2 | 0.62977 | 9.56 | 0.44906 | 0.18071 | 12.9134 | -1.1194 | -9.42 | -1.2973 | 0.17787 | -9.5458 | -0.51031 | -25.15 | 0.78835 | -1.2987 | -41.4175 | 0.62977 | 9.56 | 0.44906 | 0.18071 | 12.9134 | 0.73966 | 9.35 | 0.64864 | 0.091027 | 11.9103 | 0.027084 | 1.3964 | 0.32606 | 1.8581 | 27.8744 | 0.017056 | -0.030317 | -0.013821 | 0.017056 | 0.020033 | 0.25892 | -0.25513 | -0.68115 | 0.25892 | 0.25323 | 0.34974 | -0.25854 | -1.1217 | 0.34974 | 0.32257 | 0.027084 | 1.3964 | 0.32606 | 1.8581 | 27.8744 | 0.017056 | -0.030317 | -0.013821 | 0.017056 | 0.020033 | 0.25892 | -0.25513 | -0.68115 | 0.25892 | 0.25323 | 0.34974 | -0.25854 | -1.1217 | 0.34974 | 0.32257
14 | 0.33 | 0.23 | South/Central | AR | Little.Rock-Adams.Field.723403 | 3 | 2047084 | 51.9569 | 11.8691 | 68.7459 | 51.8708 | 16.8751 | 1026.75 | 0.48995 | 12.01 | 0.049892 | 0.44005 | 18.0911 | -1.2592 | -6.97 | -1.6964 | 0.43721 | -4.3681 | -0.65014 | -22.7 | 0.38918 | -1.0393 | -36.2397 | 0.48995 | 12.01 | 0.049892 | 0.44005 | 18.0911 | 0.59984 | 11.8 | 0.24947 | 0.35037 | 17.088 | 0.027084 | 1.4072 | 0.32146 | 1.8619 | 27.8081 | 0.01327 | -0.034104 | -0.017608 | 0.01327 | 0.016246 | 0.32527 | -0.18877 | -0.6148 | 0.32527 | 0.31959 | 0.48997 | -0.1183 | -0.9815 | 0.48997 | 0.46281 | 0.027084 | 1.4072 | 0.32146 | 1.8619 | 27.8081 | 0.01327 | -0.034104 | -0.017608 | 0.01327 | 0.016246 | 0.32527 | -0.18877 | -0.6148 | 0.32527 | 0.31959 | 0.48997 | -0.1183 | -0.9815 | 0.48997 | 0.46281
15 | 0.33 | 0.19 | South/Central | AR | Little.Rock-Adams.Field.723403 | 3 | 2047084 | 52.9065 | 11.3791 | 69.0255 | 52.8188 | 16.2066 | 1019.7 | 0.21038 | 19.06 | -0.89812 | 1.1085 | 32.4708 | -1.5388 | 0.08 | -2.6444 | 1.1057 | 10.0116 | -0.9297 | -15.65 | -0.55882 | -0.37088 | -21.86 | 0.21038 | 19.06 | -0.89812 | 1.1085 | 32.4708 | 0.32028 | 18.85 | -0.69853 | 1.0188 | 31.4677 | 0.027084 | 1.4329 | 0.30819 | 1.8695 | 27.6171 | 0.0056979 | -0.041676 | -0.02518 | 0.0056979 | 0.0086742 | 0.51621 | 0.0021667 | -0.42386 | 0.51621 | 0.51053 | 0.87943 | 0.27115 | -0.59205 | 0.87943 | 0.85226 | 0.027084 | 1.4329 | 0.30819 | 1.8695 | 27.6171 | 0.0056979 | -0.041676 | -0.02518 | 0.0056979 | 0.0086742 | 0.51621 | 0.0021667 | -0.42386 | 0.51621 | 0.51053 | 0.87943 | 0.27115 | -0.59205 | 0.87943 | 0.85226
16 | 0.33 | 0.17 | South/Central | AR | Little.Rock-Adams.Field.723403 | 3 | 2047084 | 53.4062 | 11.1291 | 69.1753 | 53.3178 | 15.8575 | 1016.06 | 0.060587 | 22.7 | -1.3971 | 1.4577 | 39.9339 | -1.6886 | 3.72 | -3.1434 | 1.4548 | 17.4746 | -1.0795 | -12.01 | -1.0578 | -0.02172 | -14.397 | 0.060587 | 22.7 | -1.3971 | 1.4577 | 39.9339 | 0.17048 | 22.49 | -1.1975 | 1.368 | 38.9307 | 0.027084 | 1.4464 | 0.30142 | 1.8735 | 27.5185 | 0.0016409 | -0.045733 | -0.029237 | 0.0016409 | 0.0046173 | 0.6148 | 0.10075 | -0.32527 | 0.6148 | 0.60911 | 1.0816 | 0.47328 | -0.38992 | 1.0816 | 1.0544 | 0.027084 | 1.4464 | 0.30142 | 1.8735 | 27.5185 | 0.0016409 | -0.045733 | -0.029237 | 0.0016409 | 0.0046173 | 0.6148 | 0.10075 | -0.32527 | 0.6148 | 0.60911 | 1.0816 | 0.47328 | -0.38992 | 1.0816 | 1.0544
17 | 0.3 | 0.47 | South/Central | AR | Little.Rock-Adams.Field.723403 | 3 | 2047084 | 47.0391 | 14.1791 | 66.9581 | 46.9611 | 19.997 | 1054.72 | 2.2778 | -15.96 | 4.9596 | -2.6818 | -42.898 | 0.52858 | -34.94 | 3.2133 | -2.6847 | -65.3572 | 1.1377 | -50.67 | 5.2989 | -4.1612 | -97.2288 | 2.2778 | -15.96 | 4.9596 | -2.6818 | -42.898 | 2.3877 | -16.17 | 5.1592 | -2.7715 | -43.9011 | 0.027084 | 1.274 | 0.38402 | 1.8135 | 28.5656 | 0.06169 | 0.014316 | 0.030812 | 0.06169 | 0.064666 | -0.43225 | -0.9463 | -1.3723 | -0.43225 | -0.43794 | -1.1618 | -1.7701 | -2.6333 | -1.1618 | -1.189 | 0.027084 | 1.274 | 0.38402 | 1.8135 | 28.5656 | 0.06169 | 0.014316 | 0.030812 | 0.06169 | 0.064666 | -0.43225 | -0.9463 | -1.3723 | -0.43225 | -0.43794 | -1.1618 | -1.7701 | -2.6333 | -1.1618 | -1.189
18 | 0.3 | 0.42 | South/Central | AR | Little.Rock-Adams.Field.723403 | 3 | 2047084 | 47.9587 | 13.5291 | 67.0077 | 47.8792 | 19.1285 | 1042.09 | 2.2282 | -3.33 | 4.0415 | -1.8134 | -20.2021 | 0.47898 | -22.31 | 2.2952 | -1.8162 | -42.6613 | 1.0881 | -38.04 | 4.3808 | -3.2927 | -74.5329 | 2.2282 | -3.33 | 4.0415 | -1.8134 | -20.2021 | 2.338 | -3.54 | 4.2411 | -1.903 | -21.2052 | 0.027084 | 1.2989 | 0.36642 | 1.8148 | 28.2235 | 0.060346 | 0.012973 | 0.029469 | 0.060346 | 0.063323 | -0.090188 | -0.60423 | -1.0303 | -0.090188 | -0.095876 | -0.54714 | -1.1554 | -2.0186 | -0.54714 | -0.57431 | 0.027084 | 1.2989 | 0.36642 | 1.8148 | 28.2235 | 0.060346 | 0.012973 | 0.029469 | 0.060346 | 0.063323 | -0.090188 | -0.60423 | -1.0303 | -0.090188 | -0.095876 | -0.54714 | -1.1554 | -2.0186 | -0.54714 | -0.57431
19 | 0.3 | 0.37 | South/Central | AR | Little.Rock-Adams.Field.723403 | 3 | 2047084 | 48.8583 | 12.9691 | 67.1573 | 48.7773 | 18.38 | 1032.37 | 2.0786 | 6.39 | 3.1434 | -1.0648 | -2.0084 | 0.32938 | -12.59 | 1.3971 | -1.0677 | -24.4676 | 0.93847 | -28.32 | 3.4827 | -2.5442 | -56.3393 | 2.0786 | 6.39 | 3.1434 | -1.0648 | -2.0084 | 2.1884 | 6.18 | 3.343 | -1.1545 | -3.0115 | 0.027084 | 1.3233 | 0.35125 | 1.8189 | 27.9603 | 0.056295 | 0.0089208 | 0.025417 | 0.056295 | 0.059271 | 0.17306 | -0.34098 | -0.76701 | 0.17306 | 0.16738 | -0.054395 | -0.66267 | -1.5259 | -0.054395 | -0.081563 | 0.027084 | 1.3233 | 0.35125 | 1.8189 | 27.9603 | 0.056295 | 0.0089208 | 0.025417 | 0.056295 | 0.059271 | 0.17306 | -0.34098 | -0.76701 | 0.17306 | 0.16738 | -0.054395 | -0.66267 | -1.5259 | -0.054395 | -0.081563
20 | 0.3 | 0.32 | South/Central | AR | Little.Rock-Adams.Field.723403 | 3 | 2047084 | 49.8479 | 12.3991 | 67.3769 | 49.7653 | 17.6116 | 1023.12 | 1.859 | 15.64 | 2.1555 | -0.29648 | 15.8234 | 0.10982 | -3.34 | 0.40914 | -0.29933 | -6.6358 | 0.7189 | -19.07 | 2.4948 | -1.7759 | -38.5075 | 1.859 | 15.64 | 2.1555 | -0.29648 | 15.8234 | 1.9689 | 15.43 | 2.3551 | -0.38617 | 14.8203 | 0.027084 | 1.3501 | 0.33581 | 1.8248 | 27.7098 | 0.050348 | 0.0029742 | 0.019471 | 0.050348 | 0.053324 | 0.42359 | -0.090459 | -0.51648 | 0.42359 | 0.4179 | 0.42855 | -0.17972 | -1.0429 | 0.42855 | 0.40139 | 0.027084 | 1.3501 | 0.33581 | 1.8248 | 27.7098 | 0.050348 | 0.0029742 | 0.019471 | 0.050348 | 0.053324 | 0.42359 | -0.090459 | -0.51648 | 0.42359 | 0.4179 | 0.42855 | -0.17972 | -1.0429 | 0.42855 | 0.40139
21 | 0.3 | 0.27 | South/Central | AR | Little.Rock-Adams.Field.723403 | 3 | 2047084 | 50.5076 | 12.0591 | 67.5566 | 50.4239 | 17.1327 | 1017.81 | 1.6793 | 20.95 | 1.4969 | 0.18243 | 26.3894 | -0.069886 | 1.97 | -0.24948 | 0.17959 | 3.9302 | 0.5392 | -13.76 | 1.8361 | -1.2969 | -27.9414 | 1.6793 | 20.95 | 1.4969 | 0.18243 | 26.3894 | 1.7892 | 20.74 | 1.6964 | 0.092745 | 25.3863 | 0.027084 | 1.3679 | 0.3266 | 1.8297 | 27.5659 | 0.045481 | -0.0018928 | 0.014604 | 0.045481 | 0.048457 | 0.5674 | 0.053355 | -0.37267 | 0.5674 | 0.56171 | 0.71472 | 0.10644 | -0.75675 | 0.71472 | 0.68755 | 0.027084 | 1.3679 | 0.3266 | 1.8297 | 27.5659 | 0.045481 | -0.0018928 | 0.014604 | 0.045481 | 0.048457 | 0.5674 | 0.053355 | -0.37267 | 0.5674 | 0.56171 | 0.71472 | 0.10644 | -0.75675 | 0.71472 | 0.68755
22 | 0.3 | 0.23 | South/Central | AR | Little.Rock-Adams.Field.723403 | 3 | 2047084 | 50.8974 | 11.8891 | 67.6764 | 50.8131 | 16.8634 | 1015 | 1.5594 | 23.76 | 1.1077 | 0.45175 | 32.0907 | -0.18975 | 4.78 | -0.63866 | 0.44891 | 9.6315 | 0.41934 | -10.95 | 1.447 | -1.0276 | -22.2401 | 1.5594 | 23.76 | 1.1077 | 0.45175 | 32.0907 | 1.6693 | 23.55 | 1.3073 | 0.36207 | 31.0876 | 0.027084 | 1.3785 | 0.322 | 1.8329 | 27.4898 | 0.042235 | -0.0051391 | 0.011357 | 0.042235 | 0.045211 | 0.64351 | 0.12946 | -0.29657 | 0.64351 | 0.63782 | 0.86913 | 0.26086 | -0.60234 | 0.86913 | 0.84196 | 0.027084 | 1.3785 | 0.322 | 1.8329 | 27.4898 | 0.042235 | -0.0051391 | 0.011357 | 0.042235 | 0.045211 | 0.64351 | 0.12946 | -0.29657 | 0.64351 | 0.63782 | 0.86913 | 0.26086 | -0.60234 | 0.86913 | 0.84196
23 | 0.3 | 0.19 | South/Central | AR | Little.Rock-Adams.Field.723403 | 3 | 2047084 | 51.847 | 11.3891 | 67.946 | 51.7611 | 16.1849 | 1007.68 | 1.2899 | 31.08 | 0.15966 | 1.1302 | 46.8678 | -0.4593 | 12.1 | -1.5867 | 1.1274 | 24.4086 | 0.14979 | -3.63 | 0.49895 | -0.34916 | -7.4631 | 1.2899 | 31.08 | 0.15966 | 1.1302 | 46.8678 | 1.3998 | 30.87 | 0.35924 | 1.0405 | 45.8647 | 0.027084 | 1.4042 | 0.30846 | 1.8402 | 27.2916 | 0.034934 | -0.012439 | 0.0040569 | 0.034934 | 0.037911 | 0.84176 | 0.32771 | -0.098313 | 0.84176 | 0.83607 | 1.2693 | 0.66107 | -0.20213 | 1.2693 | 1.2422 | 0.027084 | 1.4042 | 0.30846 | 1.8402 | 27.2916 | 0.034934 | -0.012439 | 0.0040569 | 0.034934 | 0.037911 | 0.84176 | 0.32771 | -0.098313 | 0.84176 | 0.83607 | 1.2693 | 0.66107 | -0.20213 | 1.2693 | 1.2422
24 | 0.3 | 0.17 | South/Central | AR | Little.Rock-Adams.Field.723403 | 3 | 2047084 | 52.3468 | 11.1291 | 68.0958 | 52.26 | 15.8358 | 1004.05 | 1.1401 | 34.71 | -0.33929 | 1.4794 | 54.3309 | -0.60909 | 15.73 | -2.0856 | 1.4765 | 31.8716 | 0 | 0 | 0 | 0 | 0 | 1.1401 | 34.71 | -0.33929 | 1.4794 | 54.3309 | 1.25 | 34.5 | -0.13971 | 1.3897 | 53.3277 | 0.027084 | 1.4177 | 0.30142 | 1.8443 | 27.1933 | 0.030878 | -0.016496 | 0 | 0.030878 | 0.033854 | 0.94007 | 0.42602 | 0 | 0.94007 | 0.93438 | 1.4715 | 0.8632 | 0 | 1.4715 | 1.4443 | 0.027084 | 1.4177 | 0.30142 | 1.8443 | 27.1933 | 0.030878 | -0.016496 | 0 | 0.030878 | 0.033854 | 0.94007 | 0.42602 | 0 | 0.94007 | 0.93438 | 1.4715 | 0.8632 | 0 | 1.4715 | 1.4443
25 | 0.28 | 0.47 | South/Central | AR | Little.Rock-Adams.Field.723403 | 3 | 2047084 | 46.5294 | 14.0591 | 66.2684 | 46.4522 | 19.8161 | 1044.51 | 2.9675 | -5.75 | 5.4685 | -2.501 | -29.2142 | 1.2183 | -24.73 | 3.7222 | -2.5038 | -51.6734 | 1.8274 | -40.46 | 5.8078 | -3.9804 | -83.5451 | 2.9675 | -5.75 | 5.4685 | -2.501 | -29.2142 | 3.0774 | -5.96 | 5.6681 | -2.5907 | -30.2173 | 0.027084 | 1.2602 | 0.38077 | 1.7948 | 28.2891 | 0.080371 | 0.032997 | 0.049493 | 0.080371 | 0.083347 | -0.15573 | -0.66978 | -1.0958 | -0.15573 | -0.16142 | -0.79123 | -1.3995 | -2.2627 | -0.79123 | -0.81839 | 0.027084 | 1.2602 | 0.38077 | 1.7948 | 28.2891 | 0.080371 | 0.032997 | 0.049493 | 0.080371 | 0.083347 | -0.15573 | -0.66978 | -1.0958 | -0.15573 | -0.16142 | -0.79123 | -1.3995 | -2.2627 | -0.79123 | -0.81839
26 | 0.28 | 0.42 | South/Central | AR | Little.Rock-Adams.Field.723403 | 3 | 2047084 | 47.289 | 13.5191 | 66.3081 | 47.2106 | 19.0974 | 1034.04 | 2.9278 | 4.72 | 4.7101 | -1.7823 | -10.4154 | 1.1786 | -14.26 | 2.9638 | -1.7852 | -32.8746 | 1.7877 | -29.99 | 5.0494 | -3.2617 | -64.7463 | 2.9278 | 4.72 | 4.7101 | -1.7823 | -10.4154 | 3.0377 | 4.51 | 4.9097 | -1.872 | -11.4185 | 0.027084 | 1.2808 | 0.36615 | 1.7959 | 28.0055 | 0.079295 | 0.031921 | 0.048418 | 0.079295 | 0.082271 | 0.12783 | -0.38621 | -0.81224 | 0.12783 | 0.12215 | -0.28209 | -0.89036 | -1.7536 | -0.28209 | -0.30925 | 0.027084 | 1.2808 | 0.36615 | 1.7959 | 28.0055 | 0.079295 | 0.031921 | 0.048418 | 0.079295 | 0.082271 | 0.12783 | -0.38621 | -0.81224 | 0.12783 | 0.12215 | -0.28209 | -0.89036 | -1.7536 | -0.28209 | -0.30925
27 | 0.28 | 0.37 | South/Central | AR | Little.Rock-Adams.Field.723403 | 3 | 2047084 | 48.0387 | 13.0491 | 66.4277 | 47.959 | 18.4686 | 1025.81 | 2.8082 | 12.95 | 3.9617 | -1.1535 | 4.9466 | 1.059 | -6.03 | 2.2153 | -1.1563 | -17.5126 | 1.6681 | -21.76 | 4.301 | -2.6329 | -49.3843 | 2.8082 | 12.95 | 3.9617 | -1.1535 | 4.9466 | 2.9181 | 12.74 | 4.1613 | -1.2432 | 3.9435 | 0.027084 | 1.3011 | 0.35342 | 1.7991 | 27.7826 | 0.076056 | 0.028682 | 0.045178 | 0.076056 | 0.079032 | 0.35073 | -0.16331 | -0.58934 | 0.35073 | 0.34504 | 0.13397 | -0.4743 | -1.3375 | 0.13397 | 0.1068 | 0.027084 | 1.3011 | 0.35342 | 1.7991 | 27.7826 | 0.076056 | 0.028682 | 0.045178 | 0.076056 | 0.079032 | 0.35073 | -0.16331 | -0.58934 | 0.35073 | 0.34504 | 0.13397 | -0.4743 | -1.3375 | 0.13397 | 0.1068
28 | 0.28 | 0.32 | South/Central | AR | Little.Rock-Adams.Field.723403 | 3 | 2047084 | 48.9283 | 12.5391 | 66.6173 | 48.8472 | 17.7701 | 1017.28 | 2.6186 | 21.48 | 3.0735 | -0.45499 | 21.2848 | 0.86938 | 2.5 | 1.3272 | -0.45783 | -1.1744 | 1.4785 | -13.23 | 3.4128 | -1.9344 | -33.0461 | 2.6186 | 21.48 | 3.0735 | -0.45499 | 21.2848 | 2.7284 | 21.27 | 3.2731 | -0.54468 | 20.2817 | 0.027084 | 1.3252 | 0.3396 | 1.8042 | 27.5516 | 0.07092 | 0.023546 | 0.040042 | 0.07092 | 0.073896 | 0.58176 | 0.067709 | -0.35832 | 0.58176 | 0.57607 | 0.57647 | -0.031808 | -0.89501 | 0.57647 | 0.5493 | 0.027084 | 1.3252 | 0.3396 | 1.8042 | 27.5516 | 0.07092 | 0.023546 | 0.040042 | 0.07092 | 0.073896 | 0.58176 | 0.067709 | -0.35832 | 0.58176 | 0.57607 | 0.57647 | -0.031808 | -0.89501 | 0.57647 | 0.5493
29 | 0.28 | 0.27 | South/Central | AR | Little.Rock-Adams.Field.723403 | 3 | 2047084 | 49.618 | 12.1891 | 66.807 | 49.5357 | 17.2712 | 1011.77 | 2.4289 | 26.99 | 2.385 | 0.043885 | 32.2594 | 0.6797 | 8.01 | 0.63866 | 0.041042 | 9.8002 | 1.2888 | -7.72 | 2.7243 | -1.4355 | -22.0715 | 2.4289 | 26.99 | 2.385 | 0.043885 | 32.2594 | 2.5388 | 26.78 | 2.5846 | -0.045802 | 31.2563 | 0.027084 | 1.3438 | 0.33012 | 1.8094 | 27.4024 | 0.065783 | 0.018409 | 0.034905 | 0.065783 | 0.068759 | 0.73099 | 0.21694 | -0.20909 | 0.73099 | 0.7253 | 0.8737 | 0.26542 | -0.59777 | 0.8737 | 0.84653 | 0.027084 | 1.3438 | 0.33012 | 1.8094 | 27.4024 | 0.065783 | 0.018409 | 0.034905 | 0.065783 | 0.068759 | 0.73099 | 0.21694 | -0.20909 | 0.73099 | 0.7253 | 0.8737 | 0.26542 | -0.59777 | 0.8737 | 0.84653
30 | 0.28 | 0.23 | South/Central | AR | Little.Rock-Adams.Field.723403 | 3 | 2047084 | 50.1777 | 11.8991 | 66.9568 | 50.0946 | 16.8622 | 1007.18 | 2.2791 | 31.58 | 1.8262 | 0.45292 | 41.3309 | 0.52991 | 12.6 | 0.07983 | 0.45008 | 18.8717 | 1.139 | -3.13 | 2.1655 | -1.0265 | -12.9999 | 2.2791 | 31.58 | 1.8262 | 0.45292 | 41.3309 | 2.389 | 31.37 | 2.0257 | 0.36323 | 40.3278 | 0.027084 | 1.359 | 0.32227 | 1.8134 | 27.278 | 0.061726 | 0.014352 | 0.030848 | 0.061726 | 0.064702 | 0.8553 | 0.34125 | -0.084772 | 0.8553 | 0.84961 | 1.1194 | 0.51111 | -0.35208 | 1.1194 | 1.0922 | 0.027084 | 1.359 | 0.32227 | 1.8134 | 27.278 | 0.061726 | 0.014352 | 0.030848 | 0.061726 | 0.064702 | 0.8553 | 0.34125 | -0.084772 | 0.8553 | 0.84961 | 1.1194 | 0.51111 | -0.35208 | 1.1194 | 1.0922
31 | 0.28 | 0.19 | South/Central | AR | Little.Rock-Adams.Field.723403 | 3 | 2047084 | 51.1073 | 11.3991 | 67.2063 | 51.0226 | 16.1837 | 999.65 | 2.0295 | 39.11 | 0.89811 | 1.1314 | 56.365 | 0.28036 | 20.13 | -0.84822 | 1.1286 | 33.9058 | 0.88945 | 4.4 | 1.2374 | -0.34795 | 2.0342 | 2.0295 | 39.11 | 0.89811 | 1.1314 | 56.365 | 2.1394 | 38.9 | 1.0977 | 1.0417 | 55.3619 | 0.027084 | 1.3842 | 0.30873 | 1.8202 | 27.0741 | 0.054967 | 0.0075931 | 0.024089 | 0.054967 | 0.057943 | 1.0592 | 0.54519 | 0.11917 | 1.0592 | 1.0536 | 1.5266 | 0.91829 | 0.055092 | 1.5266 | 1.4994 | 0.027084 | 1.3842 | 0.30873 | 1.8202 | 27.0741 | 0.054967 | 0.0075931 | 0.024089 | 0.054967 | 0.057943 | 1.0592 | 0.54519 | 0.11917 | 1.0592 | 1.0536 | 1.5266 | 0.91829 | 0.055092 | 1.5266 | 1.4994
32 | 0.28 | 0.17 | South/Central | AR | Little.Rock-Adams.Field.723403 | 3 | 2047084 | 51.5971 | 11.1391 | 67.3461 | 51.5116 | 15.8345 | 995.9 | 1.8897 | 42.86 | 0.40913 | 1.4806 | 63.9557 | 0.14054 | 23.88 | -1.3372 | 1.4777 | 41.4965 | 0.74963 | 8.15 | 0.74843 | 0.001206 | 9.6249 | 1.8897 | 42.86 | 0.40913 | 1.4806 | 63.9557 | 1.9996 | 42.65 | 0.60872 | 1.3909 | 62.9526 | 0.027084 | 1.3974 | 0.30169 | 1.824 | 26.9725 | 0.05118 | 0.0038064 | 0.020303 | 0.05118 | 0.054157 | 1.1608 | 0.64676 | 0.22073 | 1.1608 | 1.1551 | 1.7322 | 1.1239 | 0.26068 | 1.7322 | 1.705 | 0.027084 | 1.3974 | 0.30169 | 1.824 | 26.9725 | 0.05118 | 0.0038064 | 0.020303 | 0.05118 | 0.054157 | 1.1608 | 0.64676 | 0.22073 | 1.1608 | 1.1551 | 1.7322 | 1.1239 | 0.26068 | 1.7322 | 1.705
33 | 0.27 | 0.47 | South/Central | AR | Little.Rock-Adams.Field.723403 | 3 | 2047084 | 46.2195 | 14.0391 | 65.9285 | 46.1429 | 19.7857 | 1040.36 | 3.3073 | -1.6 | 5.7779 | -2.4705 | -24.0473 | 1.5582 | -20.58 | 4.0315 | -2.4734 | -46.5065 | 2.1672 | -36.31 | 6.1172 | -3.9499 | -78.3781 | 3.3073 | -1.6 | 5.7779 | -2.4705 | -24.0473 | 3.4172 | -1.81 | 5.9774 | -2.5602 | -25.0504 | 0.027084 | 1.2518 | 0.38023 | 1.7856 | 28.1767 | 0.089574 | 0.0422 | 0.058697 | 0.089574 | 0.092551 | -0.043334 | -0.55738 | -0.9834 | -0.043334 | -0.049021 | -0.65129 | -1.2596 | -2.1228 | -0.65129 | -0.67845 | 0.027084 | 1.2518 | 0.38023 | 1.7856 | 28.1767 | 0.089574 | 0.0422 | 0.058697 | 0.089574 | 0.092551 | -0.043334 | -0.55738 | -0.9834 | -0.043334 | -0.049021 | -0.65129 | -1.2596 | -2.1228 | -0.65129 | -0.67845
34 | 0.27 | 0.42 | South/Central | AR | Little.Rock-Adams.Field.723403 | 3 | 2047084 | 46.9592 | 13.5191 | 65.9682 | 46.8813 | 19.0869 | 1030.2 | 3.2677 | 8.56 | 5.0394 | -1.7717 | -5.7814 | 1.5185 | -10.42 | 3.2931 | -1.7746 | -28.2406 | 2.1276 | -26.15 | 5.3787 | -3.2511 | -60.1123 | 3.2677 | 8.56 | 5.0394 | -1.7717 | -5.7814 | 3.3776 | 8.35 | 5.239 | -1.8614 | -6.7845 | 0.027084 | 1.2718 | 0.36615 | 1.7867 | 27.9015 | 0.088501 | 0.041127 | 0.057623 | 0.088501 | 0.091477 | 0.23184 | -0.28221 | -0.70824 | 0.23184 | 0.22615 | -0.15658 | -0.76486 | -1.6281 | -0.15658 | -0.18375 | 0.027084 | 1.2718 | 0.36615 | 1.7867 | 27.9015 | 0.088501 | 0.041127 | 0.057623 | 0.088501 | 0.091477 | 0.23184 | -0.28221 | -0.70824 | 0.23184 | 0.22615 | -0.15658 | -0.76486 | -1.6281 | -0.15658 | -0.18375
35 | 0.27 | 0.37 | South/Central | AR | Little.Rock-Adams.Field.723403 | 3 | 2047084 | 47.5789 | 13.1391 | 66.0679 | 47.5 | 18.5679 | 1023.41 | 3.1679 | 15.35 | 4.4207 | -1.2528 | 6.8828 | 1.4188 | -3.63 | 2.6744 | -1.2556 | -15.5764 | 2.0278 | -19.36 | 4.76 | -2.7322 | -47.4481 | 3.1679 | 15.35 | 4.4207 | -1.2528 | 6.8828 | 3.2778 | 15.14 | 4.6203 | -1.3425 | 5.8797 | 0.027084 | 1.2886 | 0.35585 | 1.7894 | 27.7176 | 0.085799 | 0.038425 | 0.054921 | 0.085799 | 0.088775 | 0.41573 | -0.098313 | -0.52434 | 0.41573 | 0.41005 | 0.18641 | -0.42187 | -1.2851 | 0.18641 | 0.15924 | 0.027084 | 1.2886 | 0.35585 | 1.7894 | 27.7176 | 0.085799 | 0.038425 | 0.054921 | 0.085799 | 0.088775 | 0.41573 | -0.098313 | -0.52434 | 0.41573 | 0.41005 | 0.18641 | -0.42187 | -1.2851 | 0.18641 | 0.15924
36 | 0.27 | 0.32 | South/Central | AR | Little.Rock-Adams.Field.723403 | 3 | 2047084 | 48.3885 | 12.6791 | 66.2476 | 48.3083 | 17.9392 | 1015.82 | 2.9883 | 22.94 | 3.6124 | -0.62411 | 21.4729 | 1.2391 | 3.96 | 1.8661 | -0.62695 | -0.98634 | 1.8482 | -11.77 | 3.9517 | -2.1035 | -32.858 | 2.9883 | 22.94 | 3.6124 | -0.62411 | 21.4729 | 3.0982 | 22.73 | 3.812 | -0.7138 | 20.4698 | 0.027084 | 1.3105 | 0.3434 | 1.7942 | 27.512 | 0.080934 | 0.03356 | 0.050056 | 0.080934 | 0.08391 | 0.6213 | 0.10725 | -0.31877 | 0.6213 | 0.61561 | 0.58156 | -0.026714 | -0.88991 | 0.58156 | 0.55439 | 0.027084 | 1.3105 | 0.3434 | 1.7942 | 27.512 | 0.080934 | 0.03356 | 0.050056 | 0.080934 | 0.08391 | 0.6213 | 0.10725 | -0.31877 | 0.6213 | 0.61561 | 0.58156 | -0.026714 | -0.88991 | 0.58156 | 0.55439
37 | 0.27 | 0.27 | South/Central | AR | Little.Rock-Adams.Field.723403 | 3 | 2047084 | 49.1482 | 12.2691 | 66.4272 | 49.0667 | 17.3605 | 1008.99 | 2.8086 | 29.77 | 2.854 | -0.045358 | 34.7216 | 1.0595 | 10.79 | 1.1077 | -0.048201 | 12.2624 | 1.6686 | -4.94 | 3.1933 | -1.5247 | -19.6093 | 2.8086 | 29.77 | 2.854 | -0.045358 | 34.7216 | 2.9185 | 29.56 | 3.0536 | -0.13504 | 33.7185 | 0.027084 | 1.3311 | 0.33229 | 1.7991 | 27.3271 | 0.076068 | 0.028694 | 0.045191 | 0.076068 | 0.079044 | 0.80628 | 0.29223 | -0.13379 | 0.80628 | 0.80059 | 0.94039 | 0.33211 | -0.53109 | 0.94039 | 0.91322 | 0.027084 | 1.3311 | 0.33229 | 1.7991 | 27.3271 | 0.076068 | 0.028694 | 0.045191 | 0.076068 | 0.079044 | 0.80628 | 0.29223 | -0.13379 | 0.80628 | 0.80059 | 0.94039 | 0.33211 | -0.53109 | 0.94039 | 0.91322
38 | 0.27 | 0.23 | South/Central | AR | Little.Rock-Adams.Field.723403 | 3 | 2047084 | 49.8079 | 11.9091 | 66.587 | 49.7253 | 16.8616 | 1003.16 | 2.6489 | 35.6 | 2.1954 | 0.45351 | 46.0791 | 0.89972 | 16.62 | 0.44905 | 0.45067 | 23.6199 | 1.5088 | 0.89 | 2.5347 | -1.0259 | -8.2518 | 2.6489 | 35.6 | 2.1954 | 0.45351 | 46.0791 | 2.7588 | 35.39 | 2.395 | 0.36383 | 45.076 | 0.027084 | 1.349 | 0.32254 | 1.8034 | 27.1692 | 0.071742 | 0.024368 | 0.040864 | 0.071742 | 0.074718 | 0.96418 | 0.45013 | 0.024104 | 0.96418 | 0.95849 | 1.248 | 0.63971 | -0.22349 | 1.248 | 1.2208 | 0.027084 | 1.349 | 0.32254 | 1.8034 | 27.1692 | 0.071742 | 0.024368 | 0.040864 | 0.071742 | 0.074718 | 0.96418 | 0.45013 | 0.024104 | 0.96418 | 0.95849 | 1.248 | 0.63971 | -0.22349 | 1.248 | 1.2208
39 | 0.27 | 0.19 | South/Central | AR | Little.Rock-Adams.Field.723403 | 3 | 2047084 | 50.7375 | 11.4091 | 66.8365 | 50.6534 | 16.1831 | 995.63 | 2.3993 | 43.13 | 1.2673 | 1.132 | 61.1125 | 0.65016 | 24.15 | -0.479 | 1.1292 | 38.6532 | 1.2592 | 8.42 | 1.6066 | -0.34738 | 6.7816 | 2.3993 | 43.13 | 1.2673 | 1.132 | 61.1125 | 2.5092 | 42.92 | 1.4669 | 1.0423 | 60.1094 | 0.027084 | 1.3742 | 0.309 | 1.8102 | 26.9652 | 0.064982 | 0.017609 | 0.034105 | 0.064982 | 0.067959 | 1.1681 | 0.65407 | 0.22804 | 1.1681 | 1.1624 | 1.6551 | 1.0469 | 0.18367 | 1.6551 | 1.628 | 0.027084 | 1.3742 | 0.309 | 1.8102 | 26.9652 | 0.064982 | 0.017609 | 0.034105 | 0.064982 | 0.067959 | 1.1681 | 0.65407 | 0.22804 | 1.1681 | 1.1624 | 1.6551 | 1.0469 | 0.18367 | 1.6551 | 1.628
40 | 0.27 | 0.17 | South/Central | AR | Little.Rock-Adams.Field.723403 | 3 | 2047084 | 51.2273 | 11.1491 | 66.9763 | 51.1424 | 15.834 | 991.89 | 2.2595 | 46.87 | 0.77836 | 1.4812 | 68.7032 | 0.51034 | 27.89 | -0.96797 | 1.4783 | 46.2439 | 1.1194 | 12.16 | 1.1177 | 0.001779 | 14.3723 | 2.2595 | 46.87 | 0.77836 | 1.4812 | 68.7032 | 2.3694 | 46.66 | 0.97794 | 1.3915 | 67.7 | 0.027084 | 1.3874 | 0.30196 | 1.814 | 26.8639 | 0.061196 | 0.013822 | 0.030318 | 0.061196 | 0.064172 | 1.2694 | 0.75536 | 0.32934 | 1.2694 | 1.2637 | 1.8607 | 1.2525 | 0.38925 | 1.8607 | 1.8336 | 0.027084 | 1.3874 | 0.30196 | 1.814 | 26.8639 | 0.061196 | 0.013822 | 0.030318 | 0.061196 | 0.064172 | 1.2694 | 0.75536 | 0.32934 | 1.2694 | 1.2637 | 1.8607 | 1.2525 | 0.38925 | 1.8607 | 1.8336
41 | 0.26 | 0.47 | South/Central | AR | Little.Rock-Adams.Field.723403 | 3 | 2047084 | 45.9097 | 14.0291 | 65.5986 | 45.8335 | 19.7651 | 1036.47 | 3.6372 | 2.29 | 6.0872 | -2.45 | -19.2744 | 1.888 | -16.69 | 4.3409 | -2.4528 | -41.7336 | 2.4971 | -32.42 | 6.4265 | -3.9294 | -73.6052 | 3.6372 | 2.29 | 6.0872 | -2.45 | -19.2744 | 3.7471 | 2.08 | 6.2868 | -2.5397 | -20.2775 | 0.027084 | 1.2434 | 0.37996 | 1.7766 | 28.0713 | 0.098509 | 0.051135 | 0.067631 | 0.098509 | 0.10148 | 0.062021 | -0.45202 | -0.87805 | 0.062021 | 0.056334 | -0.52202 | -1.1303 | -1.9935 | -0.52202 | -0.54919 | 0.027084 | 1.2434 | 0.37996 | 1.7766 | 28.0713 | 0.098509 | 0.051135 | 0.067631 | 0.098509 | 0.10148 | 0.062021 | -0.45202 | -0.87805 | 0.062021 | 0.056334 | -0.52202 | -1.1303 | -1.9935 | -0.52202 | -0.54919
42 | 0.26 | 0.42 | South/Central | AR | Little.Rock-Adams.Field.723403 | 3 | 2047084 | 46.6194 | 13.5091 | 65.5984 | 46.542 | 19.0564 | 1025.72 | 3.6375 | 13.04 | 5.3787 | -1.7412 | -0.23063 | 1.8883 | -5.94 | 3.6324 | -1.7441 | -22.6898 | 2.4974 | -21.67 | 5.718 | -3.2206 | -54.5615 | 3.6375 | 13.04 | 5.3787 | -1.7412 | -0.23063 | 3.7474 | 12.83 | 5.5783 | -1.8309 | -1.2337 | 0.027084 | 1.2626 | 0.36588 | 1.7766 | 27.7802 | 0.098516 | 0.051142 | 0.067638 | 0.098516 | 0.10149 | 0.35317 | -0.16088 | -0.5869 | 0.35317 | 0.34748 | -0.0062463 | -0.61452 | -1.4777 | -0.0062463 | -0.033414 | 0.027084 | 1.2626 | 0.36588 | 1.7766 | 27.7802 | 0.098516 | 0.051142 | 0.067638 | 0.098516 | 0.10149 | 0.35317 | -0.16088 | -0.5869 | 0.35317 | 0.34748 | -0.0062463 | -0.61452 | -1.4777 | -0.0062463 | -0.033414
43 | 0.26 | 0.37 | South/Central | AR | Little.Rock-Adams.Field.723403 | 3 | 2047084 | 47.1191 | 13.2391 | 65.7181 | 47.041 | 18.6772 | 1021.26 | 3.5177 | 17.5 | 4.8797 | -1.362 | 8.424 | 1.7685 | -1.48 | 3.1334 | -1.3649 | -14.0352 | 2.3776 | -17.21 | 5.219 | -2.8414 | -45.9068 | 3.5177 | 17.5 | 4.8797 | -1.362 | 8.424 | 3.6276 | 17.29 | 5.0793 | -1.4517 | 7.4209 | 0.027084 | 1.2762 | 0.35856 | 1.7799 | 27.6594 | 0.095272 | 0.047899 | 0.064395 | 0.095272 | 0.098249 | 0.47396 | -0.040084 | -0.46611 | 0.47396 | 0.46828 | 0.22815 | -0.38012 | -1.2433 | 0.22815 | 0.20099 | 0.027084 | 1.2762 | 0.35856 | 1.7799 | 27.6594 | 0.095272 | 0.047899 | 0.064395 | 0.095272 | 0.098249 | 0.47396 | -0.040084 | -0.46611 | 0.47396 | 0.46828 | 0.22815 | -0.38012 | -1.2433 | 0.22815 | 0.20099
44 | 0.26 | 0.32 | South/Central | AR | Little.Rock-Adams.Field.723403 | 3 | 2047084 | 47.8088 | 12.8491 | 65.8679 | 47.7295 | 18.1383 | 1014.71 | 3.368 | 24.05 | 4.1912 | -0.82319 | 20.9835 | 1.6188 | 5.07 | 2.4449 | -0.82604 | -1.4757 | 2.2279 | -10.66 | 4.5305 | -2.3026 | -33.3474 | 3.368 | 24.05 | 4.1912 | -0.82319 | 20.9835 | 3.4779 | 23.84 | 4.3908 | -0.91288 | 19.9804 | 0.027084 | 1.2948 | 0.348 | 1.7839 | 27.482 | 0.091217 | 0.043844 | 0.06034 | 0.091217 | 0.094194 | 0.65136 | 0.13731 | -0.28871 | 0.65136 | 0.64567 | 0.56831 | -0.039968 | -0.90317 | 0.56831 | 0.54114 | 0.027084 | 1.2948 | 0.348 | 1.7839 | 27.482 | 0.091217 | 0.043844 | 0.06034 | 0.091217 | 0.094194 | 0.65136 | 0.13731 | -0.28871 | 0.65136 | 0.64567 | 0.56831 | -0.039968 | -0.90317 | 0.56831 | 0.54114
45 | 0.26 | 0.27 | South/Central | AR | Little.Rock-Adams.Field.723403 | 3 | 2047084 | 48.6884 | 12.3491 | 66.0574 | 48.6077 | 17.4497 | 1006.33 | 3.1784 | 32.43 | 3.313 | -0.1346 | 37.0561 | 1.4293 | 13.45 | 1.5667 | -0.13745 | 14.5969 | 2.0383 | -2.28 | 3.6523 | -1.614 | -17.2748 | 3.1784 | 32.43 | 3.313 | -0.1346 | 37.0561 | 3.2883 | 32.22 | 3.5126 | -0.22429 | 36.053 | 0.027084 | 1.3187 | 0.33446 | 1.7891 | 27.255 | 0.086083 | 0.03871 | 0.055206 | 0.086083 | 0.08906 | 0.87832 | 0.36427 | -0.061751 | 0.87832 | 0.87263 | 1.0036 | 0.39534 | -0.46786 | 1.0036 | 0.97644 | 0.027084 | 1.3187 | 0.33446 | 1.7891 | 27.255 | 0.086083 | 0.03871 | 0.055206 | 0.086083 | 0.08906 | 0.87832 | 0.36427 | -0.061751 | 0.87832 | 0.87263 | 1.0036 | 0.39534 | -0.46786 | 1.0036 | 0.97644
46 | 0.26 | 0.23 | South/Central | AR | Little.Rock-Adams.Field.723403 | 3 | 2047084 | 49.4381 | 11.9191 | 66.2271 | 49.3561 | 16.871 | 999.4 | 3.0088 | 39.36 | 2.5646 | 0.44415 | 50.4324 | 1.2596 | 20.38 | 0.81828 | 0.4413 | 27.9731 | 1.8687 | 4.65 | 2.9039 | -1.0352 | -3.8985 | 3.0088 | 39.36 | 2.5646 | 0.44415 | 50.4324 | 3.1186 | 39.15 | 2.7642 | 0.35446 | 49.4292 | 0.027084 | 1.339 | 0.32281 | 1.7937 | 27.0673 | 0.081488 | 0.034114 | 0.05061 | 0.081488 | 0.084464 | 1.066 | 0.55196 | 0.12594 | 1.066 | 1.0603 | 1.3659 | 0.75761 | -0.10559 | 1.3659 | 1.3387 | 0.027084 | 1.339 | 0.32281 | 1.7937 | 27.0673 | 0.081488 | 0.034114 | 0.05061 | 0.081488 | 0.084464 | 1.066 | 0.55196 | 0.12594 | 1.066 | 1.0603 | 1.3659 | 0.75761 | -0.10559 | 1.3659 | 1.3387
47 | 0.26 | 0.19 | South/Central | AR | Little.Rock-Adams.Field.723403 | 3 | 2047084 | 50.3577 | 11.4191 | 66.4667 | 50.2742 | 16.1925 | 991.76 | 2.7692 | 47 | 1.6465 | 1.1226 | 65.5934 | 1.02 | 28.02 | -0.099795 | 1.1198 | 43.1342 | 1.6291 | 12.29 | 1.9858 | -0.35674 | 11.2625 | 2.7692 | 47 | 1.6465 | 1.1226 | 65.5934 | 2.8791 | 46.79 | 1.8461 | 1.0329 | 64.5903 | 0.027084 | 1.3639 | 0.30927 | 1.8002 | 26.8604 | 0.074999 | 0.027625 | 0.044121 | 0.074999 | 0.077975 | 1.2729 | 0.75888 | 0.33286 | 1.2729 | 1.2672 | 1.7765 | 1.1682 | 0.30503 | 1.7765 | 1.7493 | 0.027084 | 1.3639 | 0.30927 | 1.8002 | 26.8604 | 0.074999 | 0.027625 | 0.044121 | 0.074999 | 0.077975 | 1.2729 | 0.75888 | 0.33286 | 1.2729 | 1.2672 | 1.7765 | 1.1682 | 0.30503 | 1.7765 | 1.7493
48 | 0.26 | 0.17 | South/Central | AR | Little.Rock-Adams.Field.723403 | 3 | 2047084 | 50.8475 | 11.1591 | 66.6065 | 50.7632 | 15.8433 | 988.02 | 2.6294 | 50.74 | 1.1576 | 1.4718 | 73.185 | 0.8802 | 31.76 | -0.58877 | 1.469 | 50.7258 | 1.4893 | 16.03 | 1.4969 | -0.007564 | 18.8541 | 2.6294 | 50.74 | 1.1576 | 1.4718 | 73.185 | 2.7393 | 50.53 | 1.3571 | 1.3821 | 72.1819 | 0.027084 | 1.3771 | 0.30223 | 1.8039 | 26.7591 | 0.071213 | 0.023839 | 0.040335 | 0.071213 | 0.074189 | 1.3742 | 0.86017 | 0.43415 | 1.3742 | 1.3685 | 1.9821 | 1.3738 | 0.51064 | 1.9821 | 1.9549 | 0.027084 | 1.3771 | 0.30223 | 1.8039 | 26.7591 | 0.071213 | 0.023839 | 0.040335 | 0.071213 | 0.074189 | 1.3742 | 0.86017 | 0.43415 | 1.3742 | 1.3685 | 1.9821 | 1.3738 | 0.51064 | 1.9821 | 1.9549
49 | 0.25 | 0.47 | South/Central | AR | Little.Rock-Adams.Field.723403 | 3 | 2047084 | 45.5998 | 14.0091 | 65.2588 | 45.5242 | 19.7346 | 1032.33 | 3.977 | 6.43 | 6.3966 | -2.4195 | -14.1066 | 2.2279 | -12.55 | 4.6502 | -2.4224 | -36.5658 | 2.837 | -28.28 | 6.7359 | -3.8989 | -68.4374 | 3.977 | 6.43 | 6.3966 | -2.4195 | -14.1066 | 4.0869 | 6.22 | 6.5961 | -2.5092 | -15.1097 | 0.027084 | 1.235 | 0.37942 | 1.7674 | 27.9592 | 0.10771 | 0.060339 | 0.076835 | 0.10771 | 0.11069 | 0.17415 | -0.3399 | -0.76592 | 0.17415 | 0.16846 | -0.38206 | -0.99033 | -1.8535 | -0.38206 | -0.40922 | 0.027084 | 1.235 | 0.37942 | 1.7674 | 27.9592 | 0.10771 | 0.060339 | 0.076835 | 0.10771 | 0.11069 | 0.17415 | -0.3399 | -0.76592 | 0.17415 | 0.16846 | -0.38206 | -0.99033 | -1.8535 | -0.38206 | -0.40922
50 | 0.25 | 0.42 | South/Central | AR | Little.Rock-Adams.Field.723403 | 3 | 2047084 | 46.2795 | 13.5091 | 65.2486 | 46.2027 | 19.0458 | 1021.77 | 3.9873 | 16.99 | 5.718 | -1.7307 | 4.5295 | 2.2381 | -1.99 | 3.9717 | -1.7335 | -17.9297 | 2.8472 | -17.72 | 6.0573 | -3.2101 | -49.8013 | 3.9873 | 16.99 | 5.718 | -1.7307 | 4.5295 | 4.0972 | 16.78 | 5.9176 | -1.8204 | 3.5264 | 0.027084 | 1.2534 | 0.36588 | 1.7672 | 27.6732 | 0.10799 | 0.060617 | 0.077113 | 0.10799 | 0.11097 | 0.46015 | -0.053896 | -0.47992 | 0.46015 | 0.45446 | 0.12268 | -0.4856 | -1.3488 | 0.12268 | 0.095507 | 0.027084 | 1.2534 | 0.36588 | 1.7672 | 27.6732 | 0.10799 | 0.060617 | 0.077113 | 0.10799 | 0.11097 | 0.46015 | -0.053896 | -0.47992 | 0.46015 | 0.45446 | 0.12268 | -0.4856 | -1.3488 | 0.12268 | 0.095507
51 | 0.25 | 0.37 | South/Central | AR | Little.Rock-Adams.Field.723403 | 3 | 2047084 | 46.6494 | 13.3391 | 65.3684 | 46.572 | 18.7964 | 1019.27 | 3.8675 | 19.49 | 5.3488 | -1.4813 | 9.6964 | 2.1183 | 0.51 | 3.6024 | -1.4841 | -12.7628 | 2.7274 | -15.22 | 5.6881 | -2.9606 | -44.6344 | 3.8675 | 19.49 | 5.3488 | -1.4813 | 9.6964 | 3.9774 | 19.28 | 5.5483 | -1.571 | 8.6933 | 0.027084 | 1.2634 | 0.36127 | 1.7704 | 27.6055 | 0.10475 | 0.057372 | 0.073868 | 0.10475 | 0.10772 | 0.52786 | 0.013813 | -0.41221 | 0.52786 | 0.52217 | 0.26261 | -0.34566 | -1.2089 | 0.26261 | 0.23545 | 0.027084 | 1.2634 | 0.36127 | 1.7704 | 27.6055 | 0.10475 | 0.057372 | 0.073868 | 0.10475 | 0.10772 | 0.52786 | 0.013813 | -0.41221 | 0.52786 | 0.52217 | 0.26261 | -0.34566 | -1.2089 | 0.26261 | 0.23545
52 | 0.25 | 0.32 | South/Central | AR | Little.Rock-Adams.Field.723403 | 3 | 2047084 | 47.2291 | 13.0391 | 65.5181 | 47.1507 | 18.3673 | 1014.36 | 3.7178 | 24.4 | 4.77 | -1.0522 | 19.3076 | 1.9686 | 5.42 | 3.0236 | -1.055 | -3.1517 | 2.5777 | -10.31 | 5.1093 | -2.5316 | -35.0233 | 3.7178 | 24.4 | 4.77 | -1.0522 | 19.3076 | 3.8277 | 24.19 | 4.9696 | -1.1419 | 18.3044 | 0.027084 | 1.2791 | 0.35315 | 1.7745 | 27.4725 | 0.10069 | 0.053317 | 0.069813 | 0.10069 | 0.10367 | 0.66084 | 0.14679 | -0.27923 | 0.66084 | 0.65515 | 0.52292 | -0.085358 | -0.94856 | 0.52292 | 0.49575 | 0.027084 | 1.2791 | 0.35315 | 1.7745 | 27.4725 | 0.10069 | 0.053317 | 0.069813 | 0.10069 | 0.10367 | 0.66084 | 0.14679 | -0.27923 | 0.66084 | 0.65515 | 0.52292 | -0.085358 | -0.94856 | 0.52292 | 0.49575
53 | 0.25 | 0.27 | South/Central | AR | Little.Rock-Adams.Field.723403 | 3 | 2047084 | 48.2187 | 12.4291 | 65.6777 | 48.1387 | 17.539 | 1003.55 | 3.5582 | 35.21 | 3.7821 | -0.22385 | 39.5182 | 1.809 | 16.23 | 2.0357 | -0.22669 | 17.059 | 2.4181 | 0.5 | 4.1213 | -1.7032 | -14.8126 | 3.5582 | 35.21 | 3.7821 | -0.22385 | 39.5182 | 3.6681 | 35 | 3.9816 | -0.31353 | 38.5151 | 0.027084 | 1.3059 | 0.33662 | 1.7788 | 27.1797 | 0.096369 | 0.048995 | 0.065491 | 0.096369 | 0.099345 | 0.95361 | 0.43957 | 0.013542 | 0.95361 | 0.94793 | 1.0703 | 0.46202 | -0.40118 | 1.0703 | 1.0431 | 0.027084 | 1.3059 | 0.33662 | 1.7788 | 27.1797 | 0.096369 | 0.048995 | 0.065491 | 0.096369 | 0.099345 | 0.95361 | 0.43957 | 0.013542 | 0.95361 | 0.94793 | 1.0703 | 0.46202 | -0.40118 | 1.0703 | 1.0431
54 | 0.25 | 0.23 | South/Central | AR | Little.Rock-Adams.Field.723403 | 3 | 2047084 | 49.0683 | 11.9291 | 65.8573 | 48.9869 | 16.8704 | 995.38 | 3.3786 | 43.38 | 2.9338 | 0.44474 | 55.1806 | 1.6294 | 24.4 | 1.1875 | 0.4419 | 32.7214 | 2.2385 | 8.67 | 3.2731 | -1.0346 | 0.84974 | 3.3786 | 43.38 | 2.9338 | 0.44474 | 55.1806 | 3.4885 | 43.17 | 3.1334 | 0.35505 | 54.1775 | 0.027084 | 1.3289 | 0.32308 | 1.7837 | 26.9585 | 0.091504 | 0.04413 | 0.060626 | 0.091504 | 0.09448 | 1.1749 | 0.66084 | 0.23481 | 1.1749 | 1.1692 | 1.4945 | 0.88621 | 0.023014 | 1.4945 | 1.4673 | 0.027084 | 1.3289 | 0.32308 | 1.7837 | 26.9585 | 0.091504 | 0.04413 | 0.060626 | 0.091504 | 0.09448 | 1.1749 | 0.66084 | 0.23481 | 1.1749 | 1.1692 | 1.4945 | 0.88621 | 0.023014 | 1.4945 | 1.4673
55 | 0.25 | 0.19 | South/Central | AR | Little.Rock-Adams.Field.723403 | 3 | 2047084 | 49.9879 | 11.4291 | 66.0969 | 49.905 | 16.1919 | 987.75 | 3.139 | 51.01 | 2.0158 | 1.1232 | 70.3417 | 1.3898 | 32.03 | 0.26943 | 1.1204 | 47.8824 | 1.9989 | 16.3 | 2.3551 | -0.35615 | 16.0108 | 3.139 | 51.01 | 2.0158 | 1.1232 | 70.3417 | 3.2489 | 50.8 | 2.2153 | 1.0335 | 69.3385 | 0.027084 | 1.3539 | 0.30954 | 1.7901 | 26.7518 | 0.085015 | 0.037641 | 0.054137 | 0.085015 | 0.087991 | 1.3815 | 0.86749 | 0.44146 | 1.3815 | 1.3758 | 1.9051 | 1.2968 | 0.43363 | 1.9051 | 1.8779 | 0.027084 | 1.3539 | 0.30954 | 1.7901 | 26.7518 | 0.085015 | 0.037641 | 0.054137 | 0.085015 | 0.087991 | 1.3815 | 0.86749 | 0.44146 | 1.3815 | 1.3758 | 1.9051 | 1.2968 | 0.43363 | 1.9051 | 1.8779
56 | 0.25 | 0.17 | South/Central | AR | Little.Rock-Adams.Field.723403 | 3 | 2047084 | 50.4677 | 11.1691 | 66.2267 | 50.384 | 15.8427 | 983.9 | 3.0092 | 54.86 | 1.5368 | 1.4724 | 78.0609 | 1.26 | 35.88 | -0.20957 | 1.4696 | 55.6016 | 1.8691 | 20.15 | 1.8761 | -0.006971 | 23.73 | 3.0092 | 54.86 | 1.5368 | 1.4724 | 78.0609 | 3.1191 | 54.65 | 1.7363 | 1.3827 | 77.0578 | 0.027084 | 1.3668 | 0.3025 | 1.7937 | 26.6475 | 0.081499 | 0.034125 | 0.050622 | 0.081499 | 0.084475 | 1.4858 | 0.97176 | 0.54573 | 1.4858 | 1.4801 | 2.1142 | 1.5059 | 0.64269 | 2.1142 | 2.087 | 0.027084 | 1.3668 | 0.3025 | 1.7937 | 26.6475 | 0.081499 | 0.034125 | 0.050622 | 0.081499 | 0.084475 | 1.4858 | 0.97176 | 0.54573 | 1.4858 | 1.4801 | 2.1142 | 1.5059 | 0.64269 | 2.1142 | 2.087
57 | 0.24 | 0.47 | South/Central | AR | Little.Rock-Adams.Field.723403 | 3 | 2047084 | 45.23 | 14.0191 | 64.899 | 45.1549 | 19.7441 | 1028.56 | 4.3369 | 10.2 | 6.7658 | -2.4289 | -9.755 | 2.5877 | -8.78 | 5.0195 | -2.4318 | -32.2142 | 3.1968 | -24.51 | 7.1051 | -3.9083 | -64.0858 | 4.3369 | 10.2 | 6.7658 | -2.4289 | -9.755 | 4.4468 | 9.99 | 6.9654 | -2.5186 | -10.7581 | 0.027084 | 1.225 | 0.37969 | 1.7577 | 27.8571 | 0.11746 | 0.070084 | 0.08658 | 0.11746 | 0.12043 | 0.27625 | -0.23779 | -0.66382 | 0.27625 | 0.27056 | -0.2642 | -0.87248 | -1.7357 | -0.2642 | -0.29137 | 0.027084 | 1.225 | 0.37969 | 1.7577 | 27.8571 | 0.11746 | 0.070084 | 0.08658 | 0.11746 | 0.12043 | 0.27625 | -0.23779 | -0.66382 | 0.27625 | 0.27056 | -0.2642 | -0.87248 | -1.7357 | -0.2642 | -0.29137
58 | 0.24 | 0.42 | South/Central | AR | Little.Rock-Adams.Field.723403 | 3 | 2047084 | 45.9197 | 13.5191 | 64.8987 | 45.8435 | 19.0552 | 1018.12 | 4.3371 | 20.64 | 6.0772 | -1.7401 | 8.7534 | 2.588 | 1.66 | 4.3309 | -1.7429 | -13.7058 | 3.1971 | -14.07 | 6.4165 | -3.2195 | -45.5775 | 4.3371 | 20.64 | 6.0772 | -1.7401 | 8.7534 | 4.447 | 20.43 | 6.2768 | -1.8298 | 7.7503 | 0.027084 | 1.2437 | 0.36615 | 1.7577 | 27.5743 | 0.11747 | 0.070092 | 0.086588 | 0.11747 | 0.12044 | 0.55901 | 0.044959 | -0.38107 | 0.55901 | 0.55332 | 0.23707 | -0.3712 | -1.2344 | 0.23707 | 0.2099 | 0.027084 | 1.2437 | 0.36615 | 1.7577 | 27.5743 | 0.11747 | 0.070092 | 0.086588 | 0.11747 | 0.12044 | 0.55901 | 0.044959 | -0.38107 | 0.55901 | 0.55332 | 0.23707 | -0.3712 | -1.2344 | 0.23707 | 0.2099
59 | 0.24 | 0.37 | South/Central | AR | Little.Rock-Adams.Field.723403 | 3 | 2047084 | 46.2895 | 13.3591 | 65.0285 | 46.2127 | 18.8158 | 1015.87 | 4.2074 | 22.89 | 5.708 | -1.5006 | 13.5254 | 2.4582 | 3.91 | 3.9617 | -1.5035 | -8.9338 | 3.0673 | -11.82 | 6.0473 | -2.98 | -40.8054 | 4.2074 | 22.89 | 5.708 | -1.5006 | 13.5254 | 4.3173 | 22.68 | 5.9076 | -1.5903 | 12.5223 | 0.027084 | 1.2537 | 0.36181 | 1.7612 | 27.5134 | 0.11395 | 0.066577 | 0.083073 | 0.11395 | 0.11693 | 0.61994 | 0.1059 | -0.32013 | 0.61994 | 0.61426 | 0.36632 | -0.24196 | -1.1052 | 0.36632 | 0.33915 | 0.027084 | 1.2537 | 0.36181 | 1.7612 | 27.5134 | 0.11395 | 0.066577 | 0.083073 | 0.11395 | 0.11693 | 0.61994 | 0.1059 | -0.32013 | 0.61994 | 0.61426 | 0.36632 | -0.24196 | -1.1052 | 0.36632 | 0.33915
60 | 0.24 | 0.32 | South/Central | AR | Little.Rock-Adams.Field.723403 | 3 | 2047084 | 46.8593 | 13.0491 | 65.1483 | 46.7815 | 18.3668 | 1010.33 | 4.0876 | 28.43 | 5.1392 | -1.0516 | 24.0549 | 2.3384 | 9.45 | 3.3929 | -1.0545 | 1.5957 | 2.9475 | -6.28 | 5.4785 | -2.531 | -30.2759 | 4.0876 | 28.43 | 5.1392 | -1.0516 | 24.0549 | 4.1975 | 28.22 | 5.3388 | -1.1413 | 23.0518 | 0.027084 | 1.2691 | 0.35342 | 1.7644 | 27.3634 | 0.11071 | 0.063332 | 0.079829 | 0.11071 | 0.11368 | 0.76999 | 0.25594 | -0.17008 | 0.76999 | 0.7643 | 0.65149 | 0.043218 | -0.81998 | 0.65149 | 0.62433 | 0.027084 | 1.2691 | 0.35342 | 1.7644 | 27.3634 | 0.11071 | 0.063332 | 0.079829 | 0.11071 | 0.11368 | 0.76999 | 0.25594 | -0.17008 | 0.76999 | 0.7643 | 0.65149 | 0.043218 | -0.81998 | 0.65149 | 0.62433
61 | 0.24 | 0.27 | South/Central | AR | Little.Rock-Adams.Field.723403 | 3 | 2047084 | 47.8488 | 12.4391 | 65.3178 | 47.7695 | 17.5484 | 999.79 | 3.918 | 38.97 | 4.1513 | -0.23323 | 43.8707 | 2.1689 | 19.99 | 2.4049 | -0.23607 | 21.4115 | 2.778 | 4.26 | 4.4906 | -1.7126 | -10.4602 | 3.918 | 38.97 | 4.1513 | -0.23323 | 43.8707 | 4.0279 | 38.76 | 4.3509 | -0.32292 | 42.8676 | 0.027084 | 1.2959 | 0.3369 | 1.769 | 27.0779 | 0.10611 | 0.058741 | 0.075237 | 0.10611 | 0.10909 | 1.0554 | 0.5414 | 0.11538 | 1.0554 | 1.0498 | 1.1882 | 0.5799 | -0.2833 | 1.1882 | 1.161 | 0.027084 | 1.2959 | 0.3369 | 1.769 | 27.0779 | 0.10611 | 0.058741 | 0.075237 | 0.10611 | 0.10909 | 1.0554 | 0.5414 | 0.11538 | 1.0554 | 1.0498 | 1.1882 | 0.5799 | -0.2833 | 1.1882 | 1.161
62 | 0.24 | 0.23 | South/Central | AR | Little.Rock-Adams.Field.723403 | 3 | 2047084 | 48.6985 | 11.9291 | 65.4775 | 48.6177 | 16.8598 | 991.11 | 3.7584 | 47.65 | 3.3031 | 0.45531 | 60.3245 | 2.0092 | 28.67 | 1.5567 | 0.45247 | 37.8653 | 2.6183 | 12.94 | 3.6423 | -1.0241 | 5.9937 | 3.7584 | 47.65 | 3.3031 | 0.45531 | 60.3245 | 3.8683 | 47.44 | 3.5026 | 0.36563 | 59.3214 | 0.027084 | 1.3189 | 0.32308 | 1.7734 | 26.8428 | 0.10179 | 0.054416 | 0.070912 | 0.10179 | 0.10477 | 1.2905 | 0.77649 | 0.35046 | 1.2905 | 1.2848 | 1.6338 | 1.0255 | 0.16233 | 1.6338 | 1.6066 | 0.027084 | 1.3189 | 0.32308 | 1.7734 | 26.8428 | 0.10179 | 0.054416 | 0.070912 | 0.10179 | 0.10477 | 1.2905 | 0.77649 | 0.35046 | 1.2905 | 1.2848 | 1.6338 | 1.0255 | 0.16233 | 1.6338 | 1.6066
63 | 0.24 | 0.19 | South/Central | AR | Little.Rock-Adams.Field.723403 | 3 | 2047084 | 49.6081 | 11.4291 | 65.7071 | 49.5258 | 16.1813 | 983.36 | 3.5288 | 55.4 | 2.395 | 1.1338 | 75.6141 | 1.7796 | 36.42 | 0.64863 | 1.131 | 53.1549 | 2.3887 | 20.69 | 2.7343 | -0.34556 | 21.2833 | 3.5288 | 55.4 | 2.395 | 1.1338 | 75.6141 | 3.6387 | 55.19 | 2.5945 | 1.0441 | 74.611 | 0.027084 | 1.3436 | 0.30954 | 1.7796 | 26.6329 | 0.095572 | 0.048198 | 0.064694 | 0.095572 | 0.098548 | 1.5004 | 0.98638 | 0.56036 | 1.5004 | 1.4947 | 2.0479 | 1.4396 | 0.57643 | 2.0479 | 2.0207 | 0.027084 | 1.3436 | 0.30954 | 1.7796 | 26.6329 | 0.095572 | 0.048198 | 0.064694 | 0.095572 | 0.098548 | 1.5004 | 0.98638 | 0.56036 | 1.5004 | 1.4947 | 2.0479 | 1.4396 | 0.57643 | 2.0479 | 2.0207
64 | 0.24 | 0.17 | South/Central | AR | Little.Rock-Adams.Field.723403 | 3 | 2047084 | 50.0979 | 11.1691 | 65.8469 | 50.0147 | 15.8321 | 979.62 | 3.389 | 59.14 | 1.906 | 1.483 | 83.2056 | 1.6398 | 40.16 | 0.15966 | 1.4802 | 60.7464 | 2.2489 | 24.43 | 2.2453 | 0.003621 | 28.8748 | 3.389 | 59.14 | 1.906 | 1.483 | 83.2056 | 3.4989 | 58.93 | 2.1056 | 1.3933 | 82.2025 | 0.027084 | 1.3568 | 0.3025 | 1.7834 | 26.5316 | 0.091786 | 0.044412 | 0.060908 | 0.091786 | 0.094762 | 1.6017 | 1.0877 | 0.66165 | 1.6017 | 1.596 | 2.2535 | 1.6452 | 0.78203 | 2.2535 | 2.2263 | 0.027084 | 1.3568 | 0.3025 | 1.7834 | 26.5316 | 0.091786 | 0.044412 | 0.060908 | 0.091786 | 0.094762 | 1.6017 | 1.0877 | 0.66165 | 1.6017 | 1.596 | 2.2535 | 1.6452 | 0.78203 | 2.2535 | 2.2263
65 | 0.22 | 0.47 | South/Central | AR | Little.Rock-Adams.Field.723403 | 3 | 2047084 | 44.5004 | 14.0491 | 64.1793 | 44.4265 | 19.7529 | 1020.88 | 5.0565 | 17.88 | 7.4943 | -2.4377 | -0.78297 | 3.3073 | -1.1 | 5.7479 | -2.4406 | -23.2422 | 3.9164 | -16.83 | 7.8335 | -3.9171 | -55.1138 | 5.0565 | 17.88 | 7.4943 | -2.4377 | -0.78297 | 5.1664 | 17.67 | 7.6938 | -2.5274 | -1.7861 | 0.027084 | 1.2052 | 0.3805 | 1.7382 | 27.6491 | 0.13695 | 0.089575 | 0.10607 | 0.13695 | 0.13992 | 0.48425 | -0.029792 | -0.45582 | 0.48425 | 0.47857 | -0.021206 | -0.62948 | -1.4927 | -0.021206 | -0.048374 | 0.027084 | 1.2052 | 0.3805 | 1.7382 | 27.6491 | 0.13695 | 0.089575 | 0.10607 | 0.13695 | 0.13992 | 0.48425 | -0.029792 | -0.45582 | 0.48425 | 0.47857 | -0.021206 | -0.62948 | -1.4927 | -0.021206 | -0.048374
66 | 0.22 | 0.42 | South/Central | AR | Little.Rock-Adams.Field.723403 | 3 | 2047084 | 45.1801 | 13.5591 | 64.189 | 45.105 | 19.084 | 1010.85 | 5.0468 | 27.91 | 6.8157 | -1.7688 | 17.0625 | 3.2977 | 8.93 | 5.0694 | -1.7717 | -5.3967 | 3.9068 | -6.8 | 7.155 | -3.2482 | -37.2684 | 5.0468 | 27.91 | 6.8157 | -1.7688 | 17.0625 | 5.1567 | 27.7 | 7.0153 | -1.8585 | 16.0594 | 0.027084 | 1.2236 | 0.36723 | 1.7385 | 27.3774 | 0.13669 | 0.089313 | 0.10581 | 0.13669 | 0.13966 | 0.7559 | 0.24186 | -0.18417 | 0.7559 | 0.75022 | 0.46211 | -0.14616 | -1.0094 | 0.46211 | 0.43495 | 0.027084 | 1.2236 | 0.36723 | 1.7385 | 27.3774 | 0.13669 | 0.089313 | 0.10581 | 0.13669 | 0.13966 | 0.7559 | 0.24186 | -0.18417 | 0.7559 | 0.75022 | 0.46211 | -0.14616 | -1.0094 | 0.46211 | 0.43495
67 | 0.22 | 0.37 | South/Central | AR | Little.Rock-Adams.Field.723403 | 3 | 2047084 | 45.5599 | 13.3791 | 64.2989 | 45.4842 | 18.8146 | 1007.94 | 4.937 | 30.82 | 6.4365 | -1.4995 | 22.8924 | 3.1878 | 11.84 | 4.6901 | -1.5023 | 0.4332 | 3.7969 | -3.89 | 6.7758 | -2.9789 | -31.4384 | 4.937 | 30.82 | 6.4365 | -1.4995 | 22.8924 | 5.0469 | 30.61 | 6.6361 | -1.5892 | 21.8893 | 0.027084 | 1.2339 | 0.36235 | 1.7414 | 27.2986 | 0.13371 | 0.086337 | 0.10283 | 0.13371 | 0.13669 | 0.83472 | 0.32067 | -0.10536 | 0.83472 | 0.82903 | 0.62001 | 0.011733 | -0.85147 | 0.62001 | 0.59284 | 0.027084 | 1.2339 | 0.36235 | 1.7414 | 27.2986 | 0.13371 | 0.086337 | 0.10283 | 0.13371 | 0.13669 | 0.83472 | 0.32067 | -0.10536 | 0.83472 | 0.82903 | 0.62001 | 0.011733 | -0.85147 | 0.62001 | 0.59284
68 | 0.22 | 0.32 | South/Central | AR | Little.Rock-Adams.Field.723403 | 3 | 2047084 | 46.1196 | 13.0691 | 64.4186 | 46.0431 | 18.3756 | 1002.56 | 4.8172 | 36.2 | 5.8776 | -1.0604 | 33.1547 | 3.068 | 17.22 | 4.1313 | -1.0633 | 10.6955 | 3.6771 | 1.49 | 6.2169 | -2.5398 | -21.1761 | 4.8172 | 36.2 | 5.8776 | -1.0604 | 33.1547 | 4.9271 | 35.99 | 6.0772 | -1.1501 | 32.1516 | 0.027084 | 1.2491 | 0.35396 | 1.7447 | 27.1529 | 0.13047 | 0.083094 | 0.09959 | 0.13047 | 0.13344 | 0.98043 | 0.46638 | 0.040355 | 0.98043 | 0.97474 | 0.89795 | 0.28967 | -0.57353 | 0.89795 | 0.87078 | 0.027084 | 1.2491 | 0.35396 | 1.7447 | 27.1529 | 0.13047 | 0.083094 | 0.09959 | 0.13047 | 0.13344 | 0.98043 | 0.46638 | 0.040355 | 0.98043 | 0.97474 | 0.89795 | 0.28967 | -0.57353 | 0.89795 | 0.87078
69 | 0.22 | 0.27 | South/Central | AR | Little.Rock-Adams.Field.723403 | 3 | 2047084 | 47.0992 | 12.4491 | 64.5582 | 47.021 | 17.5372 | 991.38 | 4.6777 | 47.38 | 4.8997 | -0.22205 | 53.8913 | 2.9285 | 28.4 | 3.1534 | -0.22489 | 31.4321 | 3.5376 | 12.67 | 5.239 | -1.7014 | -0.43954 | 4.6777 | 47.38 | 4.8997 | -0.22205 | 53.8913 | 4.7875 | 47.17 | 5.0993 | -0.31173 | 52.8882 | 0.027084 | 1.2756 | 0.33717 | 1.7485 | 26.8501 | 0.12669 | 0.079314 | 0.09581 | 0.12669 | 0.12966 | 1.2832 | 0.76917 | 0.34315 | 1.2832 | 1.2775 | 1.4596 | 0.85129 | -0.011904 | 1.4596 | 1.4324 | 0.027084 | 1.2756 | 0.33717 | 1.7485 | 26.8501 | 0.12669 | 0.079314 | 0.09581 | 0.12669 | 0.12966 | 1.2832 | 0.76917 | 0.34315 | 1.2832 | 1.2775 | 1.4596 | 0.85129 | -0.011904 | 1.4596 | 1.4324
70 | 0.22 | 0.23 | South/Central | AR | Little.Rock-Adams.Field.723403 | 3 | 2047084 | 47.9488 | 11.9491 | 64.7378 | 47.8692 | 16.8686 | 983.22 | 4.498 | 55.54 | 4.0515 | 0.44656 | 69.5545 | 2.7489 | 36.56 | 2.3052 | 0.44372 | 47.0953 | 3.358 | 20.83 | 4.3908 | -1.0328 | 15.2237 | 4.498 | 55.54 | 4.0515 | 0.44656 | 69.5545 | 4.6079 | 55.33 | 4.2511 | 0.35688 | 68.5514 | 0.027084 | 1.2986 | 0.32362 | 1.7533 | 26.6291 | 0.12182 | 0.074449 | 0.090946 | 0.12182 | 0.1248 | 1.5042 | 0.99018 | 0.56415 | 1.5042 | 1.4985 | 1.8838 | 1.2755 | 0.41231 | 1.8838 | 1.8566 | 0.027084 | 1.2986 | 0.32362 | 1.7533 | 26.6291 | 0.12182 | 0.074449 | 0.090946 | 0.12182 | 0.1248 | 1.5042 | 0.99018 | 0.56415 | 1.5042 | 1.4985 | 1.8838 | 1.2755 | 0.41231 | 1.8838 | 1.8566
71 | 0.22 | 0.19 | South/Central | AR | Little.Rock-Adams.Field.723403 | 3 | 2047084 | 48.8684 | 11.4391 | 64.9674 | 48.7873 | 16.1801 | 975.32 | 4.2685 | 63.44 | 3.1334 | 1.135 | 85.1122 | 2.5193 | 44.46 | 1.3871 | 1.1322 | 62.653 | 3.1284 | 28.73 | 3.4727 | -0.34433 | 30.7814 | 4.2685 | 63.44 | 3.1334 | 1.135 | 85.1122 | 4.3784 | 63.23 | 3.333 | 1.0454 | 84.1091 | 0.027084 | 1.3235 | 0.30981 | 1.7595 | 26.4152 | 0.11561 | 0.068231 | 0.084728 | 0.11561 | 0.11858 | 1.7182 | 1.2041 | 0.77811 | 1.7182 | 1.7125 | 2.3051 | 1.6969 | 0.83367 | 2.3051 | 2.278 | 0.027084 | 1.3235 | 0.30981 | 1.7595 | 26.4152 | 0.11561 | 0.068231 | 0.084728 | 0.11561 | 0.11858 | 1.7182 | 1.2041 | 0.77811 | 1.7182 | 1.7125 | 2.3051 | 1.6969 | 0.83367 | 2.3051 | 2.278
72 | 0.22 | 0.17 | South/Central | AR | Little.Rock-Adams.Field.723403 | 3 | 2047084 | 49.3482 | 11.1791 | 65.0972 | 49.2663 | 15.8309 | 971.47 | 4.1386 | 67.29 | 2.6544 | 1.4842 | 92.8306 | 2.3894 | 48.31 | 0.90809 | 1.4814 | 70.3714 | 2.9985 | 32.58 | 2.9937 | 0.00483 | 38.4998 | 4.1386 | 67.29 | 2.6544 | 1.4842 | 92.8306 | 4.2485 | 67.08 | 2.854 | 1.3945 | 91.8275 | 0.027084 | 1.3365 | 0.30277 | 1.7631 | 26.3109 | 0.11209 | 0.064715 | 0.081211 | 0.11209 | 0.11507 | 1.8225 | 1.3084 | 0.88238 | 1.8225 | 1.8168 | 2.5142 | 1.9059 | 1.0427 | 2.5142 | 2.487 | 0.027084 | 1.3365 | 0.30277 | 1.7631 | 26.3109 | 0.11209 | 0.064715 | 0.081211 | 0.11209 | 0.11507 | 1.8225 | 1.3084 | 0.88238 | 1.8225 | 1.8168 | 2.5142 | 1.9059 | 1.0427 | 2.5142 | 2.487
73 | 0.2 | 0.47 | South/Central | AR | Little.Rock-Adams.Field.723403 | 3 | 2047084 | 43.7607 | 14.0791 | 63.4597 | 43.688 | 19.7717 | 1013.35 | 5.7762 | 25.41 | 8.2327 | -2.4566 | 7.9202 | 4.027 | 6.43 | 6.4864 | -2.4594 | -14.539 | 4.6361 | -9.3 | 8.572 | -3.9359 | -46.4107 | 5.7762 | 25.41 | 8.2327 | -2.4566 | 7.9202 | 5.886 | 25.2 | 8.4323 | -2.5462 | 6.9171 | 0.027084 | 1.1852 | 0.38131 | 1.7187 | 27.4451 | 0.15644 | 0.10907 | 0.12556 | 0.15644 | 0.15942 | 0.68819 | 0.17415 | -0.25188 | 0.68819 | 0.68251 | 0.21451 | -0.39377 | -1.257 | 0.21451 | 0.18734 | 0.027084 | 1.1852 | 0.38131 | 1.7187 | 27.4451 | 0.15644 | 0.10907 | 0.12556 | 0.15644 | 0.15942 | 0.68819 | 0.17415 | -0.25188 | 0.68819 | 0.68251 | 0.21451 | -0.39377 | -1.257 | 0.21451 | 0.18734
74 | 0.2 | 0.42 | South/Central | AR | Little.Rock-Adams.Field.723403 | 3 | 2047084 | 44.4404 | 13.5891 | 63.4694 | 44.3666 | 19.1028 | 1003.31 | 5.7665 | 35.45 | 7.5541 | -1.7876 | 25.7665 | 4.0173 | 16.47 | 5.8078 | -1.7905 | 3.3073 | 4.6264 | 0.74 | 7.8934 | -3.267 | -28.5644 | 5.7665 | 35.45 | 7.5541 | -1.7876 | 25.7665 | 5.8764 | 35.24 | 7.7537 | -1.8773 | 24.7634 | 0.027084 | 1.2036 | 0.36804 | 1.719 | 27.1732 | 0.15618 | 0.1088 | 0.1253 | 0.15618 | 0.15915 | 0.96011 | 0.44607 | 0.020042 | 0.96011 | 0.95443 | 0.69785 | 0.089573 | -0.77363 | 0.69785 | 0.67068 | 0.027084 | 1.2036 | 0.36804 | 1.719 | 27.1732 | 0.15618 | 0.1088 | 0.1253 | 0.15618 | 0.15915 | 0.96011 | 0.44607 | 0.020042 | 0.96011 | 0.95443 | 0.69785 | 0.089573 | -0.77363 | 0.69785 | 0.67068
75 | 0.2 | 0.37 | South/Central | AR | Little.Rock-Adams.Field.723403 | 3 | 2047084 | 44.8102 | 13.4091 | 63.5692 | 44.7358 | 18.8334 | 1000.3 | 5.6666 | 38.46 | 7.1849 | -1.5183 | 31.7249 | 3.9175 | 19.48 | 5.4386 | -1.5211 | 9.2657 | 4.5266 | 3.75 | 7.5242 | -2.9976 | -22.6059 | 5.6666 | 38.46 | 7.1849 | -1.5183 | 31.7249 | 5.7765 | 38.25 | 7.3845 | -1.608 | 30.7218 | 0.027084 | 1.2136 | 0.36317 | 1.7217 | 27.0917 | 0.15347 | 0.1061 | 0.1226 | 0.15347 | 0.15645 | 1.0416 | 0.52759 | 0.10156 | 1.0416 | 1.0359 | 0.85922 | 0.25095 | -0.61225 | 0.85922 | 0.83206 | 0.027084 | 1.2136 | 0.36317 | 1.7217 | 27.0917 | 0.15347 | 0.1061 | 0.1226 | 0.15347 | 0.15645 | 1.0416 | 0.52759 | 0.10156 | 1.0416 | 1.0359 | 0.85922 | 0.25095 | -0.61225 | 0.85922 | 0.83206
76 | 0.2 | 0.32 | South/Central | AR | Little.Rock-Adams.Field.723403 | 3 | 2047084 | 45.37 | 13.0891 | 63.679 | 45.2946 | 18.3843 | 994.66 | 5.5569 | 44.1 | 6.6261 | -1.0692 | 42.3838 | 3.8077 | 25.12 | 4.8797 | -1.0721 | 19.9246 | 4.4168 | 9.39 | 6.9654 | -2.5486 | -11.947 | 5.5569 | 44.1 | 6.6261 | -1.0692 | 42.3838 | 5.6668 | 43.89 | 6.8257 | -1.1589 | 41.3807 | 0.027084 | 1.2288 | 0.3545 | 1.7247 | 26.939 | 0.1505 | 0.10313 | 0.11962 | 0.1505 | 0.15348 | 1.1944 | 0.68034 | 0.25431 | 1.1944 | 1.1887 | 1.1479 | 0.53963 | -0.32357 | 1.1479 | 1.1207 | 0.027084 | 1.2288 | 0.3545 | 1.7247 | 26.939 | 0.1505 | 0.10313 | 0.11962 | 0.1505 | 0.15348 | 1.1944 | 0.68034 | 0.25431 | 1.1944 | 1.1887 | 1.1479 | 0.53963 | -0.32357 | 1.1479 | 1.1207
77 | 0.2 | 0.27 | South/Central | AR | Little.Rock-Adams.Field.723403 | 3 | 2047084 | 46.3396 | 12.4691 | 63.8086 | 46.2626 | 17.5459 | 983.38 | 5.4273 | 55.38 | 5.6581 | -0.2308 | 63.249 | 3.6781 | 36.4 | 3.9118 | -0.23364 | 40.7897 | 4.2872 | 20.67 | 5.9974 | -1.7102 | 8.9181 | 5.4273 | 55.38 | 5.6581 | -0.2308 | 63.249 | 5.5372 | 55.17 | 5.8577 | -0.32049 | 62.2458 | 0.027084 | 1.255 | 0.33771 | 1.7282 | 26.6335 | 0.14699 | 0.099617 | 0.11611 | 0.14699 | 0.14997 | 1.4999 | 0.98584 | 0.55982 | 1.4999 | 1.4942 | 1.713 | 1.1047 | 0.24153 | 1.713 | 1.6858 | 0.027084 | 1.255 | 0.33771 | 1.7282 | 26.6335 | 0.14699 | 0.099617 | 0.11611 | 0.14699 | 0.14997 | 1.4999 | 0.98584 | 0.55982 | 1.4999 | 1.4942 | 1.713 | 1.1047 | 0.24153 | 1.713 | 1.6858
78 | 0.2 | 0.23 | South/Central | AR | Little.Rock-Adams.Field.723403 | 3 | 2047084 | 47.1892 | 11.9691 | 63.9782 | 47.1108 | 16.8673 | 974.96 | 5.2577 | 63.8 | 4.8099 | 0.44779 | 79.308 | 3.5085 | 44.82 | 3.0636 | 0.44495 | 56.8488 | 4.1176 | 29.09 | 5.1492 | -1.0316 | 24.9771 | 5.2577 | 63.8 | 4.8099 | 0.44779 | 79.308 | 5.3676 | 63.59 | 5.0095 | 0.3581 | 78.3049 | 0.027084 | 1.2781 | 0.32417 | 1.7328 | 26.4054 | 0.1424 | 0.095023 | 0.11152 | 0.1424 | 0.14537 | 1.7279 | 1.2139 | 0.78786 | 1.7279 | 1.7222 | 2.1479 | 1.5397 | 0.67647 | 2.1479 | 2.1208 | 0.027084 | 1.2781 | 0.32417 | 1.7328 | 26.4054 | 0.1424 | 0.095023 | 0.11152 | 0.1424 | 0.14537 | 1.7279 | 1.2139 | 0.78786 | 1.7279 | 1.7222 | 2.1479 | 1.5397 | 0.67647 | 2.1479 | 2.1208
79 | 0.2 | 0.19 | South/Central | AR | Little.Rock-Adams.Field.723403 | 3 | 2047084 | 48.1088 | 11.4491 | 64.1978 | 48.0289 | 16.1689 | 966.8 | 5.0381 | 71.96 | 3.8918 | 1.1463 | 95.2622 | 3.2889 | 52.98 | 2.1455 | 1.1434 | 72.803 | 3.898 | 37.25 | 4.2311 | -0.3331 | 40.9314 | 5.0381 | 71.96 | 3.8918 | 1.1463 | 95.2622 | 5.148 | 71.75 | 4.0914 | 1.0566 | 94.2591 | 0.027084 | 1.303 | 0.31008 | 1.7387 | 26.1844 | 0.13645 | 0.089076 | 0.10557 | 0.13645 | 0.13943 | 1.9489 | 1.4349 | 1.0089 | 1.9489 | 1.9432 | 2.58 | 1.9718 | 1.1086 | 2.58 | 2.5529 | 0.027084 | 1.303 | 0.31008 | 1.7387 | 26.1844 | 0.13645 | 0.089076 | 0.10557 | 0.13645 | 0.13943 | 1.9489 | 1.4349 | 1.0089 | 1.9489 | 1.9432 | 2.58 | 1.9718 | 1.1086 | 2.58 | 2.5529
80 | 0.2 | 0.17 | South/Central | AR | Little.Rock-Adams.Field.723403 | 3 | 2047084 | 48.5986 | 11.1891 | 64.3376 | 48.5179 | 15.8197 | 963.07 | 4.8983 | 75.69 | 3.4028 | 1.4954 | 102.8531 | 3.1491 | 56.71 | 1.6565 | 1.4926 | 80.3938 | 3.7582 | 40.98 | 3.7421 | 0.016059 | 48.5222 | 4.8983 | 75.69 | 3.4028 | 1.4954 | 102.8531 | 5.0082 | 75.48 | 3.6024 | 1.4057 | 101.8499 | 0.027084 | 1.3162 | 0.30304 | 1.7425 | 26.0834 | 0.13266 | 0.085289 | 0.10179 | 0.13266 | 0.13564 | 2.05 | 1.5359 | 1.1099 | 2.05 | 2.0443 | 2.7856 | 2.1774 | 1.3142 | 2.7856 | 2.7585 | 0.027084 | 1.3162 | 0.30304 | 1.7425 | 26.0834 | 0.13266 | 0.085289 | 0.10179 | 0.13266 | 0.13564 | 2.05 | 1.5359 | 1.1099 | 2.05 | 2.0443 | 2.7856 | 2.1774 | 1.3142 | 2.7856 | 2.7585
81 | 0.35 | 0.2 | South/Central | AR | Little.Rock-Adams.Field.723403 | 3 | 2047084 | 53.3562 | 11.4991 | 69.6552 | 53.2679 | 16.3874 | 1029.23 | -0.41939 | 9.53 | -1.3472 | 0.92778 | 19.5573 | -2.1686 | -9.45 | -3.0935 | 0.92494 | -2.9019 | -1.5595 | -25.18 | -1.0079 | -0.5516 | -34.7735 | -0.41939 | 9.53 | -1.3472 | 0.92778 | 19.5573 | -0.3095 | 9.32 | -1.1476 | 0.83809 | 18.5542 | 0.027084 | 1.4451 | 0.31144 | 1.8865 | 27.8752 | -0.011359 | -0.058732 | -0.042236 | -0.011359 | -0.0083823 | 0.25811 | -0.25594 | -0.68196 | 0.25811 | 0.25242 | 0.52968 | -0.078594 | -0.94179 | 0.52968 | 0.50251 | 0.027084 | 1.4451 | 0.31144 | 1.8865 | 27.8752 | -0.011359 | -0.058732 | -0.042236 | -0.011359 | -0.0083823 | 0.25811 | -0.25594 | -0.68196 | 0.25811 | 0.25242 | 0.52968 | -0.078594 | -0.94179 | 0.52968 | 0.50251
82 | 0.35 | 0.25 | South/Central | AR | Little.Rock-Adams.Field.723403 | 3 | 2047084 | 52.2068 | 12.1191 | 69.3458 | 52.1203 | 17.2254 | 1038.55 | -0.1099 | 0.21 | -0.19958 | 0.089687 | 1.0031 | -1.8591 | -18.77 | -1.9459 | 0.086844 | -21.4561 | -1.25 | -34.5 | 0.13971 | -1.3897 | -53.3277 | -0.1099 | 0.21 | -0.19958 | 0.089687 | 1.0031 | 0 | 0 | 0 | 0 | 0 | 0.027084 | 1.4139 | 0.32823 | 1.8781 | 28.1277 | -0.0029763 | -0.05035 | -0.033854 | -0.0029763 | 0 | 0.0056876 | -0.50836 | -0.93438 | 0.0056876 | 0 | 0.027168 | -0.58111 | -1.4443 | 0.027168 | 0 | 0.027084 | 1.4139 | 0.32823 | 1.8781 | 28.1277 | -0.0029763 | -0.05035 | -0.033854 | -0.0029763 | 0 | 0.0056876 | -0.50836 | -0.93438 | 0.0056876 | 0 | 0.027168 | -0.58111 | -1.4443 | 0.027168 | 0
83 | 0.35 | 0.3 | South/Central | AR | Little.Rock-Adams.Field.723403 | 3 | 2047084 | 52.0068 | 12.1391 | 69.2359 | 51.9207 | 17.3151 | 1038.76 | 0 | 0 | 0 | 0 | 0 | -1.7492 | -18.98 | -1.7463 | -0.002843 | -22.4592 | -1.1401 | -34.71 | 0.33929 | -1.4794 | -54.3309 | 0 | 0 | 0 | 0 | 0 | 0.1099 | -0.21 | 0.19958 | -0.089687 | -1.0031 | 0.027084 | 1.4085 | 0.32877 | 1.8752 | 28.1333 | 0 | -0.047374 | -0.030878 | 0 | 0.0029763 | 0 | -0.51405 | -0.94007 | 0 | -0.0056876 | 0 | -0.60828 | -1.4715 | 0 | -0.027168 | 0.027084 | 1.4085 | 0.32877 | 1.8752 | 28.1333 | 0 | -0.047374 | -0.030878 | 0 | 0.0029763 | 0 | -0.51405 | -0.94007 | 0 | -0.0056876 | 0 | -0.60828 | -1.4715 | 0 | -0.027168
84 | 0.35 | 0.35 | South/Central | AR | Little.Rock-Adams.Field.723403 | 3 | 2047084 | 50.9873 | 12.6991 | 68.9763 | 50.9029 | 18.0734 | 1047.43 | 0.25958 | -8.67 | 1.0179 | -0.75828 | -17.0488 | -1.4896 | -27.65 | -0.72847 | -0.76112 | -39.508 | -0.8805 | -43.38 | 1.3572 | -2.2377 | -71.3797 | 0.25958 | -8.67 | 1.0179 | -0.75828 | -17.0488 | 0.36948 | -8.88 | 1.2174 | -0.84797 | -18.0519 | 0.027084 | 1.3809 | 0.34394 | 1.8681 | 28.3682 | 0.0070304 | -0.040343 | -0.023847 | 0.0070304 | 0.010007 | -0.23481 | -0.74886 | -1.1749 | -0.23481 | -0.2405 | -0.46174 | -1.07 | -1.9332 | -0.46174 | -0.48891 | 0.027084 | 1.3809 | 0.34394 | 1.8681 | 28.3682 | 0.0070304 | -0.040343 | -0.023847 | 0.0070304 | 0.010007 | -0.23481 | -0.74886 | -1.1749 | -0.23481 | -0.2405 | -0.46174 | -1.07 | -1.9332 | -0.46174 | -0.48891
85 | 0.35 | 0.4 | South/Central | AR | Little.Rock-Adams.Field.723403 | 3 | 2047084 | 50.0477 | 13.2491 | 68.7767 | 49.9648 | 18.8119 | 1056.45 | 0.45916 | -17.69 | 1.9559 | -1.4967 | -34.3326 | -1.29 | -36.67 | 0.20956 | -1.4996 | -56.7919 | -0.68092 | -52.4 | 2.2952 | -2.9761 | -88.6635 | 0.45916 | -17.69 | 1.9559 | -1.4967 | -34.3326 | 0.56906 | -17.9 | 2.1555 | -1.5864 | -35.3358 | 0.027084 | 1.3555 | 0.35883 | 1.8627 | 28.6124 | 0.012436 | -0.034938 | -0.018442 | 0.012436 | 0.015412 | -0.47911 | -0.99315 | -1.4192 | -0.47911 | -0.4848 | -0.92985 | -1.5381 | -2.4013 | -0.92985 | -0.95702 | 0.027084 | 1.3555 | 0.35883 | 1.8627 | 28.6124 | 0.012436 | -0.034938 | -0.018442 | 0.012436 | 0.015412 | -0.47911 | -0.99315 | -1.4192 | -0.47911 | -0.4848 | -0.92985 | -1.5381 | -2.4013 | -0.92985 | -0.95702
86 | 0.33 | 0.2 | South/Central | AR | Little.Rock-Adams.Field.723403 | 3 | 2047084 | 52.6566 | 11.5091 | 68.9456 | 52.5694 | 16.3762 | 1021.38 | 0.29026 | 17.38 | -0.64864 | 0.93891 | 28.9371 | -1.4589 | -1.6 | -2.395 | 0.93606 | 6.4779 | -0.84982 | -17.33 | -0.30935 | -0.54047 | -25.3937 | 0.29026 | 17.38 | -0.64864 | 0.93891 | 28.9371 | 0.40016 | 17.17 | -0.44906 | 0.84922 | 27.934 | 0.027084 | 1.4261 | 0.31171 | 1.8673 | 27.6626 | 0.0078614 | -0.039512 | -0.023016 | 0.0078614 | 0.010838 | 0.47071 | -0.043334 | -0.46936 | 0.47071 | 0.46503 | 0.78372 | 0.17544 | -0.68775 | 0.78372 | 0.75655 | 0.027084 | 1.4261 | 0.31171 | 1.8673 | 27.6626 | 0.0078614 | -0.039512 | -0.023016 | 0.0078614 | 0.010838 | 0.47071 | -0.043334 | -0.46936 | 0.47071 | 0.46503 | 0.78372 | 0.17544 | -0.68775 | 0.78372 | 0.75655
87 | 0.33 | 0.25 | South/Central | AR | Little.Rock-Adams.Field.723403 | 3 | 2047084 | 51.5171 | 12.1291 | 68.6461 | 51.4318 | 17.2143 | 1030.8 | 0.58978 | 7.96 | 0.48897 | 0.10081 | 10.2553 | -1.1594 | -11.02 | -1.2574 | 0.09797 | -12.2039 | -0.5503 | -26.75 | 0.82826 | -1.3786 | -44.0756 | 0.58978 | 7.96 | 0.48897 | 0.10081 | 10.2553 | 0.69968 | 7.75 | 0.68855 | 0.011126 | 9.2522 | 0.027084 | 1.3953 | 0.3285 | 1.8592 | 27.9178 | 0.015973 | -0.0314 | -0.014904 | 0.015973 | 0.01895 | 0.21559 | -0.29846 | -0.72449 | 0.21559 | 0.2099 | 0.27775 | -0.33053 | -1.1937 | 0.27775 | 0.25058 | 0.027084 | 1.3953 | 0.3285 | 1.8592 | 27.9178 | 0.015973 | -0.0314 | -0.014904 | 0.015973 | 0.01895 | 0.21559 | -0.29846 | -0.72449 | 0.21559 | 0.2099 | 0.27775 | -0.33053 | -1.1937 | 0.27775 | 0.25058
88 | 0.33 | 0.3 | South/Central | AR | Little.Rock-Adams.Field.723403 | 3 | 2047084 | 51.3172 | 12.1491 | 68.5462 | 51.2322 | 17.314 | 1031.28 | 0.6897 | 7.48 | 0.68855 | 0.001146 | 8.8563 | -1.0595 | -11.5 | -1.0578 | -0.001697 | -13.6029 | -0.45039 | -27.23 | 1.0278 | -1.4782 | -45.4745 | 0.6897 | 7.48 | 0.68855 | 0.001146 | 8.8563 | 0.79959 | 7.27 | 0.88813 | -0.088541 | 7.8532 | 0.027084 | 1.3899 | 0.32904 | 1.8565 | 27.9308 | 0.01868 | -0.028694 | -0.012198 | 0.01868 | 0.021656 | 0.20259 | -0.31146 | -0.73749 | 0.20259 | 0.1969 | 0.23986 | -0.36841 | -1.2316 | 0.23986 | 0.21269 | 0.027084 | 1.3899 | 0.32904 | 1.8565 | 27.9308 | 0.01868 | -0.028694 | -0.012198 | 0.01868 | 0.021656 | 0.20259 | -0.31146 | -0.73749 | 0.20259 | 0.1969 | 0.23986 | -0.36841 | -1.2316 | 0.23986 | 0.21269
89 | 0.33 | 0.35 | South/Central | AR | Little.Rock-Adams.Field.723403 | 3 | 2047084 | 50.2976 | 12.7191 | 68.2866 | 50.2143 | 18.0723 | 1039.94 | 0.94924 | -1.18 | 1.7064 | -0.75718 | -8.1941 | -0.79993 | -20.16 | -0.039913 | -0.76002 | -30.6534 | -0.19085 | -35.89 | 2.0457 | -2.2366 | -62.525 | 0.94924 | -1.18 | 1.7064 | -0.75718 | -8.1941 | 1.0591 | -1.39 | 1.906 | -0.84686 | -9.1973 | 0.027084 | 1.3622 | 0.34448 | 1.8494 | 28.1653 | 0.025709 | -0.021665 | -0.0051688 | 0.025709 | 0.028685 | -0.031959 | -0.546 | -0.97203 | -0.031959 | -0.037646 | -0.22193 | -0.8302 | -1.6934 | -0.22193 | -0.24909 | 0.027084 | 1.3622 | 0.34448 | 1.8494 | 28.1653 | 0.025709 | -0.021665 | -0.0051688 | 0.025709 | 0.028685 | -0.031959 | -0.546 | -0.97203 | -0.031959 | -0.037646 | -0.22193 | -0.8302 | -1.6934 | -0.22193 | -0.24909
90 | 0.33 | 0.4 | South/Central | AR | Little.Rock-Adams.Field.723403 | 3 | 2047084 | 49.358 | 13.2691 | 68.0871 | 49.2763 | 18.8108 | 1048.97 | 1.1488 | -10.21 | 2.6444 | -1.4956 | -25.4788 | -0.60037 | -29.19 | 0.89812 | -1.4985 | -47.938 | 0.008716 | -44.92 | 2.9837 | -2.975 | -79.8097 | 1.1488 | -10.21 | 2.6444 | -1.4956 | -25.4788 | 1.2587 | -10.42 | 2.844 | -1.5853 | -26.4819 | 0.027084 | 1.3368 | 0.35938 | 1.844 | 28.4099 | 0.031114 | -0.01626 | 0.00023606 | 0.031114 | 0.03409 | -0.27652 | -0.79057 | -1.2166 | -0.27652 | -0.28221 | -0.69006 | -1.2983 | -2.1615 | -0.69006 | -0.71722 | 0.027084 | 1.3368 | 0.35938 | 1.844 | 28.4099 | 0.031114 | -0.01626 | 0.00023606 | 0.031114 | 0.03409 | -0.27652 | -0.79057 | -1.2166 | -0.27652 | -0.28221 | -0.69006 | -1.2983 | -2.1615 | -0.69006 | -0.71722
91 | 0.3 | 0.2 | South/Central | AR | Little.Rock-Adams.Field.723403 | 3 | 2047084 | 51.5971 | 11.5091 | 67.8661 | 51.5116 | 16.3545 | 1009.37 | 1.3697 | 29.39 | 0.40914 | 0.96061 | 43.3334 | -0.37943 | 10.41 | -1.3372 | 0.95776 | 20.8741 | 0.22966 | -5.32 | 0.74843 | -0.51877 | -10.9975 | 1.3697 | 29.39 | 0.40914 | 0.96061 | 43.3334 | 1.4796 | 29.18 | 0.60872 | 0.87092 | 42.3302 | 0.027084 | 1.3974 | 0.31171 | 1.8381 | 27.3374 | 0.037098 | -0.010276 | 0.00622 | 0.037098 | 0.040074 | 0.79599 | 0.28194 | -0.14408 | 0.79599 | 0.7903 | 1.1736 | 0.56535 | -0.29785 | 1.1736 | 1.1465 | 0.027084 | 1.3974 | 0.31171 | 1.8381 | 27.3374 | 0.037098 | -0.010276 | 0.00622 | 0.037098 | 0.040074 | 0.79599 | 0.28194 | -0.14408 | 0.79599 | 0.7903 | 1.1736 | 0.56535 | -0.29785 | 1.1736 | 1.1465
92 | 0.3 | 0.25 | South/Central | AR | Little.Rock-Adams.Field.723403 | 3 | 2047084 | 50.4576 | 12.1391 | 67.5766 | 50.374 | 17.2026 | 1019.05 | 1.6593 | 19.71 | 1.5467 | 0.11251 | 24.2548 | -0.089913 | 0.73 | -0.19958 | 0.10967 | 1.7956 | 0.51917 | -15 | 1.886 | -1.3669 | -30.0761 | 1.6593 | 19.71 | 1.5467 | 0.11251 | 24.2548 | 1.7692 | 19.5 | 1.7463 | 0.022824 | 23.2517 | 0.027084 | 1.3666 | 0.32877 | 1.8302 | 27.5995 | 0.044939 | -0.0024352 | 0.014061 | 0.044939 | 0.047915 | 0.53382 | 0.019771 | -0.40625 | 0.53382 | 0.52813 | 0.65691 | 0.048631 | -0.81457 | 0.65691 | 0.62974 | 0.027084 | 1.3666 | 0.32877 | 1.8302 | 27.5995 | 0.044939 | -0.0024352 | 0.014061 | 0.044939 | 0.047915 | 0.53382 | 0.019771 | -0.40625 | 0.53382 | 0.52813 | 0.65691 | 0.048631 | -0.81457 | 0.65691 | 0.62974
93 | 0.3 | 0.3 | South/Central | AR | Little.Rock-Adams.Field.723403 | 3 | 2047084 | 50.2577 | 12.1691 | 67.4867 | 50.1744 | 17.3123 | 1019.78 | 1.7492 | 18.98 | 1.7463 | 0.002843 | 22.4592 | 0 | 0 | 0 | 0 | 0 | 0.60909 | -15.73 | 2.0856 | -1.4765 | -31.8716 | 1.7492 | 18.98 | 1.7463 | 0.002843 | 22.4592 | 1.8591 | 18.77 | 1.9459 | -0.086844 | 21.4561 | 0.027084 | 1.3612 | 0.32958 | 1.8278 | 27.6193 | 0.047374 | 0 | 0.016496 | 0.047374 | 0.05035 | 0.51405 | 0 | -0.42602 | 0.51405 | 0.50836 | 0.60828 | 0 | -0.8632 | 0.60828 | 0.58111 | 0.027084 | 1.3612 | 0.32958 | 1.8278 | 27.6193 | 0.047374 | 0 | 0.016496 | 0.047374 | 0.05035 | 0.51405 | 0 | -0.42602 | 0.51405 | 0.50836 | 0.60828 | 0 | -0.8632 | 0.60828 | 0.58111
94 | 0.3 | 0.35 | South/Central | AR | Little.Rock-Adams.Field.723403 | 3 | 2047084 | 49.2381 | 12.7391 | 67.2271 | 49.1565 | 18.0706 | 1028.44 | 2.0087 | 10.32 | 2.7642 | -0.75548 | 5.4087 | 0.25954 | -8.66 | 1.0179 | -0.75832 | -17.0505 | 0.86863 | -24.39 | 3.1035 | -2.2349 | -48.9221 | 2.0087 | 10.32 | 2.7642 | -0.75548 | 5.4087 | 2.1186 | 10.11 | 2.9638 | -0.84517 | 4.4056 | 0.027084 | 1.3335 | 0.34502 | 1.8208 | 27.8538 | 0.054403 | 0.0070293 | 0.023526 | 0.054403 | 0.057379 | 0.2795 | -0.23454 | -0.66057 | 0.2795 | 0.27381 | 0.14649 | -0.46179 | -1.325 | 0.14649 | 0.11932 | 0.027084 | 1.3335 | 0.34502 | 1.8208 | 27.8538 | 0.054403 | 0.0070293 | 0.023526 | 0.054403 | 0.057379 | 0.2795 | -0.23454 | -0.66057 | 0.2795 | 0.27381 | 0.14649 | -0.46179 | -1.325 | 0.14649 | 0.11932
95 | 0.3 | 0.4 | South/Central | AR | Little.Rock-Adams.Field.723403 | 3 | 2047084 | 48.3085 | 13.2991 | 67.0576 | 48.2285 | 18.8291 | 1038.1 | 2.1783 | 0.66 | 3.6922 | -1.5139 | -12.7968 | 0.42912 | -18.32 | 1.9459 | -1.5168 | -35.256 | 1.0382 | -34.05 | 4.0315 | -2.9933 | -67.1276 | 2.1783 | 0.66 | 3.6922 | -1.5139 | -12.7968 | 2.2882 | 0.45 | 3.8918 | -1.6036 | -13.7999 | 0.027084 | 1.3084 | 0.36019 | 1.8162 | 28.1155 | 0.058996 | 0.011622 | 0.028118 | 0.058996 | 0.061972 | 0.017875 | -0.49617 | -0.9222 | 0.017875 | 0.012188 | -0.34658 | -0.95486 | -1.8181 | -0.34658 | -0.37375 | 0.027084 | 1.3084 | 0.36019 | 1.8162 | 28.1155 | 0.058996 | 0.011622 | 0.028118 | 0.058996 | 0.061972 | 0.017875 | -0.49617 | -0.9222 | 0.017875 | 0.012188 | -0.34658 | -0.95486 | -1.8181 | -0.34658 | -0.37375
96 | 0.28 | 0.2 | South/Central | AR | Little.Rock-Adams.Field.723403 | 3 | 2047084 | 50.8674 | 11.5291 | 67.1365 | 50.7831 | 16.3533 | 1001.45 | 2.0994 | 37.31 | 1.1376 | 0.96179 | 52.702 | 0.35022 | 18.33 | -0.60872 | 0.95895 | 30.2428 | 0.95931 | 2.6 | 1.4769 | -0.51758 | -1.6288 | 2.0994 | 37.31 | 1.1376 | 0.96179 | 52.702 | 2.2093 | 37.1 | 1.3372 | 0.87211 | 51.6989 | 0.027084 | 1.3777 | 0.31225 | 1.8183 | 27.1229 | 0.056859 | 0.0094853 | 0.025982 | 0.056859 | 0.059836 | 1.0105 | 0.49644 | 0.070417 | 1.0105 | 1.0048 | 1.4274 | 0.81908 | -0.044115 | 1.4274 | 1.4002 | 0.027084 | 1.3777 | 0.31225 | 1.8183 | 27.1229 | 0.056859 | 0.0094853 | 0.025982 | 0.056859 | 0.059836 | 1.0105 | 0.49644 | 0.070417 | 1.0105 | 1.0048 | 1.4274 | 0.81908 | -0.044115 | 1.4274 | 1.4002
97 | 0.28 | 0.25 | South/Central | AR | Little.Rock-Adams.Field.723403 | 3 | 2047084 | 49.7379 | 12.1491 | 66.8569 | 49.6555 | 17.2014 | 1011.23 | 2.3789 | 27.53 | 2.2652 | 0.1137 | 33.4958 | 0.62976 | 8.55 | 0.51891 | 0.11085 | 11.0366 | 1.2389 | -7.18 | 2.6045 | -1.3657 | -20.835 | 2.3789 | 27.53 | 2.2652 | 0.1137 | 33.4958 | 2.4888 | 27.32 | 2.4648 | 0.02401 | 32.4927 | 0.027084 | 1.3471 | 0.32904 | 1.8107 | 27.3877 | 0.06443 | 0.017056 | 0.033553 | 0.06443 | 0.067406 | 0.74561 | 0.23156 | -0.19446 | 0.74561 | 0.73992 | 0.90719 | 0.29891 | -0.56429 | 0.90719 | 0.88002 | 0.027084 | 1.3471 | 0.32904 | 1.8107 | 27.3877 | 0.06443 | 0.017056 | 0.033553 | 0.06443 | 0.067406 | 0.74561 | 0.23156 | -0.19446 | 0.74561 | 0.73992 | 0.90719 | 0.29891 | -0.56429 | 0.90719 | 0.88002
98 | 0.28 | 0.3 | South/Central | AR | Little.Rock-Adams.Field.723403 | 3 | 2047084 | 49.3181 | 12.3191 | 66.7071 | 49.2364 | 17.4708 | 1013.72 | 2.5287 | 25.04 | 2.6844 | -0.15564 | 28.1768 | 0.77954 | 6.06 | 0.93803 | -0.15849 | 5.7176 | 1.3886 | -9.67 | 3.0237 | -1.635 | -26.1541 | 2.5287 | 25.04 | 2.6844 | -0.15564 | 28.1768 | 2.6386 | 24.83 | 2.8839 | -0.24533 | 27.1737 | 0.027084 | 1.3357 | 0.33365 | 1.8067 | 27.4552 | 0.068487 | 0.021113 | 0.037609 | 0.068487 | 0.071463 | 0.67817 | 0.16413 | -0.2619 | 0.67817 | 0.67249 | 0.76313 | 0.15485 | -0.70835 | 0.76313 | 0.73596 | 0.027084 | 1.3357 | 0.33365 | 1.8067 | 27.4552 | 0.068487 | 0.021113 | 0.037609 | 0.068487 | 0.071463 | 0.67817 | 0.16413 | -0.2619 | 0.67817 | 0.67249 | 0.76313 | 0.15485 | -0.70835 | 0.76313 | 0.73596
99 | 0.28 | 0.35 | South/Central | AR | Little.Rock-Adams.Field.723403 | 3 | 2047084 | 48.3186 | 12.8991 | 66.4976 | 48.2385 | 18.2591 | 1023.39 | 2.7383 | 15.37 | 3.6823 | -0.94397 | 9.6812 | 0.98912 | -3.61 | 1.9359 | -0.94681 | -12.778 | 1.5982 | -19.34 | 4.0216 | -2.4233 | -44.6497 | 2.7383 | 15.37 | 3.6823 | -0.94397 | 9.6812 | 2.8482 | 15.16 | 3.8818 | -1.0337 | 8.6781 | 0.027084 | 1.3086 | 0.34935 | 1.801 | 27.7171 | 0.074163 | 0.026789 | 0.043285 | 0.074163 | 0.077139 | 0.41627 | -0.097772 | -0.5238 | 0.41627 | 0.41059 | 0.2622 | -0.34607 | -1.2093 | 0.2622 | 0.23503 | 0.027084 | 1.3086 | 0.34935 | 1.801 | 27.7171 | 0.074163 | 0.026789 | 0.043285 | 0.074163 | 0.077139 | 0.41627 | -0.097772 | -0.5238 | 0.41627 | 0.41059 | 0.2622 | -0.34607 | -1.2093 | 0.2622 | 0.23503
100 | 0.28 | 0.4 | South/Central | AR | Little.Rock-Adams.Field.723403 | 3 | 2047084 | 47.5889 | 13.3291 | 66.3479 | 47.51 | 18.8379 | 1030.54 | 2.888 | 8.22 | 4.4107 | -1.5228 | -3.9524 | 1.1388 | -10.76 | 2.6644 | -1.5256 | -26.4116 | 1.7479 | -26.49 | 4.75 | -3.0021 | -58.2832 | 2.888 | 8.22 | 4.4107 | -1.5228 | -3.9524 | 2.9979 | 8.01 | 4.6103 | -1.6124 | -4.9555 | 0.027084 | 1.2889 | 0.361 | 1.7969 | 27.9107 | 0.078217 | 0.030843 | 0.047339 | 0.078217 | 0.081193 | 0.22263 | -0.29142 | -0.71744 | 0.22263 | 0.21694 | -0.10704 | -0.71532 | -1.5785 | -0.10704 | -0.13421 | 0.027084 | 1.2889 | 0.361 | 1.7969 | 27.9107 | 0.078217 | 0.030843 | 0.047339 | 0.078217 | 0.081193 | 0.22263 | -0.29142 | -0.71744 | 0.22263 | 0.21694 | -0.10704 | -0.71532 | -1.5785 | -0.10704 | -0.13421
101 | 0.27 | 0.2 | South/Central | AR | Little.Rock-Adams.Field.723403 | 3 | 2047084 | 50.4976 | 11.5391 | 66.7766 | 50.4139 | 16.3627 | 997.69 | 2.4592 | 41.07 | 1.5068 | 0.95241 | 57.0545 | 0.71006 | 22.09 | -0.2395 | 0.94956 | 34.5953 | 1.3192 | 6.36 | 1.8461 | -0.52697 | 2.7237 | 2.4592 | 41.07 | 1.5068 | 0.95241 | 57.0545 | 2.5691 | 40.86 | 1.7064 | 0.86272 | 56.0514 | 0.027084 | 1.3677 | 0.31252 | 1.8085 | 27.021 | 0.066605 | 0.019231 | 0.035727 | 0.066605 | 0.069581 | 1.1123 | 0.59828 | 0.17225 | 1.1123 | 1.1066 | 1.5452 | 0.93696 | 0.073767 | 1.5452 | 1.5181 | 0.027084 | 1.3677 | 0.31252 | 1.8085 | 27.021 | 0.066605 | 0.019231 | 0.035727 | 0.066605 | 0.069581 | 1.1123 | 0.59828 | 0.17225 | 1.1123 | 1.1066 | 1.5452 | 0.93696 | 0.073767 | 1.5452 | 1.5181
102 | 0.27 | 0.25 | South/Central | AR | Little.Rock-Adams.Field.723403 | 3 | 2047084 | 49.3681 | 12.1591 | 66.4871 | 49.2863 | 17.2009 | 1007.21 | 2.7487 | 31.55 | 2.6345 | 0.11425 | 38.2425 | 0.99954 | 12.57 | 0.88813 | 0.11141 | 15.7832 | 1.6086 | -3.16 | 2.9738 | -1.3651 | -16.0884 | 2.7487 | 31.55 | 2.6345 | 0.11425 | 38.2425 | 2.8586 | 31.34 | 2.834 | 0.024564 | 37.2393 | 0.027084 | 1.3371 | 0.32931 | 1.8007 | 27.2789 | 0.074445 | 0.027071 | 0.043567 | 0.074445 | 0.077421 | 0.85449 | 0.34044 | -0.085584 | 0.85449 | 0.8488 | 1.0357 | 0.42747 | -0.43573 | 1.0357 | 1.0086 | 0.027084 | 1.3371 | 0.32931 | 1.8007 | 27.2789 | 0.074445 | 0.027071 | 0.043567 | 0.074445 | 0.077421 | 0.85449 | 0.34044 | -0.085584 | 0.85449 | 0.8488 | 1.0357 | 0.42747 | -0.43573 | 1.0357 | 1.0086
103 | 0.27 | 0.3 | South/Central | AR | Little.Rock-Adams.Field.723403 | 3 | 2047084 | 48.8084 | 12.4291 | 66.3274 | 48.7274 | 17.5999 | 1011.55 | 2.9085 | 27.21 | 3.1933 | -0.28481 | 29.5666 | 1.1593 | 8.23 | 1.447 | -0.28765 | 7.1074 | 1.7684 | -7.5 | 3.5326 | -1.7642 | -24.7642 | 2.9085 | 27.21 | 3.1933 | -0.28481 | 29.5666 | 3.0184 | 27 | 3.3929 | -0.37449 | 28.5635 | 0.027084 | 1.3219 | 0.33663 | 1.7964 | 27.3964 | 0.078772 | 0.031398 | 0.047895 | 0.078772 | 0.081748 | 0.73694 | 0.2229 | -0.20313 | 0.73694 | 0.73126 | 0.80077 | 0.19249 | -0.6707 | 0.80077 | 0.7736 | 0.027084 | 1.3219 | 0.33663 | 1.7964 | 27.3964 | 0.078772 | 0.031398 | 0.047895 | 0.078772 | 0.081748 | 0.73694 | 0.2229 | -0.20313 | 0.73694 | 0.73126 | 0.80077 | 0.19249 | -0.6707 | 0.80077 | 0.7736
104 | 0.27 | 0.35 | South/Central | AR | Little.Rock-Adams.Field.723403 | 3 | 2047084 | 47.7788 | 13.0591 | 66.1478 | 47.6996 | 18.4482 | 1022.45 | 3.088 | 16.31 | 4.2211 | -1.1331 | 9.076 | 1.3389 | -2.67 | 2.4748 | -1.1359 | -13.3832 | 1.948 | -18.4 | 4.5604 | -2.6125 | -45.2548 | 3.088 | 16.31 | 4.2211 | -1.1331 | 9.076 | 3.1979 | 16.1 | 4.4207 | -1.2228 | 8.0729 | 0.027084 | 1.294 | 0.35369 | 1.7915 | 27.6916 | 0.083635 | 0.036261 | 0.052758 | 0.083635 | 0.086612 | 0.44173 | -0.072313 | -0.49834 | 0.44173 | 0.43605 | 0.24581 | -0.36246 | -1.2257 | 0.24581 | 0.21864 | 0.027084 | 1.294 | 0.35369 | 1.7915 | 27.6916 | 0.083635 | 0.036261 | 0.052758 | 0.083635 | 0.086612 | 0.44173 | -0.072313 | -0.49834 | 0.44173 | 0.43605 | 0.24581 | -0.36246 | -1.2257 | 0.24581 | 0.21864
105 | 0.27 | 0.4 | South/Central | AR | Little.Rock-Adams.Field.723403 | 3 | 2047084 | 47.2191 | 13.3491 | 65.9981 | 47.1408 | 18.8573 | 1027.04 | 3.2378 | 11.72 | 4.78 | -1.5422 | 0.002683 | 1.4886 | -7.26 | 3.0336 | -1.545 | -22.4565 | 2.0977 | -22.99 | 5.1192 | -3.0215 | -54.3282 | 3.2378 | 11.72 | 4.78 | -1.5422 | 0.002683 | 3.3477 | 11.51 | 4.9795 | -1.6319 | -1.0004 | 0.027084 | 1.2789 | 0.36154 | 1.7875 | 27.8159 | 0.087691 | 0.040317 | 0.056813 | 0.087691 | 0.090667 | 0.31742 | -0.19663 | -0.62265 | 0.31742 | 0.31173 | 7.2664e-05 | -0.6082 | -1.4714 | 7.2664e-05 | -0.027095 | 0.027084 | 1.2789 | 0.36154 | 1.7875 | 27.8159 | 0.087691 | 0.040317 | 0.056813 | 0.087691 | 0.090667 | 0.31742 | -0.19663 | -0.62265 | 0.31742 | 0.31173 | 7.2664e-05 | -0.6082 | -1.4714 | 7.2664e-05 | -0.027095
106 | 0.26 | 0.2 | South/Central | AR | Little.Rock-Adams.Field.723403 | 3 | 2047084 | 50.1278 | 11.5491 | 66.4068 | 50.0447 | 16.3621 | 993.68 | 2.8291 | 45.08 | 1.8761 | 0.95302 | 61.8036 | 1.0799 | 26.1 | 0.12972 | 0.95018 | 39.3444 | 1.689 | 10.37 | 2.2153 | -0.52635 | 7.4728 | 2.8291 | 45.08 | 1.8761 | 0.95302 | 61.8036 | 2.939 | 44.87 | 2.0756 | 0.86334 | 60.8005 | 0.027084 | 1.3576 | 0.31279 | 1.7985 | 26.9124 | 0.076621 | 0.029248 | 0.045744 | 0.076621 | 0.079598 | 1.2209 | 0.70688 | 0.28086 | 1.2209 | 1.2152 | 1.6739 | 1.0656 | 0.20239 | 1.6739 | 1.6467 | 0.027084 | 1.3576 | 0.31279 | 1.7985 | 26.9124 | 0.076621 | 0.029248 | 0.045744 | 0.076621 | 0.079598 | 1.2209 | 0.70688 | 0.28086 | 1.2209 | 1.2152 | 1.6739 | 1.0656 | 0.20239 | 1.6739 | 1.6467
107 | 0.26 | 0.25 | South/Central | AR | Little.Rock-Adams.Field.723403 | 3 | 2047084 | 48.9983 | 12.1691 | 66.1173 | 48.917 | 17.2003 | 1003.19 | 3.1185 | 35.57 | 3.0037 | 0.11486 | 42.9914 | 1.3694 | 16.59 | 1.2574 | 0.11202 | 20.5322 | 1.9785 | 0.86 | 3.343 | -1.3645 | -11.3394 | 3.1185 | 35.57 | 3.0037 | 0.11486 | 42.9914 | 3.2284 | 35.36 | 3.2033 | 0.025177 | 41.9883 | 0.027084 | 1.327 | 0.32958 | 1.7907 | 27.17 | 0.084461 | 0.037088 | 0.053584 | 0.084461 | 0.087438 | 0.96336 | 0.44932 | 0.023292 | 0.96336 | 0.95768 | 1.1644 | 0.55609 | -0.30711 | 1.1644 | 1.1372 | 0.027084 | 1.327 | 0.32958 | 1.7907 | 27.17 | 0.084461 | 0.037088 | 0.053584 | 0.084461 | 0.087438 | 0.96336 | 0.44932 | 0.023292 | 0.96336 | 0.95768 | 1.1644 | 0.55609 | -0.30711 | 1.1644 | 1.1372
108 | 0.26 | 0.3 | South/Central | AR | Little.Rock-Adams.Field.723403 | 3 | 2047084 | 48.2087 | 12.6091 | 65.9477 | 48.1287 | 17.819 | 1010.72 | 3.2882 | 28.04 | 3.792 | -0.50383 | 28.5419 | 1.539 | 9.06 | 2.0457 | -0.50667 | 6.0827 | 2.1481 | -6.67 | 4.1313 | -1.9832 | -25.789 | 3.2882 | 28.04 | 3.792 | -0.50383 | 28.5419 | 3.3981 | 27.83 | 3.9916 | -0.59351 | 27.5388 | 0.027084 | 1.3057 | 0.3415 | 1.7861 | 27.3739 | 0.089056 | 0.041682 | 0.058179 | 0.089056 | 0.092033 | 0.75942 | 0.24538 | -0.18065 | 0.75942 | 0.75374 | 0.77302 | 0.16474 | -0.69846 | 0.77302 | 0.74585 | 0.027084 | 1.3057 | 0.3415 | 1.7861 | 27.3739 | 0.089056 | 0.041682 | 0.058179 | 0.089056 | 0.092033 | 0.75942 | 0.24538 | -0.18065 | 0.75942 | 0.75374 | 0.77302 | 0.16474 | -0.69846 | 0.77302 | 0.74585
109 | 0.26 | 0.35 | South/Central | AR | Little.Rock-Adams.Field.723403 | 3 | 2047084 | 47.2391 | 13.2291 | 65.8081 | 47.1607 | 18.6473 | 1021.77 | 3.4278 | 16.99 | 4.76 | -1.3322 | 8.0743 | 1.6786 | -1.99 | 3.0137 | -1.3351 | -14.3849 | 2.2877 | -17.72 | 5.0993 | -2.8116 | -46.2566 | 3.4278 | 16.99 | 4.76 | -1.3322 | 8.0743 | 3.5377 | 16.78 | 4.9596 | -1.4219 | 7.0712 | 0.027084 | 1.2794 | 0.35829 | 1.7823 | 27.6732 | 0.092837 | 0.045463 | 0.061959 | 0.092837 | 0.095813 | 0.46015 | -0.053896 | -0.47992 | 0.46015 | 0.45446 | 0.21868 | -0.3896 | -1.2528 | 0.21868 | 0.19151 | 0.027084 | 1.2794 | 0.35829 | 1.7823 | 27.6732 | 0.092837 | 0.045463 | 0.061959 | 0.092837 | 0.095813 | 0.46015 | -0.053896 | -0.47992 | 0.46015 | 0.45446 | 0.21868 | -0.3896 | -1.2528 | 0.21868 | 0.19151
110 | 0.26 | 0.4 | South/Central | AR | Little.Rock-Adams.Field.723403 | 3 | 2047084 | 46.8593 | 13.3591 | 65.6383 | 46.7815 | 18.8567 | 1023.13 | 3.5976 | 15.63 | 5.1392 | -1.5416 | 4.6223 | 1.8484 | -3.35 | 3.3929 | -1.5444 | -17.8369 | 2.4575 | -19.08 | 5.4785 | -3.021 | -49.7085 | 3.5976 | 15.63 | 5.1392 | -1.5416 | 4.6223 | 3.7075 | 15.42 | 5.3388 | -1.6313 | 3.6192 | 0.027084 | 1.2691 | 0.36181 | 1.7777 | 27.71 | 0.097436 | 0.050062 | 0.066558 | 0.097436 | 0.10041 | 0.42332 | -0.09073 | -0.51675 | 0.42332 | 0.41763 | 0.12519 | -0.48309 | -1.3463 | 0.12519 | 0.098021 | 0.027084 | 1.2691 | 0.36181 | 1.7777 | 27.71 | 0.097436 | 0.050062 | 0.066558 | 0.097436 | 0.10041 | 0.42332 | -0.09073 | -0.51675 | 0.42332 | 0.41763 | 0.12519 | -0.48309 | -1.3463 | 0.12519 | 0.098021
111 | 0.25 | 0.2 | South/Central | AR | Little.Rock-Adams.Field.723403 | 3 | 2047084 | 49.748 | 11.5491 | 66.027 | 49.6655 | 16.3615 | 989.54 | 3.2089 | 49.22 | 2.2553 | 0.95363 | 66.6803 | 1.4597 | 30.24 | 0.50893 | 0.95079 | 44.221 | 2.0688 | 14.51 | 2.5945 | -0.52574 | 12.3494 | 3.2089 | 49.22 | 2.2553 | 0.95363 | 66.6803 | 3.3188 | 49.01 | 2.4548 | 0.86395 | 65.6771 | 0.027084 | 1.3474 | 0.31279 | 1.7882 | 26.8003 | 0.086908 | 0.039534 | 0.056031 | 0.086908 | 0.089885 | 1.3331 | 0.81901 | 0.39298 | 1.3331 | 1.3274 | 1.8059 | 1.1977 | 0.33447 | 1.8059 | 1.7788 | 0.027084 | 1.3474 | 0.31279 | 1.7882 | 26.8003 | 0.086908 | 0.039534 | 0.056031 | 0.086908 | 0.089885 | 1.3331 | 0.81901 | 0.39298 | 1.3331 | 1.3274 | 1.8059 | 1.1977 | 0.33447 | 1.8059 | 1.7788
112 | 0.25 | 0.25 | South/Central | AR | Little.Rock-Adams.Field.723403 | 3 | 2047084 | 48.6385 | 12.1791 | 65.7674 | 48.5578 | 17.2097 | 999.54 | 3.4684 | 39.22 | 3.3629 | 0.10548 | 47.2163 | 1.7192 | 20.24 | 1.6166 | 0.10264 | 24.757 | 2.3283 | 4.51 | 3.7022 | -1.3739 | -7.1146 | 3.4684 | 39.22 | 3.3629 | 0.10548 | 47.2163 | 3.5783 | 39.01 | 3.5625 | 0.015793 | 46.2131 | 0.027084 | 1.3173 | 0.32985 | 1.7812 | 27.0711 | 0.093937 | 0.046563 | 0.063059 | 0.093937 | 0.096913 | 1.0622 | 0.54817 | 0.12215 | 1.0622 | 1.0565 | 1.2788 | 0.67051 | -0.19269 | 1.2788 | 1.2516 | 0.027084 | 1.3173 | 0.32985 | 1.7812 | 27.0711 | 0.093937 | 0.046563 | 0.063059 | 0.093937 | 0.096913 | 1.0622 | 0.54817 | 0.12215 | 1.0622 | 1.0565 | 1.2788 | 0.67051 | -0.19269 | 1.2788 | 1.2516
113 | 0.25 | 0.3 | South/Central | AR | Little.Rock-Adams.Field.723403 | 3 | 2047084 | 47.6089 | 12.7891 | 65.558 | 47.53 | 18.028 | 1009.66 | 3.6779 | 29.1 | 4.3908 | -0.71287 | 27.9129 | 1.9287 | 10.12 | 2.6444 | -0.71571 | 5.4536 | 2.5378 | -5.61 | 4.7301 | -2.1922 | -26.418 | 3.6779 | 29.1 | 4.3908 | -0.71287 | 27.9129 | 3.7878 | 28.89 | 4.5904 | -0.80255 | 26.9097 | 0.027084 | 1.2894 | 0.34638 | 1.7755 | 27.3452 | 0.099611 | 0.052237 | 0.068733 | 0.099611 | 0.10259 | 0.78813 | 0.27409 | -0.15194 | 0.78813 | 0.78244 | 0.75598 | 0.1477 | -0.71549 | 0.75598 | 0.72881 | 0.027084 | 1.2894 | 0.34638 | 1.7755 | 27.3452 | 0.099611 | 0.052237 | 0.068733 | 0.099611 | 0.10259 | 0.78813 | 0.27409 | -0.15194 | 0.78813 | 0.78244 | 0.75598 | 0.1477 | -0.71549 | 0.75598 | 0.72881
114 | 0.25 | 0.35 | South/Central | AR | Little.Rock-Adams.Field.723403 | 3 | 2047084 | 46.6494 | 13.4391 | 65.4784 | 46.572 | 18.9064 | 1022.09 | 3.7575 | 16.67 | 5.3488 | -1.5913 | 5.3338 | 2.0083 | -2.31 | 3.6024 | -1.5941 | -17.1254 | 2.6174 | -18.04 | 5.6881 | -3.0706 | -48.9971 | 3.7575 | 16.67 | 5.3488 | -1.5913 | 5.3338 | 3.8674 | 16.46 | 5.5483 | -1.681 | 4.3307 | 0.027084 | 1.2634 | 0.36398 | 1.7734 | 27.6819 | 0.10177 | 0.054392 | 0.070889 | 0.10177 | 0.10474 | 0.45148 | -0.062563 | -0.48859 | 0.45148 | 0.4458 | 0.14446 | -0.46382 | -1.327 | 0.14446 | 0.11729 | 0.027084 | 1.2634 | 0.36398 | 1.7734 | 27.6819 | 0.10177 | 0.054392 | 0.070889 | 0.10177 | 0.10474 | 0.45148 | -0.062563 | -0.48859 | 0.45148 | 0.4458 | 0.14446 | -0.46382 | -1.327 | 0.14446 | 0.11729
115 | 0.25 | 0.4 | South/Central | AR | Little.Rock-Adams.Field.723403 | 3 | 2047084 | 46.4894 | 13.3691 | 65.2684 | 46.4123 | 18.8561 | 1019.11 | 3.9674 | 19.65 | 5.5084 | -1.541 | 9.3705 | 2.2182 | 0.67 | 3.7621 | -1.5438 | -13.0888 | 2.8273 | -15.06 | 5.8477 | -3.0204 | -44.9604 | 3.9674 | 19.65 | 5.5084 | -1.541 | 9.3705 | 4.0773 | 19.44 | 5.708 | -1.6307 | 8.3673 | 0.027084 | 1.2591 | 0.36208 | 1.7677 | 27.6011 | 0.10745 | 0.060078 | 0.076574 | 0.10745 | 0.11043 | 0.53219 | 0.018146 | -0.40788 | 0.53219 | 0.5265 | 0.25379 | -0.35449 | -1.2177 | 0.25379 | 0.22662 | 0.027084 | 1.2591 | 0.36208 | 1.7677 | 27.6011 | 0.10745 | 0.060078 | 0.076574 | 0.10745 | 0.11043 | 0.53219 | 0.018146 | -0.40788 | 0.53219 | 0.5265 | 0.25379 | -0.35449 | -1.2177 | 0.25379 | 0.22662
116 | 0.24 | 0.2 | South/Central | AR | Little.Rock-Adams.Field.723403 | 3 | 2047084 | 49.3782 | 11.5591 | 65.6571 | 49.2962 | 16.3609 | 985.53 | 3.5787 | 53.23 | 2.6245 | 0.95423 | 71.4285 | 1.8295 | 34.25 | 0.87815 | 0.95139 | 48.9693 | 2.4386 | 18.52 | 2.9638 | -0.52515 | 17.0977 | 3.5787 | 53.23 | 2.6245 | 0.95423 | 71.4285 | 3.6886 | 53.02 | 2.8241 | 0.86454 | 70.4254 | 0.027084 | 1.3373 | 0.31306 | 1.7782 | 26.6917 | 0.096924 | 0.04955 | 0.066047 | 0.096924 | 0.099901 | 1.4417 | 0.92761 | 0.50159 | 1.4417 | 1.436 | 1.9345 | 1.3263 | 0.46307 | 1.9345 | 1.9074 | 0.027084 | 1.3373 | 0.31306 | 1.7782 | 26.6917 | 0.096924 | 0.04955 | 0.066047 | 0.096924 | 0.099901 | 1.4417 | 0.92761 | 0.50159 | 1.4417 | 1.436 | 1.9345 | 1.3263 | 0.46307 | 1.9345 | 1.9074
117 | 0.24 | 0.25 | South/Central | AR | Little.Rock-Adams.Field.723403 | 3 | 2047084 | 48.2587 | 12.1791 | 65.3777 | 48.1786 | 17.1991 | 995.15 | 3.8582 | 43.61 | 3.7421 | 0.11605 | 52.4878 | 2.109 | 24.63 | 1.9958 | 0.11321 | 30.0286 | 2.7181 | 8.9 | 4.0814 | -1.3633 | -1.843 | 3.8582 | 43.61 | 3.7421 | 0.11605 | 52.4878 | 3.9681 | 43.4 | 3.9417 | 0.026363 | 51.4847 | 0.027084 | 1.307 | 0.32985 | 1.7707 | 26.9522 | 0.10449 | 0.05712 | 0.073616 | 0.10449 | 0.10747 | 1.1811 | 0.66707 | 0.24104 | 1.1811 | 1.1754 | 1.4216 | 0.81328 | -0.049916 | 1.4216 | 1.3944 | 0.027084 | 1.307 | 0.32985 | 1.7707 | 26.9522 | 0.10449 | 0.05712 | 0.073616 | 0.10449 | 0.10747 | 1.1811 | 0.66707 | 0.24104 | 1.1811 | 1.1754 | 1.4216 | 0.81328 | -0.049916 | 1.4216 | 1.3944
118 | 0.24 | 0.3 | South/Central | AR | Little.Rock-Adams.Field.723403 | 3 | 2047084 | 47.2391 | 12.8091 | 65.2081 | 47.1607 | 18.0474 | 1006.15 | 4.0278 | 32.61 | 4.76 | -0.73223 | 31.8696 | 2.2786 | 13.63 | 3.0137 | -0.73507 | 9.4103 | 2.8877 | -2.1 | 5.0993 | -2.2116 | -22.4613 | 4.0278 | 32.61 | 4.76 | -0.73223 | 31.8696 | 4.1377 | 32.4 | 4.9596 | -0.82192 | 30.8664 | 0.027084 | 1.2794 | 0.34692 | 1.7661 | 27.2501 | 0.10909 | 0.061712 | 0.078209 | 0.10909 | 0.11206 | 0.8832 | 0.36915 | -0.056876 | 0.8832 | 0.87751 | 0.86314 | 0.25487 | -0.60833 | 0.86314 | 0.83597 | 0.027084 | 1.2794 | 0.34692 | 1.7661 | 27.2501 | 0.10909 | 0.061712 | 0.078209 | 0.10909 | 0.11206 | 0.8832 | 0.36915 | -0.056876 | 0.8832 | 0.87751 | 0.86314 | 0.25487 | -0.60833 | 0.86314 | 0.83597
119 | 0.24 | 0.35 | South/Central | AR | Little.Rock-Adams.Field.723403 | 3 | 2047084 | 46.2796 | 13.4491 | 65.1085 | 46.2027 | 18.9058 | 1018.07 | 4.1273 | 20.69 | 5.718 | -1.5907 | 10.082 | 2.3781 | 1.71 | 3.9717 | -1.5935 | -12.3772 | 2.9872 | -14.02 | 6.0573 | -3.0701 | -44.2489 | 4.1273 | 20.69 | 5.718 | -1.5907 | 10.082 | 4.2372 | 20.48 | 5.9176 | -1.6804 | 9.0789 | 0.027084 | 1.2534 | 0.36425 | 1.7634 | 27.573 | 0.11178 | 0.064408 | 0.080905 | 0.11178 | 0.11476 | 0.56036 | 0.046313 | -0.37971 | 0.56036 | 0.55467 | 0.27306 | -0.33522 | -1.1984 | 0.27306 | 0.24589 | 0.027084 | 1.2534 | 0.36425 | 1.7634 | 27.573 | 0.11178 | 0.064408 | 0.080905 | 0.11178 | 0.11476 | 0.56036 | 0.046313 | -0.37971 | 0.56036 | 0.55467 | 0.27306 | -0.33522 | -1.1984 | 0.27306 | 0.24589
120 | 0.24 | 0.4 | South/Central | AR | Little.Rock-Adams.Field.723403 | 3 | 2047084 | 46.1296 | 13.3791 | 64.9186 | 46.0531 | 18.8655 | 1015.45 | 4.3173 | 23.31 | 5.8677 | -1.5504 | 13.5952 | 2.5681 | 4.33 | 4.1213 | -1.5532 | -8.864 | 3.1772 | -11.4 | 6.207 | -3.0298 | -40.7357 | 4.3173 | 23.31 | 5.8677 | -1.5504 | 13.5952 | 4.4272 | 23.1 | 6.0673 | -1.6401 | 12.5921 | 0.027084 | 1.2494 | 0.36235 | 1.7582 | 27.502 | 0.11693 | 0.069554 | 0.08605 | 0.11693 | 0.1199 | 0.63132 | 0.11727 | -0.30875 | 0.63132 | 0.62563 | 0.36821 | -0.24007 | -1.1033 | 0.36821 | 0.34104 | 0.027084 | 1.2494 | 0.36235 | 1.7582 | 27.502 | 0.11693 | 0.069554 | 0.08605 | 0.11693 | 0.1199 | 0.63132 | 0.11727 | -0.30875 | 0.63132 | 0.62563 | 0.36821 | -0.24007 | -1.1033 | 0.36821 | 0.34104
121 | 0.22 | 0.2 | South/Central | AR | Little.Rock-Adams.Field.723403 | 3 | 2047084 | 48.6285 | 11.5691 | 64.8975 | 48.5478 | 16.3497 | 977.12 | 4.3383 | 61.64 | 3.3729 | 0.96544 | 81.45 | 2.5892 | 42.66 | 1.6266 | 0.96259 | 58.9908 | 3.1983 | 26.93 | 3.7122 | -0.51394 | 27.1192 | 4.3383 | 61.64 | 3.3729 | 0.96544 | 81.45 | 4.4482 | 61.43 | 3.5725 | 0.87575 | 80.4469 | 0.027084 | 1.317 | 0.31333 | 1.7577 | 26.4639 | 0.1175 | 0.070124 | 0.08662 | 0.1175 | 0.12047 | 1.6694 | 1.1554 | 0.72936 | 1.6694 | 1.6637 | 2.206 | 1.5977 | 0.73448 | 2.206 | 2.1788 | 0.027084 | 1.317 | 0.31333 | 1.7577 | 26.4639 | 0.1175 | 0.070124 | 0.08662 | 0.1175 | 0.12047 | 1.6694 | 1.1554 | 0.72936 | 1.6694 | 1.6637 | 2.206 | 1.5977 | 0.73448 | 2.206 | 2.1788
122 | 0.22 | 0.25 | South/Central | AR | Little.Rock-Adams.Field.723403 | 3 | 2047084 | 47.519 | 12.1991 | 64.648 | 47.4401 | 17.2078 | 987.38 | 4.5879 | 51.38 | 4.4806 | 0.1073 | 61.5902 | 2.8387 | 32.4 | 2.7343 | 0.10446 | 39.131 | 3.4478 | 16.67 | 4.8199 | -1.3721 | 7.2593 | 4.5879 | 51.38 | 4.4806 | 0.1073 | 61.5902 | 4.6978 | 51.17 | 4.6802 | 0.017613 | 60.5871 | 0.027084 | 1.287 | 0.3304 | 1.7509 | 26.7418 | 0.12426 | 0.076882 | 0.093379 | 0.12426 | 0.12723 | 1.3916 | 0.87751 | 0.45148 | 1.3916 | 1.3859 | 1.6681 | 1.0598 | 0.19661 | 1.6681 | 1.6409 | 0.027084 | 1.287 | 0.3304 | 1.7509 | 26.7418 | 0.12426 | 0.076882 | 0.093379 | 0.12426 | 0.12723 | 1.3916 | 0.87751 | 0.45148 | 1.3916 | 1.3859 | 1.6681 | 1.0598 | 0.19661 | 1.6681 | 1.6409
123 | 0.22 | 0.3 | South/Central | AR | Little.Rock-Adams.Field.723403 | 3 | 2047084 | 46.4995 | 12.8291 | 64.4685 | 46.4223 | 18.0462 | 998.1 | 4.7674 | 40.66 | 5.4984 | -0.73105 | 41.3659 | 3.0182 | 21.68 | 3.7521 | -0.73389 | 18.9067 | 3.6273 | 5.95 | 5.8377 | -2.2104 | -12.9649 | 4.7674 | 40.66 | 5.4984 | -0.73105 | 41.3659 | 4.8773 | 40.45 | 5.698 | -0.82073 | 40.3628 | 0.027084 | 1.2594 | 0.34746 | 1.746 | 27.0321 | 0.12912 | 0.081744 | 0.098241 | 0.12912 | 0.13209 | 1.1012 | 0.58717 | 0.16115 | 1.1012 | 1.0955 | 1.1203 | 0.51206 | -0.35114 | 1.1203 | 1.0932 | 0.027084 | 1.2594 | 0.34746 | 1.746 | 27.0321 | 0.12912 | 0.081744 | 0.098241 | 0.12912 | 0.13209 | 1.1012 | 0.58717 | 0.16115 | 1.1012 | 1.0955 | 1.1203 | 0.51206 | -0.35114 | 1.1203 | 1.0932
124 | 0.22 | 0.35 | South/Central | AR | Little.Rock-Adams.Field.723403 | 3 | 2047084 | 45.5499 | 13.4791 | 64.3989 | 45.4743 | 18.9246 | 1010.66 | 4.837 | 28.1 | 6.4465 | -1.6094 | 18.6592 | 3.0878 | 9.12 | 4.7001 | -1.6123 | -3.8 | 3.6969 | -6.61 | 6.7857 | -3.0888 | -35.6717 | 4.837 | 28.1 | 6.4465 | -1.6094 | 18.6592 | 4.9469 | 27.89 | 6.646 | -1.6991 | 17.6561 | 0.027084 | 1.2337 | 0.36506 | 1.7442 | 27.3723 | 0.131 | 0.08363 | 0.10013 | 0.131 | 0.13398 | 0.76105 | 0.247 | -0.17902 | 0.76105 | 0.75536 | 0.50536 | -0.10292 | -0.96612 | 0.50536 | 0.47819 | 0.027084 | 1.2337 | 0.36506 | 1.7442 | 27.3723 | 0.131 | 0.08363 | 0.10013 | 0.131 | 0.13398 | 0.76105 | 0.247 | -0.17902 | 0.76105 | 0.75536 | 0.50536 | -0.10292 | -0.96612 | 0.50536 | 0.47819
125 | 0.22 | 0.4 | South/Central | AR | Little.Rock-Adams.Field.723403 | 3 | 2047084 | 45.3999 | 13.4091 | 64.2089 | 45.3246 | 18.8843 | 1008.04 | 5.0269 | 30.72 | 6.5961 | -1.5692 | 22.1707 | 3.2778 | 11.74 | 4.8498 | -1.572 | -0.28852 | 3.8869 | -3.99 | 6.9354 | -3.0486 | -32.1602 | 5.0269 | 30.72 | 6.5961 | -1.5692 | 22.1707 | 5.1368 | 30.51 | 6.7957 | -1.6589 | 21.1676 | 0.027084 | 1.2296 | 0.36317 | 1.739 | 27.3013 | 0.13615 | 0.088774 | 0.10527 | 0.13615 | 0.13912 | 0.83201 | 0.31796 | -0.10806 | 0.83201 | 0.82632 | 0.60046 | -0.0078143 | -0.87101 | 0.60046 | 0.57329 | 0.027084 | 1.2296 | 0.36317 | 1.739 | 27.3013 | 0.13615 | 0.088774 | 0.10527 | 0.13615 | 0.13912 | 0.83201 | 0.31796 | -0.10806 | 0.83201 | 0.82632 | 0.60046 | -0.0078143 | -0.87101 | 0.60046 | 0.57329
126 | 0.2 | 0.2 | South/Central | AR | Little.Rock-Adams.Field.723403 | 3 | 2047084 | 47.8689 | 11.5791 | 64.1379 | 47.7894 | 16.3484 | 968.86 | 5.098 | 69.9 | 4.1313 | 0.96669 | 91.2043 | 3.3488 | 50.92 | 2.385 | 0.96384 | 68.7451 | 3.9579 | 35.19 | 4.4706 | -0.51269 | 36.8735 | 5.098 | 69.9 | 4.1313 | 0.96669 | 91.2043 | 5.2079 | 69.69 | 4.3309 | 0.877 | 90.2012 | 0.027084 | 1.2965 | 0.3136 | 1.7371 | 26.2402 | 0.13807 | 0.090698 | 0.10719 | 0.13807 | 0.14105 | 1.8931 | 1.3791 | 0.95307 | 1.8931 | 1.8875 | 2.4701 | 1.8619 | 0.99867 | 2.4701 | 2.443 | 0.027084 | 1.2965 | 0.3136 | 1.7371 | 26.2402 | 0.13807 | 0.090698 | 0.10719 | 0.13807 | 0.14105 | 1.8931 | 1.3791 | 0.95307 | 1.8931 | 1.8875 | 2.4701 | 1.8619 | 0.99867 | 2.4701 | 2.443
127 | 0.2 | 0.25 | South/Central | AR | Little.Rock-Adams.Field.723403 | 3 | 2047084 | 46.7594 | 12.2191 | 63.8884 | 46.6817 | 17.2066 | 979.11 | 5.3475 | 59.65 | 5.239 | 0.10848 | 71.3419 | 3.5983 | 40.67 | 3.4927 | 0.10564 | 48.8827 | 4.2074 | 24.94 | 5.5783 | -1.3709 | 17.011 | 5.3475 | 59.65 | 5.239 | 0.10848 | 71.3419 | 5.4574 | 59.44 | 5.4386 | 0.018797 | 70.3388 | 0.027084 | 1.2664 | 0.33094 | 1.7303 | 26.5178 | 0.14483 | 0.097455 | 0.11395 | 0.14483 | 0.14781 | 1.6155 | 1.1015 | 0.67546 | 1.6155 | 1.6098 | 1.9322 | 1.3239 | 0.46072 | 1.9322 | 1.905 | 0.027084 | 1.2664 | 0.33094 | 1.7303 | 26.5178 | 0.14483 | 0.097455 | 0.11395 | 0.14483 | 0.14781 | 1.6155 | 1.1015 | 0.67546 | 1.6155 | 1.6098 | 1.9322 | 1.3239 | 0.46072 | 1.9322 | 1.905
128 | 0.2 | 0.3 | South/Central | AR | Little.Rock-Adams.Field.723403 | 3 | 2047084 | 45.7399 | 12.8491 | 63.7188 | 45.6639 | 18.055 | 990.1 | 5.517 | 48.66 | 6.2568 | -0.73984 | 50.7219 | 3.7678 | 29.68 | 4.5105 | -0.74268 | 28.2627 | 4.3769 | 13.95 | 6.5961 | -2.2192 | -3.6089 | 5.517 | 48.66 | 6.2568 | -0.73984 | 50.7219 | 5.6269 | 48.45 | 6.4564 | -0.82953 | 49.7188 | 0.027084 | 1.2388 | 0.348 | 1.7257 | 26.8155 | 0.14942 | 0.10205 | 0.11854 | 0.14942 | 0.1524 | 1.3179 | 0.80384 | 0.37782 | 1.3179 | 1.3122 | 1.3737 | 0.76546 | -0.097742 | 1.3737 | 1.3466 | 0.027084 | 1.2388 | 0.348 | 1.7257 | 26.8155 | 0.14942 | 0.10205 | 0.11854 | 0.14942 | 0.1524 | 1.3179 | 0.80384 | 0.37782 | 1.3179 | 1.3122 | 1.3737 | 0.76546 | -0.097742 | 1.3737 | 1.3466
129 | 0.2 | 0.35 | South/Central | AR | Little.Rock-Adams.Field.723403 | 3 | 2047084 | 44.8002 | 13.4991 | 63.6592 | 44.7258 | 18.9334 | 1002.76 | 5.5767 | 36 | 7.1949 | -1.6182 | 27.8882 | 3.8275 | 17.02 | 5.4486 | -1.6211 | 5.429 | 4.4366 | 1.29 | 7.5342 | -3.0976 | -26.4427 | 5.5767 | 36 | 7.1949 | -1.6182 | 27.8882 | 5.6866 | 35.79 | 7.3945 | -1.7079 | 26.8851 | 0.027084 | 1.2134 | 0.3656 | 1.7241 | 27.1583 | 0.15104 | 0.10366 | 0.12016 | 0.15104 | 0.15401 | 0.97501 | 0.46096 | 0.034938 | 0.97501 | 0.96932 | 0.75531 | 0.14704 | -0.71616 | 0.75531 | 0.72814 | 0.027084 | 1.2134 | 0.3656 | 1.7241 | 27.1583 | 0.15104 | 0.10366 | 0.12016 | 0.15104 | 0.15401 | 0.97501 | 0.46096 | 0.034938 | 0.97501 | 0.96932 | 0.75531 | 0.14704 | -0.71616 | 0.75531 | 0.72814
130 | 0.2 | 0.4 | South/Central | AR | Little.Rock-Adams.Field.723403 | 3 | 2047084 | 44.6503 | 13.4391 | 63.4693 | 44.5762 | 18.8932 | 1000.14 | 5.7665 | 38.62 | 7.3446 | -1.578 | 31.3982 | 4.0174 | 19.64 | 5.5982 | -1.5809 | 8.939 | 4.6265 | 3.91 | 7.6839 | -3.0574 | -22.9327 | 5.7665 | 38.62 | 7.3446 | -1.578 | 31.3982 | 5.8764 | 38.41 | 7.5441 | -1.6677 | 30.3951 | 0.027084 | 1.2093 | 0.36398 | 1.719 | 27.0874 | 0.15618 | 0.1088 | 0.1253 | 0.15618 | 0.15916 | 1.046 | 0.53192 | 0.1059 | 1.046 | 1.0403 | 0.85038 | 0.2421 | -0.6211 | 0.85038 | 0.82321 | 0.027084 | 1.2093 | 0.36398 | 1.719 | 27.0874 | 0.15618 | 0.1088 | 0.1253 | 0.15618 | 0.15916 | 1.046 | 0.53192 | 0.1059 | 1.046 | 1.0403 | 0.85038 | 0.2421 | -0.6211 | 0.85038 | 0.82321
133 | 0.32 | 0.2 | South/Central | AR | Little.Rock-Adams.Field.723403 | 3 | 2047084 | 52.3068 | 11.5091 | 68.5858 | 52.2201 | 16.3657 | 1017.33 | 0.65008 | 21.43 | -0.29938 | 0.94946 | 33.825 | -1.0991 | 2.45 | -2.0457 | 0.94662 | 11.3658 | -0.49 | -13.28 | 0.039917 | -0.52992 | -20.5059 | 0.65008 | 21.43 | -0.29938 | 0.94946 | 33.825 | 0.75998 | 21.22 | -0.099794 | 0.85977 | 32.8219 | 0.027084 | 1.4167 | 0.31171 | 1.8575 | 27.5529 | 0.017607 | -0.029767 | -0.013271 | 0.017607 | 0.020583 | 0.5804 | 0.066355 | -0.35967 | 0.5804 | 0.57471 | 0.9161 | 0.30783 | -0.55537 | 0.9161 | 0.88893 | 0.027084 | 1.4167 | 0.31171 | 1.8575 | 27.5529 | 0.017607 | -0.029767 | -0.013271 | 0.017607 | 0.020583 | 0.5804 | 0.066355 | -0.35967 | 0.5804 | 0.57471 | 0.9161 | 0.30783 | -0.55537 | 0.9161 | 0.88893
134 | 0.32 | 0.23 | South/Central | AR | Little.Rock-Adams.Field.723403 | 3 | 2047084 | 51.6071 | 11.8791 | 68.3961 | 51.5216 | 16.8745 | 1022.96 | 0.83981 | 15.8 | 0.39916 | 0.44065 | 22.584 | -0.90937 | -3.18 | -1.3472 | 0.4378 | 0.12474 | -0.30028 | -18.91 | 0.73845 | -1.0387 | -31.7469 | 0.83981 | 15.8 | 0.39916 | 0.44065 | 22.584 | 0.9497 | 15.59 | 0.59874 | 0.35096 | 21.5808 | 0.027084 | 1.3977 | 0.32173 | 1.8524 | 27.7054 | 0.022745 | -0.024629 | -0.0081326 | 0.022745 | 0.025721 | 0.42792 | -0.086126 | -0.51215 | 0.42792 | 0.42223 | 0.61165 | 0.0033784 | -0.85982 | 0.61165 | 0.58449 | 0.027084 | 1.3977 | 0.32173 | 1.8524 | 27.7054 | 0.022745 | -0.024629 | -0.0081326 | 0.022745 | 0.025721 | 0.42792 | -0.086126 | -0.51215 | 0.42792 | 0.42223 | 0.61165 | 0.0033784 | -0.85982 | 0.61165 | 0.58449
135 | 0.32 | 0.25 | South/Central | AR | Little.Rock-Adams.Field.723403 | 3 | 2047084 | 51.1672 | 12.1291 | 68.2962 | 51.0825 | 17.2137 | 1027.01 | 0.93962 | 11.75 | 0.83824 | 0.10139 | 14.7473 | -0.80955 | -7.23 | -0.90809 | 0.098543 | -7.7119 | -0.20046 | -22.96 | 1.1775 | -1.378 | -39.5836 | 0.93962 | 11.75 | 0.83824 | 0.10139 | 14.7473 | 1.0495 | 11.54 | 1.0378 | 0.011699 | 13.7442 | 0.027084 | 1.3858 | 0.3285 | 1.8497 | 27.8151 | 0.025448 | -0.021925 | -0.0054292 | 0.025448 | 0.028425 | 0.31823 | -0.19581 | -0.62184 | 0.31823 | 0.31254 | 0.39941 | -0.20887 | -1.0721 | 0.39941 | 0.37224 | 0.027084 | 1.3858 | 0.3285 | 1.8497 | 27.8151 | 0.025448 | -0.021925 | -0.0054292 | 0.025448 | 0.028425 | 0.31823 | -0.19581 | -0.62184 | 0.31823 | 0.31254 | 0.39941 | -0.20887 | -1.0721 | 0.39941 | 0.37224
136 | 0.32 | 0.3 | South/Central | AR | Little.Rock-Adams.Field.723403 | 3 | 2047084 | 50.9673 | 12.1591 | 68.1964 | 50.8829 | 17.3135 | 1027.48 | 1.0395 | 11.28 | 1.0378 | 0.001679 | 13.3468 | -0.70967 | -7.7 | -0.70851 | -0.001164 | -9.1124 | -0.10059 | -23.43 | 1.3771 | -1.4777 | -40.9841 | 1.0395 | 11.28 | 1.0378 | 0.001679 | 13.3468 | 1.1494 | 11.07 | 1.2374 | -0.088008 | 12.3437 | 0.027084 | 1.3804 | 0.32931 | 1.847 | 27.8278 | 0.028153 | -0.019221 | -0.0027242 | 0.028153 | 0.03113 | 0.3055 | -0.20854 | -0.63457 | 0.3055 | 0.29982 | 0.36148 | -0.2468 | -1.11 | 0.36148 | 0.33431 | 0.027084 | 1.3804 | 0.32931 | 1.847 | 27.8278 | 0.028153 | -0.019221 | -0.0027242 | 0.028153 | 0.03113 | 0.3055 | -0.20854 | -0.63457 | 0.3055 | 0.29982 | 0.36148 | -0.2468 | -1.11 | 0.36148 | 0.33431
137 | 0.32 | 0.35 | South/Central | AR | Little.Rock-Adams.Field.723403 | 3 | 2047084 | 49.9478 | 12.7191 | 67.9368 | 49.865 | 18.0717 | 1036.15 | 1.2991 | 2.61 | 2.0557 | -0.7566 | -3.7021 | -0.45009 | -16.37 | 0.30935 | -0.75945 | -26.1613 | 0.15899 | -32.1 | 2.395 | -2.236 | -58.033 | 1.2991 | 2.61 | 2.0557 | -0.7566 | -3.7021 | 1.409 | 2.4 | 2.2553 | -0.84629 | -4.7052 | 0.027084 | 1.3528 | 0.34448 | 1.84 | 28.0627 | 0.035184 | -0.01219 | 0.0043061 | 0.035184 | 0.03816 | 0.070688 | -0.44336 | -0.86938 | 0.070688 | 0.065001 | -0.10027 | -0.70854 | -1.5717 | -0.10027 | -0.12743 | 0.027084 | 1.3528 | 0.34448 | 1.84 | 28.0627 | 0.035184 | -0.01219 | 0.0043061 | 0.035184 | 0.03816 | 0.070688 | -0.44336 | -0.86938 | 0.070688 | 0.065001 | -0.10027 | -0.70854 | -1.5717 | -0.10027 | -0.12743
138 | 0.32 | 0.4 | South/Central | AR | Little.Rock-Adams.Field.723403 | 3 | 2047084 | 49.0082 | 13.2791 | 67.7472 | 48.927 | 18.8202 | 1045.43 | 1.4886 | -6.67 | 2.9937 | -1.5051 | -21.3842 | -0.26055 | -25.65 | 1.2474 | -1.5079 | -43.8434 | 0.34853 | -41.38 | 3.333 | -2.9845 | -75.715 | 1.4886 | -6.67 | 2.9937 | -1.5051 | -21.3842 | 1.5985 | -6.88 | 3.1933 | -1.5948 | -22.3873 | 0.027084 | 1.3273 | 0.35965 | 1.8348 | 28.314 | 0.040317 | -0.0070567 | 0.0094395 | 0.040317 | 0.043293 | -0.18065 | -0.69469 | -1.1207 | -0.18065 | -0.18634 | -0.57916 | -1.1874 | -2.0506 | -0.57916 | -0.60633 | 0.027084 | 1.3273 | 0.35965 | 1.8348 | 28.314 | 0.040317 | -0.0070567 | 0.0094395 | 0.040317 | 0.043293 | -0.18065 | -0.69469 | -1.1207 | -0.18065 | -0.18634 | -0.57916 | -1.1874 | -2.0506 | -0.57916 | -0.60633
140 | 0.2 | 0.45 | South/Central | AR | Little.Rock-Adams.Field.723403 | 3 | 2047084 | 44.1105 | 13.8291 | 63.4695 | 44.0373 | 19.4322 | 1008.31 | 5.7663 | 30.45 | 7.8834 | -2.1171 | 16.9135 | 4.0172 | 11.47 | 6.1371 | -2.1199 | -5.5457 | 4.6263 | -4.26 | 8.2227 | -3.5965 | -37.4173 | 5.7663 | 30.45 | 7.8834 | -2.1171 | 16.9135 | 5.8762 | 30.24 | 8.083 | -2.2068 | 15.9104 | 0.027084 | 1.1947 | 0.37454 | 1.719 | 27.3086 | 0.15617 | 0.1088 | 0.1253 | 0.15617 | 0.15915 | 0.82469 | 0.31065 | -0.11538 | 0.82469 | 0.81901 | 0.45808 | -0.1502 | -1.0134 | 0.45808 | 0.43091 | 0.027084 | 1.1947 | 0.37454 | 1.719 | 27.3086 | 0.15617 | 0.1088 | 0.1253 | 0.15617 | 0.15915 | 0.82469 | 0.31065 | -0.11538 | 0.82469 | 0.81901 | 0.45808 | -0.1502 | -1.0134 | 0.45808 | 0.43091
141 | 0.22 | 0.45 | South/Central | AR | Little.Rock-Adams.Field.723403 | 3 | 2047084 | 44.8502 | 13.7991 | 64.1892 | 44.7757 | 19.4134 | 1015.85 | 5.0467 | 22.91 | 7.145 | -2.0983 | 8.2096 | 3.2975 | 3.93 | 5.3987 | -2.1011 | -14.2496 | 3.9066 | -11.8 | 7.4843 | -3.5777 | -46.1213 | 5.0467 | 22.91 | 7.145 | -2.0983 | 8.2096 | 5.1566 | 22.7 | 7.3446 | -2.188 | 7.2065 | 0.027084 | 1.2147 | 0.37373 | 1.7385 | 27.5129 | 0.13668 | 0.089308 | 0.1058 | 0.13668 | 0.13966 | 0.62048 | 0.10644 | -0.31959 | 0.62048 | 0.6148 | 0.22234 | -0.38593 | -1.2491 | 0.22234 | 0.19518 | 0.027084 | 1.2147 | 0.37373 | 1.7385 | 27.5129 | 0.13668 | 0.089308 | 0.1058 | 0.13668 | 0.13966 | 0.62048 | 0.10644 | -0.31959 | 0.62048 | 0.6148 | 0.22234 | -0.38593 | -1.2491 | 0.22234 | 0.19518
142 | 0.24 | 0.45 | South/Central | AR | Little.Rock-Adams.Field.723403 | 3 | 2047084 | 45.5799 | 13.7691 | 64.8989 | 45.5042 | 19.3946 | 1023.27 | 4.337 | 15.49 | 6.4165 | -2.0795 | -0.36679 | 2.5878 | -3.49 | 4.6702 | -2.0824 | -22.826 | 3.1969 | -19.22 | 6.7558 | -3.5589 | -54.6976 | 4.337 | 15.49 | 6.4165 | -2.0795 | -0.36679 | 4.4469 | 15.28 | 6.6161 | -2.1692 | -1.3699 | 0.027084 | 1.2345 | 0.37292 | 1.7577 | 27.7138 | 0.11746 | 0.070088 | 0.086584 | 0.11746 | 0.12044 | 0.41952 | -0.094522 | -0.52055 | 0.41952 | 0.41384 | -0.009934 | -0.61821 | -1.4814 | -0.009934 | -0.037102 | 0.027084 | 1.2345 | 0.37292 | 1.7577 | 27.7138 | 0.11746 | 0.070088 | 0.086584 | 0.11746 | 0.12044 | 0.41952 | -0.094522 | -0.52055 | 0.41952 | 0.41384 | -0.009934 | -0.61821 | -1.4814 | -0.009934 | -0.037102
143 | 0.25 | 0.45 | South/Central | AR | Little.Rock-Adams.Field.723403 | 3 | 2047084 | 45.9497 | 13.7591 | 65.2687 | 45.8734 | 19.3952 | 1027.3 | 3.9672 | 11.46 | 6.0473 | -2.0801 | -5.1149 | 2.218 | -7.52 | 4.301 | -2.0829 | -27.5741 | 2.8271 | -23.25 | 6.3866 | -3.5595 | -59.4458 | 3.9672 | 11.46 | 6.0473 | -2.0801 | -5.1149 | 4.0771 | 11.25 | 6.2469 | -2.1698 | -6.118 | 0.027084 | 1.2445 | 0.37265 | 1.7677 | 27.823 | 0.10745 | 0.060072 | 0.076568 | 0.10745 | 0.11042 | 0.31038 | -0.20367 | -0.62969 | 0.31038 | 0.30469 | -0.13853 | -0.74681 | -1.61 | -0.13853 | -0.1657 | 0.027084 | 1.2445 | 0.37265 | 1.7677 | 27.823 | 0.10745 | 0.060072 | 0.076568 | 0.10745 | 0.11042 | 0.31038 | -0.20367 | -0.62969 | 0.31038 | 0.30469 | -0.13853 | -0.74681 | -1.61 | -0.13853 | -0.1657
144 | 0.26 | 0.45 | South/Central | AR | Little.Rock-Adams.Field.723403 | 3 | 2047084 | 46.2495 | 13.7791 | 65.5985 | 46.1728 | 19.4257 | 1031.33 | 3.6373 | 7.43 | 5.7479 | -2.1106 | -10.1551 | 1.8882 | -11.55 | 4.0016 | -2.1134 | -32.6143 | 2.4972 | -27.28 | 6.0872 | -3.59 | -64.4859 | 3.6373 | 7.43 | 5.7479 | -2.1106 | -10.1551 | 3.7472 | 7.22 | 5.9475 | -2.2003 | -11.1582 | 0.027084 | 1.2526 | 0.37319 | 1.7766 | 27.9321 | 0.098512 | 0.051138 | 0.067634 | 0.098512 | 0.10149 | 0.20123 | -0.31282 | -0.73884 | 0.20123 | 0.19554 | -0.27504 | -0.88331 | -1.7465 | -0.27504 | -0.3022 | 0.027084 | 1.2526 | 0.37319 | 1.7766 | 27.9321 | 0.098512 | 0.051138 | 0.067634 | 0.098512 | 0.10149 | 0.20123 | -0.31282 | -0.73884 | 0.20123 | 0.19554 | -0.27504 | -0.88331 | -1.7465 | -0.27504 | -0.3022
145 | 0.27 | 0.45 | South/Central | AR | Little.Rock-Adams.Field.723403 | 3 | 2047084 | 46.5594 | 13.7991 | 65.9483 | 46.4821 | 19.4662 | 1035.73 | 3.2875 | 3.03 | 5.4386 | -2.1511 | -15.7186 | 1.5383 | -15.95 | 3.6922 | -2.1539 | -38.1778 | 2.1474 | -31.68 | 5.7779 | -3.6304 | -70.0495 | 3.2875 | 3.03 | 5.4386 | -2.1511 | -15.7186 | 3.3974 | 2.82 | 5.6382 | -2.2408 | -16.7217 | 0.027084 | 1.261 | 0.37373 | 1.7861 | 28.0513 | 0.089037 | 0.041664 | 0.05816 | 0.089037 | 0.092014 | 0.082063 | -0.43198 | -0.85801 | 0.082063 | 0.076376 | -0.42572 | -1.034 | -1.8972 | -0.42572 | -0.45288 | 0.027084 | 1.261 | 0.37373 | 1.7861 | 28.0513 | 0.089037 | 0.041664 | 0.05816 | 0.089037 | 0.092014 | 0.082063 | -0.43198 | -0.85801 | 0.082063 | 0.076376 | -0.42572 | -1.034 | -1.8972 | -0.42572 | -0.45288
146 | 0.28 | 0.45 | South/Central | AR | Little.Rock-Adams.Field.723403 | 3 | 2047084 | 46.8592 | 13.8191 | 66.2782 | 46.7815 | 19.4967 | 1039.77 | 2.9576 | -1.01 | 5.1392 | -2.1816 | -20.7596 | 1.2085 | -19.99 | 3.3929 | -2.1844 | -43.2188 | 1.8175 | -35.72 | 5.4785 | -3.661 | -75.0904 | 2.9576 | -1.01 | 5.1392 | -2.1816 | -20.7596 | 3.0675 | -1.22 | 5.3388 | -2.2713 | -21.7627 | 0.027084 | 1.2691 | 0.37427 | 1.7951 | 28.1607 | 0.080103 | 0.032729 | 0.049226 | 0.080103 | 0.083079 | -0.027354 | -0.5414 | -0.96743 | -0.027354 | -0.033042 | -0.56224 | -1.1705 | -2.0337 | -0.56224 | -0.58941 | 0.027084 | 1.2691 | 0.37427 | 1.7951 | 28.1607 | 0.080103 | 0.032729 | 0.049226 | 0.080103 | 0.083079 | -0.027354 | -0.5414 | -0.96743 | -0.027354 | -0.033042 | -0.56224 | -1.1705 | -2.0337 | -0.56224 | -0.58941
147 | 0.3 | 0.45 | South/Central | AR | Little.Rock-Adams.Field.723403 | 3 | 2047084 | 47.399 | 13.9191 | 66.968 | 47.3204 | 19.6476 | 1049.52 | 2.2679 | -10.76 | 4.6003 | -2.3324 | -33.6381 | 0.51873 | -29.74 | 2.854 | -2.3353 | -56.0973 | 1.1278 | -45.47 | 4.9396 | -3.8118 | -87.9689 | 2.2679 | -10.76 | 4.6003 | -2.3324 | -33.6381 | 2.3778 | -10.97 | 4.7999 | -2.4221 | -34.6412 | 0.027084 | 1.2837 | 0.37698 | 1.8137 | 28.4248 | 0.061423 | 0.014049 | 0.030545 | 0.061423 | 0.064399 | -0.29142 | -0.80547 | -1.2315 | -0.29142 | -0.29711 | -0.91104 | -1.5193 | -2.3825 | -0.91104 | -0.93821 | 0.027084 | 1.2837 | 0.37698 | 1.8137 | 28.4248 | 0.061423 | 0.014049 | 0.030545 | 0.061423 | 0.064399 | -0.29142 | -0.80547 | -1.2315 | -0.29142 | -0.29711 | -0.91104 | -1.5193 | -2.3825 | -0.91104 | -0.93821
148 | 0.2 | 0.5 | South/Central | AR | Little.Rock-Adams.Field.723403 | 3 | 2047084 | 43.2809 | 14.4491 | 63.4899 | 43.209 | 20.2808 | 1021.39 | 5.746 | 17.37 | 8.7117 | -2.9657 | -6.1441 | 3.9968 | -1.61 | 6.9654 | -2.9686 | -28.6033 | 4.6059 | -17.34 | 9.051 | -4.4451 | -60.4749 | 5.746 | 17.37 | 8.7117 | -2.9657 | -6.1441 | 5.8559 | 17.16 | 8.9113 | -3.0554 | -7.1472 | 0.027084 | 1.1722 | 0.39133 | 1.7195 | 27.6629 | 0.15562 | 0.10825 | 0.12474 | 0.15562 | 0.1586 | 0.47044 | -0.043605 | -0.46963 | 0.47044 | 0.46475 | -0.1664 | -0.77468 | -1.6379 | -0.1664 | -0.19357 | 0.027084 | 1.1722 | 0.39133 | 1.7195 | 27.6629 | 0.15562 | 0.10825 | 0.12474 | 0.15562 | 0.1586 | 0.47044 | -0.043605 | -0.46963 | 0.47044 | 0.46475 | -0.1664 | -0.77468 | -1.6379 | -0.1664 | -0.19357
149 | 0.22 | 0.5 | South/Central | AR | Little.Rock-Adams.Field.723403 | 3 | 2047084 | 44.0106 | 14.4191 | 64.1995 | 43.9375 | 20.262 | 1028.82 | 5.0363 | 9.94 | 7.9832 | -2.9469 | -14.7195 | 3.2872 | -9.04 | 6.2369 | -2.9497 | -37.1787 | 3.8962 | -24.77 | 8.3225 | -4.4263 | -69.0504 | 5.0363 | 9.94 | 7.9832 | -2.9469 | -14.7195 | 5.1462 | 9.73 | 8.1828 | -3.0366 | -15.7226 | 0.027084 | 1.192 | 0.39052 | 1.7388 | 27.8641 | 0.1364 | 0.089028 | 0.10552 | 0.1364 | 0.13938 | 0.26921 | -0.24484 | -0.67086 | 0.26921 | 0.26352 | -0.39866 | -1.0069 | -1.8701 | -0.39866 | -0.42582 | 0.027084 | 1.192 | 0.39052 | 1.7388 | 27.8641 | 0.1364 | 0.089028 | 0.10552 | 0.1364 | 0.13938 | 0.26921 | -0.24484 | -0.67086 | 0.26921 | 0.26352 | -0.39866 | -1.0069 | -1.8701 | -0.39866 | -0.42582
150 | 0.24 | 0.5 | South/Central | AR | Little.Rock-Adams.Field.723403 | 3 | 2047084 | 44.7402 | 14.3891 | 64.9092 | 44.666 | 20.2432 | 1036.24 | 4.3267 | 2.52 | 7.2548 | -2.9281 | -23.295 | 2.5775 | -16.46 | 5.5084 | -2.9309 | -45.7542 | 3.1866 | -32.19 | 7.5941 | -4.4075 | -77.6258 | 4.3267 | 2.52 | 7.2548 | -2.9281 | -23.295 | 4.4366 | 2.31 | 7.4543 | -3.0178 | -24.2981 | 0.027084 | 1.2117 | 0.38971 | 1.758 | 28.0651 | 0.11718 | 0.069808 | 0.086304 | 0.11718 | 0.12016 | 0.068251 | -0.4458 | -0.87182 | 0.068251 | 0.062563 | -0.63091 | -1.2392 | -2.1024 | -0.63091 | -0.65808 | 0.027084 | 1.2117 | 0.38971 | 1.758 | 28.0651 | 0.11718 | 0.069808 | 0.086304 | 0.11718 | 0.12016 | 0.068251 | -0.4458 | -0.87182 | 0.068251 | 0.062563 | -0.63091 | -1.2392 | -2.1024 | -0.63091 | -0.65808
151 | 0.25 | 0.5 | South/Central | AR | Little.Rock-Adams.Field.723403 | 3 | 2047084 | 45.1 | 14.3791 | 65.259 | 45.0252 | 20.2338 | 1039.89 | 3.9768 | -1.13 | 6.8955 | -2.9187 | -27.5188 | 2.2277 | -20.11 | 5.1492 | -2.9215 | -49.978 | 2.8368 | -35.84 | 7.2348 | -4.3981 | -81.8497 | 3.9768 | -1.13 | 6.8955 | -2.9187 | -27.5188 | 4.0867 | -1.34 | 7.0951 | -3.0084 | -28.5219 | 0.027084 | 1.2215 | 0.38944 | 1.7674 | 28.1639 | 0.10771 | 0.060333 | 0.076829 | 0.10771 | 0.11068 | -0.030604 | -0.54465 | -0.97068 | -0.030604 | -0.036292 | -0.74531 | -1.3536 | -2.2168 | -0.74531 | -0.77248 | 0.027084 | 1.2215 | 0.38944 | 1.7674 | 28.1639 | 0.10771 | 0.060333 | 0.076829 | 0.10771 | 0.11068 | -0.030604 | -0.54465 | -0.97068 | -0.030604 | -0.036292 | -0.74531 | -1.3536 | -2.2168 | -0.74531 | -0.77248
152 | 0.26 | 0.5 | South/Central | AR | Little.Rock-Adams.Field.723403 | 3 | 2047084 | 45.4199 | 14.3891 | 65.5989 | 45.3445 | 20.2543 | 1043.9 | 3.637 | -5.14 | 6.5762 | -2.9392 | -32.4186 | 1.8878 | -24.12 | 4.8299 | -2.942 | -54.8778 | 2.4969 | -39.85 | 6.9155 | -4.4186 | -86.7494 | 3.637 | -5.14 | 6.5762 | -2.9392 | -32.4186 | 3.7469 | -5.35 | 6.7758 | -3.0289 | -33.4217 | 0.027084 | 1.2301 | 0.38971 | 1.7767 | 28.2725 | 0.098503 | 0.051129 | 0.067625 | 0.098503 | 0.10148 | -0.13921 | -0.65326 | -1.0793 | -0.13921 | -0.1449 | -0.87801 | -1.4863 | -2.3495 | -0.87801 | -0.90518 | 0.027084 | 1.2301 | 0.38971 | 1.7767 | 28.2725 | 0.098503 | 0.051129 | 0.067625 | 0.098503 | 0.10148 | -0.13921 | -0.65326 | -1.0793 | -0.13921 | -0.1449 | -0.87801 | -1.4863 | -2.3495 | -0.87801 | -0.90518
153 | 0.27 | 0.5 | South/Central | AR | Little.Rock-Adams.Field.723403 | 3 | 2047084 | 45.7397 | 14.3991 | 65.9387 | 45.6639 | 20.2749 | 1047.9 | 3.2971 | -9.14 | 6.2569 | -2.9597 | -37.3191 | 1.548 | -28.12 | 4.5105 | -2.9626 | -59.7783 | 2.1571 | -43.85 | 6.5962 | -4.4391 | -91.6499 | 3.2971 | -9.14 | 6.2569 | -2.9597 | -37.3191 | 3.407 | -9.35 | 6.4564 | -3.0494 | -38.3222 | 0.027084 | 1.2388 | 0.38998 | 1.7859 | 28.3809 | 0.089298 | 0.041924 | 0.058421 | 0.089298 | 0.092275 | -0.24754 | -0.76159 | -1.1876 | -0.24754 | -0.25323 | -1.0107 | -1.619 | -2.4822 | -1.0107 | -1.0379 | 0.027084 | 1.2388 | 0.38998 | 1.7859 | 28.3809 | 0.089298 | 0.041924 | 0.058421 | 0.089298 | 0.092275 | -0.24754 | -0.76159 | -1.1876 | -0.24754 | -0.25323 | -1.0107 | -1.619 | -2.4822 | -1.0107 | -1.0379
154 | 0.28 | 0.5 | South/Central | AR | Little.Rock-Adams.Field.723403 | 3 | 2047084 | 46.0096 | 14.4491 | 66.2786 | 45.9333 | 20.3453 | 1052.64 | 2.9573 | -13.88 | 5.9874 | -3.0302 | -43.5609 | 1.2081 | -32.86 | 4.2411 | -3.033 | -66.0201 | 1.8172 | -48.59 | 6.3267 | -4.5095 | -97.8918 | 2.9573 | -13.88 | 5.9874 | -3.0302 | -43.5609 | 3.0671 | -14.09 | 6.187 | -3.1199 | -44.564 | 0.027084 | 1.2461 | 0.39133 | 1.7951 | 28.5093 | 0.080093 | 0.032719 | 0.049215 | 0.080093 | 0.083069 | -0.37592 | -0.88997 | -1.316 | -0.37592 | -0.38161 | -1.1798 | -1.7881 | -2.6513 | -1.1798 | -1.207 | 0.027084 | 1.2461 | 0.39133 | 1.7951 | 28.5093 | 0.080093 | 0.032719 | 0.049215 | 0.080093 | 0.083069 | -0.37592 | -0.88997 | -1.316 | -0.37592 | -0.38161 | -1.1798 | -1.7881 | -2.6513 | -1.1798 | -1.207
155 | 0.3 | 0.5 | South/Central | AR | Little.Rock-Adams.Field.723403 | 3 | 2047084 | 46.5293 | 14.5591 | 66.9484 | 46.4522 | 20.4961 | 1062.19 | 2.2875 | -23.43 | 5.4685 | -3.181 | -56.1834 | 0.53833 | -42.41 | 3.7222 | -3.1839 | -78.6426 | 1.1474 | -58.14 | 5.8078 | -4.6604 | -110.5143 | 2.2875 | -23.43 | 5.4685 | -3.181 | -56.1834 | 2.3974 | -23.64 | 5.6681 | -3.2707 | -57.1865 | 0.027084 | 1.2602 | 0.39431 | 1.8132 | 28.7679 | 0.061954 | 0.01458 | 0.031076 | 0.061954 | 0.06493 | -0.63457 | -1.1486 | -1.5746 | -0.63457 | -0.64026 | -1.5216 | -2.1299 | -2.9931 | -1.5216 | -1.5488 | 0.027084 | 1.2602 | 0.39431 | 1.8132 | 28.7679 | 0.061954 | 0.01458 | 0.031076 | 0.061954 | 0.06493 | -0.63457 | -1.1486 | -1.5746 | -0.63457 | -0.64026 | -1.5216 | -2.1299 | -2.9931 | -1.5216 | -1.5488
156 | 0.37 | 0.17 | South/Central | AR | Little.Rock-Adams.Field.723403 | 3 | 2047084 | 54.7856 | 11.1291 | 70.5946 | 54.6949 | 15.8997 | 1032.06 | -1.3587 | 6.7 | -2.7742 | 1.4154 | 20.6372 | -3.1079 | -12.28 | -4.5205 | 1.4126 | -1.822 | -2.4988 | -28.01 | -2.4349 | -0.06395 | -33.6936 | -1.3587 | 6.7 | -2.7742 | 1.4154 | 20.6372 | -1.2489 | 6.49 | -2.5746 | 1.3257 | 19.6341 | 0.027084 | 1.4838 | 0.30142 | 1.912 | 27.9519 | -0.0368 | -0.084174 | -0.067677 | -0.0368 | -0.033823 | 0.18146 | -0.33259 | -0.75861 | 0.18146 | 0.17577 | 0.55893 | -0.049347 | -0.91254 | 0.55893 | 0.53176 | 0.027084 | 1.4838 | 0.30142 | 1.912 | 27.9519 | -0.0368 | -0.084174 | -0.067677 | -0.0368 | -0.033823 | 0.18146 | -0.33259 | -0.75861 | 0.18146 | 0.17577 | 0.55893 | -0.049347 | -0.91254 | 0.55893 | 0.53176
157 | 0.37 | 0.19 | South/Central | AR | Little.Rock-Adams.Field.723403 | 3 | 2047084 | 54.2858 | 11.3691 | 70.4248 | 54.1959 | 16.2289 | 1035.17 | -1.189 | 3.59 | -2.2752 | 1.0863 | 13.9673 | -2.9381 | -15.39 | -4.0216 | 1.0834 | -8.492 | -2.329 | -31.12 | -1.9359 | -0.39311 | -40.3636 | -1.189 | 3.59 | -2.2752 | 1.0863 | 13.9673 | -1.0791 | 3.38 | -2.0756 | 0.99658 | 12.9641 | 0.027084 | 1.4703 | 0.30792 | 1.9074 | 28.0361 | -0.032201 | -0.079575 | -0.063079 | -0.032201 | -0.029225 | 0.09723 | -0.41682 | -0.84284 | 0.09723 | 0.091542 | 0.37828 | -0.22999 | -1.0932 | 0.37828 | 0.35112 | 0.027084 | 1.4703 | 0.30792 | 1.9074 | 28.0361 | -0.032201 | -0.079575 | -0.063079 | -0.032201 | -0.029225 | 0.09723 | -0.41682 | -0.84284 | 0.09723 | 0.091542 | 0.37828 | -0.22999 | -1.0932 | 0.37828 | 0.35112
158 | 0.37 | 0.2 | South/Central | AR | Little.Rock-Adams.Field.723403 | 3 | 2047084 | 54.0459 | 11.4991 | 70.3549 | 53.9565 | 16.3985 | 1036.98 | -1.1191 | 1.78 | -2.0357 | 0.91663 | 10.3043 | -2.8683 | -17.2 | -3.7821 | 0.91379 | -12.1549 | -2.2592 | -32.93 | -1.6964 | -0.56274 | -44.0265 | -1.1191 | 1.78 | -2.0357 | 0.91663 | 10.3043 | -1.0092 | 1.57 | -1.8361 | 0.82695 | 9.3012 | 0.027084 | 1.4638 | 0.31144 | 1.9055 | 28.0851 | -0.030309 | -0.077683 | -0.061187 | -0.030309 | -0.027333 | 0.048209 | -0.46584 | -0.89186 | 0.048209 | 0.042521 | 0.27908 | -0.3292 | -1.1924 | 0.27908 | 0.25191 | 0.027084 | 1.4638 | 0.31144 | 1.9055 | 28.0851 | -0.030309 | -0.077683 | -0.061187 | -0.030309 | -0.027333 | 0.048209 | -0.46584 | -0.89186 | 0.048209 | 0.042521 | 0.27908 | -0.3292 | -1.1924 | 0.27908 | 0.25191
159 | 0.37 | 0.23 | South/Central | AR | Little.Rock-Adams.Field.723403 | 3 | 2047084 | 53.3462 | 11.8591 | 70.1552 | 53.2579 | 16.8973 | 1042.35 | -0.91937 | -3.59 | -1.3372 | 0.41782 | -0.54002 | -2.6685 | -22.57 | -3.0835 | 0.41498 | -22.9992 | -2.0595 | -38.3 | -0.9979 | -1.0616 | -54.8709 | -0.91937 | -3.59 | -1.3372 | 0.41782 | -0.54002 | -0.80947 | -3.8 | -1.1376 | 0.32814 | -1.5431 | 0.027084 | 1.4448 | 0.32119 | 1.9001 | 28.2306 | -0.0249 | -0.072274 | -0.055777 | -0.0249 | -0.021923 | -0.09723 | -0.61128 | -1.0373 | -0.09723 | -0.10292 | -0.014626 | -0.6229 | -1.4861 | -0.014626 | -0.041794 | 0.027084 | 1.4448 | 0.32119 | 1.9001 | 28.2306 | -0.0249 | -0.072274 | -0.055777 | -0.0249 | -0.021923 | -0.09723 | -0.61128 | -1.0373 | -0.09723 | -0.10292 | -0.014626 | -0.6229 | -1.4861 | -0.014626 | -0.041794
160 | 0.37 | 0.25 | South/Central | AR | Little.Rock-Adams.Field.723403 | 3 | 2047084 | 52.8964 | 12.1091 | 70.0354 | 52.8089 | 17.2266 | 1046.03 | -0.79957 | -7.27 | -0.88813 | 0.088562 | -7.8524 | -2.5487 | -26.25 | -2.6345 | 0.085719 | -30.3116 | -1.9397 | -41.98 | -0.54884 | -1.3908 | -62.1833 | -0.79957 | -7.27 | -0.88813 | 0.088562 | -7.8524 | -0.68968 | -7.48 | -0.68855 | -0.001125 | -8.8555 | 0.027084 | 1.4326 | 0.32796 | 1.8968 | 28.3302 | -0.021655 | -0.069029 | -0.052533 | -0.021655 | -0.018679 | -0.1969 | -0.71094 | -1.137 | -0.1969 | -0.20259 | -0.21267 | -0.82095 | -1.6841 | -0.21267 | -0.23984 | 0.027084 | 1.4326 | 0.32796 | 1.8968 | 28.3302 | -0.021655 | -0.069029 | -0.052533 | -0.021655 | -0.018679 | -0.1969 | -0.71094 | -1.137 | -0.1969 | -0.20259 | -0.21267 | -0.82095 | -1.6841 | -0.21267 | -0.23984
161 | 0.4 | 0.17 | South/Central | AR | Little.Rock-Adams.Field.723403 | 3 | 2047084 | 55.8051 | 11.1291 | 71.6341 | 55.7128 | 15.9214 | 1043.63 | -2.3983 | -4.87 | -3.792 | 1.3938 | 6.7534 | -4.1474 | -23.85 | -5.5384 | 1.3909 | -15.7059 | -3.5384 | -39.58 | -3.4527 | -0.08561 | -47.5775 | -2.3983 | -4.87 | -3.792 | 1.3938 | 6.7534 | -2.2884 | -5.08 | -3.5925 | 1.3041 | 5.7502 | 0.027084 | 1.5114 | 0.30142 | 1.9401 | 28.2652 | -0.064954 | -0.11233 | -0.095831 | -0.064954 | -0.061977 | -0.1319 | -0.64594 | -1.072 | -0.1319 | -0.13758 | 0.18291 | -0.42537 | -1.2886 | 0.18291 | 0.15574 | 0.027084 | 1.5114 | 0.30142 | 1.9401 | 28.2652 | -0.064954 | -0.11233 | -0.095831 | -0.064954 | -0.061977 | -0.1319 | -0.64594 | -1.072 | -0.1319 | -0.13758 | 0.18291 | -0.42537 | -1.2886 | 0.18291 | 0.15574
162 | 0.4 | 0.19 | South/Central | AR | Little.Rock-Adams.Field.723403 | 3 | 2047084 | 55.3053 | 11.3691 | 71.4644 | 55.2138 | 16.2505 | 1046.75 | -2.2285 | -7.99 | -3.2931 | 1.0646 | 0.082671 | -3.9777 | -26.97 | -5.0394 | 1.0617 | -22.3765 | -3.3686 | -42.7 | -2.9538 | -0.41479 | -54.2482 | -2.2285 | -7.99 | -3.2931 | 1.0646 | 0.082671 | -2.1186 | -8.2 | -3.0935 | 0.9749 | -0.92044 | 0.027084 | 1.4979 | 0.30792 | 1.9355 | 28.3497 | -0.060356 | -0.10773 | -0.091233 | -0.060356 | -0.057379 | -0.2164 | -0.73044 | -1.1565 | -0.2164 | -0.22209 | 0.002239 | -0.60604 | -1.4692 | 0.002239 | -0.024929 | 0.027084 | 1.4979 | 0.30792 | 1.9355 | 28.3497 | -0.060356 | -0.10773 | -0.091233 | -0.060356 | -0.057379 | -0.2164 | -0.73044 | -1.1565 | -0.2164 | -0.22209 | 0.002239 | -0.60604 | -1.4692 | 0.002239 | -0.024929
163 | 0.4 | 0.2 | South/Central | AR | Little.Rock-Adams.Field.723403 | 3 | 2047084 | 55.0654 | 11.4892 | 71.3944 | 54.9743 | 16.4201 | 1048.54 | -2.1586 | -9.78 | -3.0536 | 0.895 | -3.5786 | -3.9078 | -28.76 | -4.7999 | 0.89215 | -26.0378 | -3.2987 | -44.49 | -2.7143 | -0.58438 | -57.9095 | -2.1586 | -9.78 | -3.0536 | 0.895 | -3.5786 | -2.0487 | -9.99 | -2.854 | 0.80531 | -4.5817 | 0.027084 | 1.4914 | 0.31117 | 1.9336 | 28.3982 | -0.058462 | -0.10584 | -0.08934 | -0.058462 | -0.055486 | -0.26488 | -0.77892 | -1.2049 | -0.26488 | -0.27056 | -0.096921 | -0.7052 | -1.5684 | -0.096921 | -0.12409 | 0.027084 | 1.4914 | 0.31117 | 1.9336 | 28.3982 | -0.058462 | -0.10584 | -0.08934 | -0.058462 | -0.055486 | -0.26488 | -0.77892 | -1.2049 | -0.26488 | -0.27056 | -0.096921 | -0.7052 | -1.5684 | -0.096921 | -0.12409
164 | 0.4 | 0.23 | South/Central | AR | Little.Rock-Adams.Field.723403 | 3 | 2047084 | 54.3557 | 11.8491 | 71.1747 | 54.2658 | 16.9089 | 1053.54 | -1.9389 | -14.78 | -2.3451 | 0.40619 | -13.8987 | -3.6881 | -33.76 | -4.0914 | 0.40334 | -36.3579 | -3.079 | -49.49 | -2.0058 | -1.0732 | -68.2295 | -1.9389 | -14.78 | -2.3451 | 0.40619 | -13.8987 | -1.829 | -14.99 | -2.1455 | 0.3165 | -14.9018 | 0.027084 | 1.4721 | 0.32092 | 1.9277 | 28.5336 | -0.052512 | -0.099886 | -0.08339 | -0.052512 | -0.049536 | -0.4003 | -0.91434 | -1.3404 | -0.4003 | -0.40598 | -0.37643 | -0.9847 | -1.8479 | -0.37643 | -0.40359 | 0.027084 | 1.4721 | 0.32092 | 1.9277 | 28.5336 | -0.052512 | -0.099886 | -0.08339 | -0.052512 | -0.049536 | -0.4003 | -0.91434 | -1.3404 | -0.4003 | -0.40598 | -0.37643 | -0.9847 | -1.8479 | -0.37643 | -0.40359
165 | 0.4 | 0.25 | South/Central | AR | Little.Rock-Adams.Field.723403 | 3 | 2047084 | 53.9159 | 12.0991 | 71.0749 | 53.8267 | 17.2482 | 1057.6 | -1.839 | -18.84 | -1.906 | 0.066946 | -21.7345 | -3.5882 | -37.82 | -3.6523 | 0.064103 | -44.1937 | -2.9791 | -53.55 | -1.5667 | -1.4124 | -76.0653 | -1.839 | -18.84 | -1.906 | 0.066946 | -21.7345 | -1.7292 | -19.05 | -1.7064 | -0.022741 | -22.7376 | 0.027084 | 1.4602 | 0.32769 | 1.925 | 28.6436 | -0.049808 | -0.097182 | -0.080686 | -0.049808 | -0.046832 | -0.51025 | -1.0243 | -1.4503 | -0.51025 | -0.51594 | -0.58865 | -1.1969 | -2.0601 | -0.58865 | -0.61582 | 0.027084 | 1.4602 | 0.32769 | 1.925 | 28.6436 | -0.049808 | -0.097182 | -0.080686 | -0.049808 | -0.046832 | -0.51025 | -1.0243 | -1.4503 | -0.51025 | -0.51594 | -0.58865 | -1.1969 | -2.0601 | -0.58865 | -0.61582
166 | 0.21 | 0.17 | South/Central | AR | Little.Rock-Adams.Field.723403 | 3 | 2047084 | 48.9684 | 11.1791 | 64.7074 | 48.8871 | 15.8203 | 967.08 | 4.5284 | 71.68 | 3.0336 | 1.4948 | 98.1031 | 2.7792 | 52.7 | 1.2873 | 1.492 | 75.6439 | 3.3883 | 36.97 | 3.3729 | 0.015422 | 43.7722 | 4.5284 | 71.68 | 3.0336 | 1.4948 | 98.1031 | 4.6383 | 71.47 | 3.2332 | 1.4051 | 97.1 | 0.027084 | 1.3262 | 0.30277 | 1.7525 | 26.192 | 0.12265 | 0.075272 | 0.091768 | 0.12265 | 0.12562 | 1.9414 | 1.4273 | 1.0013 | 1.9414 | 1.9357 | 2.657 | 2.0487 | 1.1855 | 2.657 | 2.6298 | 0.027084 | 1.3262 | 0.30277 | 1.7525 | 26.192 | 0.12265 | 0.075272 | 0.091768 | 0.12265 | 0.12562 | 1.9414 | 1.4273 | 1.0013 | 1.9414 | 1.9357 | 2.657 | 2.0487 | 1.1855 | 2.657 | 2.6298
167 | 0.21 | 0.19 | South/Central | AR | Little.Rock-Adams.Field.723403 | 3 | 2047084 | 48.4886 | 11.4391 | 64.5776 | 48.4081 | 16.1695 | 970.93 | 4.6583 | 67.83 | 3.5126 | 1.1457 | 90.3855 | 2.9091 | 48.85 | 1.7663 | 1.1428 | 67.9263 | 3.5182 | 33.12 | 3.8519 | -0.33372 | 36.0546 | 4.6583 | 67.83 | 3.5126 | 1.1457 | 90.3855 | 4.7682 | 67.62 | 3.7122 | 1.056 | 89.3824 | 0.027084 | 1.3132 | 0.30981 | 1.749 | 26.2963 | 0.12616 | 0.078789 | 0.095285 | 0.12616 | 0.12914 | 1.8371 | 1.323 | 0.89701 | 1.8371 | 1.8314 | 2.448 | 1.8397 | 0.97649 | 2.448 | 2.4208 | 0.027084 | 1.3132 | 0.30981 | 1.749 | 26.2963 | 0.12616 | 0.078789 | 0.095285 | 0.12616 | 0.12914 | 1.8371 | 1.323 | 0.89701 | 1.8371 | 1.8314 | 2.448 | 1.8397 | 0.97649 | 2.448 | 2.4208
168 | 0.21 | 0.2 | South/Central | AR | Little.Rock-Adams.Field.723403 | 3 | 2047084 | 48.2487 | 11.5791 | 64.5177 | 48.1686 | 16.3491 | 972.99 | 4.7182 | 65.77 | 3.7521 | 0.96605 | 86.3268 | 2.969 | 46.79 | 2.0058 | 0.96321 | 63.8675 | 3.5781 | 31.06 | 4.0914 | -0.51333 | 31.9959 | 4.7182 | 65.77 | 3.7521 | 0.96605 | 86.3268 | 4.8281 | 65.56 | 3.9517 | 0.87636 | 85.3236 | 0.027084 | 1.3067 | 0.3136 | 1.7474 | 26.3521 | 0.12778 | 0.080411 | 0.096907 | 0.12778 | 0.13076 | 1.7813 | 1.2672 | 0.84122 | 1.7813 | 1.7756 | 2.338 | 1.7298 | 0.86656 | 2.338 | 2.3109 | 0.027084 | 1.3067 | 0.3136 | 1.7474 | 26.3521 | 0.12778 | 0.080411 | 0.096907 | 0.12778 | 0.13076 | 1.7813 | 1.2672 | 0.84122 | 1.7813 | 1.7756 | 2.338 | 1.7298 | 0.86656 | 2.338 | 2.3109
169 | 0.21 | 0.23 | South/Central | AR | Little.Rock-Adams.Field.723403 | 3 | 2047084 | 47.569 | 11.9591 | 64.358 | 47.49 | 16.868 | 979.09 | 4.8779 | 59.67 | 4.4307 | 0.44718 | 74.4313 | 3.1287 | 40.69 | 2.6844 | 0.44433 | 51.9721 | 3.7378 | 24.96 | 4.77 | -1.0322 | 20.1004 | 4.8779 | 59.67 | 4.4307 | 0.44718 | 74.4313 | 4.9878 | 59.46 | 4.6303 | 0.35749 | 73.4282 | 0.027084 | 1.2883 | 0.3239 | 1.743 | 26.5173 | 0.13211 | 0.084736 | 0.10123 | 0.13211 | 0.13509 | 1.6161 | 1.102 | 0.67601 | 1.6161 | 1.6104 | 2.0159 | 1.4076 | 0.54439 | 2.0159 | 1.9887 | 0.027084 | 1.2883 | 0.3239 | 1.743 | 26.5173 | 0.13211 | 0.084736 | 0.10123 | 0.13211 | 0.13509 | 1.6161 | 1.102 | 0.67601 | 1.6161 | 1.6104 | 2.0159 | 1.4076 | 0.54439 | 2.0159 | 1.9887
170 | 0.21 | 0.25 | South/Central | AR | Little.Rock-Adams.Field.723403 | 3 | 2047084 | 47.1392 | 12.2091 | 64.2682 | 47.0609 | 17.2072 | 983.25 | 4.9677 | 55.51 | 4.8598 | 0.10791 | 66.4668 | 3.2185 | 36.53 | 3.1135 | 0.10507 | 44.0076 | 3.8276 | 20.8 | 5.1991 | -1.3715 | 12.136 | 4.9677 | 55.51 | 4.8598 | 0.10791 | 66.4668 | 5.0776 | 55.3 | 5.0594 | 0.018225 | 65.4637 | 0.027084 | 1.2767 | 0.33067 | 1.7406 | 26.6299 | 0.13454 | 0.087169 | 0.10367 | 0.13454 | 0.13752 | 1.5034 | 0.98936 | 0.56334 | 1.5034 | 1.4977 | 1.8002 | 1.1919 | 0.32869 | 1.8002 | 1.773 | 0.027084 | 1.2767 | 0.33067 | 1.7406 | 26.6299 | 0.13454 | 0.087169 | 0.10367 | 0.13454 | 0.13752 | 1.5034 | 0.98936 | 0.56334 | 1.5034 | 1.4977 | 1.8002 | 1.1919 | 0.32869 | 1.8002 | 1.773
171 | 0.21 | 0.27 | South/Central | AR | Little.Rock-Adams.Field.723403 | 3 | 2047084 | 46.7194 | 12.4591 | 64.1884 | 46.6418 | 17.5465 | 987.51 | 5.0475 | 51.25 | 5.2789 | -0.23141 | 58.3723 | 3.2983 | 32.27 | 3.5326 | -0.23426 | 35.9131 | 3.9074 | 16.54 | 5.6182 | -1.7108 | 4.0414 | 5.0475 | 51.25 | 5.2789 | -0.23141 | 58.3723 | 5.1574 | 51.04 | 5.4785 | -0.3211 | 57.3692 | 0.027084 | 1.2653 | 0.33744 | 1.7385 | 26.7453 | 0.1367 | 0.08933 | 0.10583 | 0.1367 | 0.13968 | 1.388 | 0.87399 | 0.44796 | 1.388 | 1.3823 | 1.5809 | 0.97265 | 0.10946 | 1.5809 | 1.5538 | 0.027084 | 1.2653 | 0.33744 | 1.7385 | 26.7453 | 0.1367 | 0.08933 | 0.10583 | 0.1367 | 0.13968 | 1.388 | 0.87399 | 0.44796 | 1.388 | 1.3823 | 1.5809 | 0.97265 | 0.10946 | 1.5809 | 1.5538
172 | 0.21 | 0.3 | South/Central | AR | Little.Rock-Adams.Field.723403 | 3 | 2047084 | 46.1196 | 12.8391 | 64.0986 | 46.0431 | 18.0555 | 994.23 | 5.1372 | 44.53 | 5.8776 | -0.74041 | 45.8469 | 3.3881 | 25.55 | 4.1313 | -0.74325 | 23.3877 | 3.9972 | 9.82 | 6.2169 | -2.2198 | -8.484 | 5.1372 | 44.53 | 5.8776 | -0.74041 | 45.8469 | 5.2471 | 44.32 | 6.0772 | -0.8301 | 44.8438 | 0.027084 | 1.2491 | 0.34773 | 1.736 | 26.9273 | 0.13913 | 0.091761 | 0.10826 | 0.13913 | 0.14211 | 1.206 | 0.69199 | 0.26596 | 1.206 | 1.2003 | 1.2417 | 0.63342 | -0.22978 | 1.2417 | 1.2145 | 0.027084 | 1.2491 | 0.34773 | 1.736 | 26.9273 | 0.13913 | 0.091761 | 0.10826 | 0.13913 | 0.14211 | 1.206 | 0.69199 | 0.26596 | 1.206 | 1.2003 | 1.2417 | 0.63342 | -0.22978 | 1.2417 | 1.2145
173 | 0.21 | 0.32 | South/Central | AR | Little.Rock-Adams.Field.723403 | 3 | 2047084 | 45.7398 | 13.0791 | 64.0388 | 45.6639 | 18.375 | 998.42 | 5.197 | 40.34 | 6.2569 | -1.0598 | 38.0306 | 3.4478 | 21.36 | 4.5105 | -1.0627 | 15.5714 | 4.0569 | 5.63 | 6.5961 | -2.5392 | -16.3003 | 5.197 | 40.34 | 6.2569 | -1.0598 | 38.0306 | 5.3069 | 40.13 | 6.4564 | -1.1495 | 37.0275 | 0.027084 | 1.2388 | 0.35423 | 1.7344 | 27.0408 | 0.14075 | 0.09338 | 0.10988 | 0.14075 | 0.14373 | 1.0926 | 0.57851 | 0.15248 | 1.0926 | 1.0869 | 1.03 | 0.42173 | -0.44147 | 1.03 | 1.0028 | 0.027084 | 1.2388 | 0.35423 | 1.7344 | 27.0408 | 0.14075 | 0.09338 | 0.10988 | 0.14075 | 0.14373 | 1.0926 | 0.57851 | 0.15248 | 1.0926 | 1.0869 | 1.03 | 0.42173 | -0.44147 | 1.03 | 1.0028
174 | 0.21 | 0.35 | South/Central | AR | Little.Rock-Adams.Field.723403 | 3 | 2047084 | 45.1701 | 13.4891 | 64.029 | 45.0951 | 18.9339 | 1006.78 | 5.2068 | 31.98 | 6.8257 | -1.6188 | 23.14 | 3.4577 | 13 | 5.0793 | -1.6217 | 0.68083 | 4.0668 | -2.73 | 7.1649 | -3.0982 | -31.1908 | 5.2068 | 31.98 | 6.8257 | -1.6188 | 23.14 | 5.3167 | 31.77 | 7.0252 | -1.7085 | 22.1369 | 0.027084 | 1.2234 | 0.36533 | 1.7341 | 27.2672 | 0.14102 | 0.093646 | 0.11014 | 0.14102 | 0.144 | 0.86613 | 0.35209 | -0.073938 | 0.86613 | 0.86045 | 0.62672 | 0.018439 | -0.84476 | 0.62672 | 0.59955 | 0.027084 | 1.2234 | 0.36533 | 1.7341 | 27.2672 | 0.14102 | 0.093646 | 0.11014 | 0.14102 | 0.144 | 0.86613 | 0.35209 | -0.073938 | 0.86613 | 0.86045 | 0.62672 | 0.018439 | -0.84476 | 0.62672 | 0.59955
175 | 0.21 | 0.37 | South/Central | AR | Little.Rock-Adams.Field.723403 | 3 | 2047084 | 45.1901 | 13.3991 | 63.949 | 45.115 | 18.834 | 1004.43 | 5.2868 | 34.33 | 6.8057 | -1.5189 | 26.8491 | 3.5377 | 15.35 | 5.0594 | -1.5217 | 4.3899 | 4.1468 | -0.38 | 7.145 | -2.9982 | -27.4817 | 5.2868 | 34.33 | 6.8057 | -1.5189 | 26.8491 | 5.3967 | 34.12 | 7.0053 | -1.6085 | 25.846 | 0.027084 | 1.2239 | 0.3629 | 1.732 | 27.2036 | 0.14319 | 0.095813 | 0.11231 | 0.14319 | 0.14616 | 0.92978 | 0.41573 | -0.010292 | 0.92978 | 0.92409 | 0.72717 | 0.11889 | -0.7443 | 0.72717 | 0.7 | 0.027084 | 1.2239 | 0.3629 | 1.732 | 27.2036 | 0.14319 | 0.095813 | 0.11231 | 0.14319 | 0.14616 | 0.92978 | 0.41573 | -0.010292 | 0.92978 | 0.92409 | 0.72717 | 0.11889 | -0.7443 | 0.72717 | 0.7
176 | 0.21 | 0.4 | South/Central | AR | Little.Rock-Adams.Field.723403 | 3 | 2047084 | 45.0202 | 13.4191 | 63.8291 | 44.9454 | 18.8838 | 1003.91 | 5.4067 | 34.85 | 6.9753 | -1.5686 | 27.0457 | 3.6575 | 15.87 | 5.229 | -1.5715 | 4.5865 | 4.2666 | 0.14 | 7.3146 | -3.048 | -27.2851 | 5.4067 | 34.85 | 6.9753 | -1.5686 | 27.0457 | 5.5166 | 34.64 | 7.1749 | -1.6583 | 26.0426 | 0.027084 | 1.2193 | 0.36344 | 1.7287 | 27.1895 | 0.14643 | 0.099059 | 0.11556 | 0.14643 | 0.14941 | 0.94386 | 0.42982 | 0.0037917 | 0.94386 | 0.93818 | 0.7325 | 0.12422 | -0.73898 | 0.7325 | 0.70533 | 0.027084 | 1.2193 | 0.36344 | 1.7287 | 27.1895 | 0.14643 | 0.099059 | 0.11556 | 0.14643 | 0.14941 | 0.94386 | 0.42982 | 0.0037917 | 0.94386 | 0.93818 | 0.7325 | 0.12422 | -0.73898 | 0.7325 | 0.70533
177 | 0.21 | 0.42 | South/Central | AR | Little.Rock-Adams.Field.723403 | 3 | 2047084 | 44.8102 | 13.5691 | 63.8192 | 44.7358 | 19.0834 | 1006.82 | 5.4166 | 31.94 | 7.1849 | -1.7683 | 21.809 | 3.6674 | 12.96 | 5.4386 | -1.7711 | -0.65018 | 4.2765 | -2.77 | 7.5242 | -3.2477 | -32.5218 | 5.4166 | 31.94 | 7.1849 | -1.7683 | 21.809 | 5.5265 | 31.73 | 7.3845 | -1.858 | 20.8059 | 0.027084 | 1.2136 | 0.3675 | 1.7285 | 27.2683 | 0.1467 | 0.099328 | 0.11582 | 0.1467 | 0.14968 | 0.86505 | 0.351 | -0.075022 | 0.86505 | 0.85936 | 0.59067 | -0.017609 | -0.88081 | 0.59067 | 0.5635 | 0.027084 | 1.2136 | 0.3675 | 1.7285 | 27.2683 | 0.1467 | 0.099328 | 0.11582 | 0.1467 | 0.14968 | 0.86505 | 0.351 | -0.075022 | 0.86505 | 0.85936 | 0.59067 | -0.017609 | -0.88081 | 0.59067 | 0.5635
178 | 0.21 | 0.45 | South/Central | AR | Little.Rock-Adams.Field.723403 | 3 | 2047084 | 44.4804 | 13.8091 | 63.8294 | 44.4065 | 19.4228 | 1012.08 | 5.4065 | 26.68 | 7.5142 | -2.1077 | 12.5611 | 3.6573 | 7.7 | 5.7679 | -2.1106 | -9.8981 | 4.2664 | -8.03 | 7.8535 | -3.5871 | -41.7697 | 5.4065 | 26.68 | 7.5142 | -2.1077 | 12.5611 | 5.5164 | 26.47 | 7.7138 | -2.1974 | 11.558 | 0.027084 | 1.2047 | 0.374 | 1.7287 | 27.4107 | 0.14643 | 0.099053 | 0.11555 | 0.14643 | 0.1494 | 0.72259 | 0.20854 | -0.21748 | 0.72259 | 0.7169 | 0.3402 | -0.26808 | -1.1313 | 0.3402 | 0.31303 | 0.027084 | 1.2047 | 0.374 | 1.7287 | 27.4107 | 0.14643 | 0.099053 | 0.11555 | 0.14643 | 0.1494 | 0.72259 | 0.20854 | -0.21748 | 0.72259 | 0.7169 | 0.3402 | -0.26808 | -1.1313 | 0.3402 | 0.31303
179 | 0.21 | 0.47 | South/Central | AR | Little.Rock-Adams.Field.723403 | 3 | 2047084 | 44.1305 | 14.0691 | 63.8295 | 44.0572 | 19.7723 | 1017.37 | 5.4063 | 21.39 | 7.8635 | -2.4571 | 3.1721 | 3.6572 | 2.41 | 6.1171 | -2.46 | -19.2872 | 4.2663 | -13.32 | 8.2028 | -3.9365 | -51.1588 | 5.4063 | 21.39 | 7.8635 | -2.4571 | 3.1721 | 5.5162 | 21.18 | 8.0631 | -2.5468 | 2.1689 | 0.027084 | 1.1952 | 0.38104 | 1.7287 | 27.554 | 0.14642 | 0.099049 | 0.11555 | 0.14642 | 0.1494 | 0.57932 | 0.065271 | -0.36075 | 0.57932 | 0.57363 | 0.085911 | -0.52237 | -1.3856 | 0.085911 | 0.058743 | 0.027084 | 1.1952 | 0.38104 | 1.7287 | 27.554 | 0.14642 | 0.099049 | 0.11555 | 0.14642 | 0.1494 | 0.57932 | 0.065271 | -0.36075 | 0.57932 | 0.57363 | 0.085911 | -0.52237 | -1.3856 | 0.085911 | 0.058743
180 | 0.21 | 0.5 | South/Central | AR | Little.Rock-Adams.Field.723403 | 3 | 2047084 | 43.6408 | 14.4291 | 63.8298 | 43.5683 | 20.2615 | 1024.79 | 5.4061 | 13.97 | 8.3525 | -2.9463 | -9.9731 | 3.6569 | -5.01 | 6.6061 | -2.9492 | -32.4323 | 4.266 | -20.74 | 8.6917 | -4.4257 | -64.3039 | 5.4061 | 13.97 | 8.3525 | -2.9463 | -9.9731 | 5.516 | 13.76 | 8.552 | -3.036 | -10.9762 | 0.027084 | 1.1819 | 0.39079 | 1.7287 | 27.755 | 0.14642 | 0.099043 | 0.11554 | 0.14642 | 0.14939 | 0.37836 | -0.13569 | -0.56171 | 0.37836 | 0.37267 | -0.27011 | -0.87838 | -1.7416 | -0.27011 | -0.29727 | 0.027084 | 1.1819 | 0.39079 | 1.7287 | 27.755 | 0.14642 | 0.099043 | 0.11554 | 0.14642 | 0.14939 | 0.37836 | -0.13569 | -0.56171 | 0.37836 | 0.37267 | -0.27011 | -0.87838 | -1.7416 | -0.27011 | -0.29727
181 | 0.23 | 0.17 | South/Central | AR | Little.Rock-Adams.Field.723403 | 3 | 2047084 | 49.728 | 11.1791 | 65.477 | 49.6455 | 15.8315 | 975.59 | 3.7588 | 63.17 | 2.2752 | 1.4836 | 87.9547 | 2.0097 | 44.19 | 0.52888 | 1.4808 | 65.4955 | 2.6187 | 28.46 | 2.6145 | 0.004236 | 33.6238 | 3.7588 | 63.17 | 2.2752 | 1.4836 | 87.9547 | 3.8687 | 62.96 | 2.4748 | 1.3939 | 86.9516 | 0.027084 | 1.3468 | 0.30277 | 1.7734 | 26.4225 | 0.1018 | 0.054429 | 0.070925 | 0.1018 | 0.10478 | 1.7109 | 1.1968 | 0.7708 | 1.7109 | 1.7052 | 2.3821 | 1.7739 | 0.91065 | 2.3821 | 2.355 | 0.027084 | 1.3468 | 0.30277 | 1.7734 | 26.4225 | 0.1018 | 0.054429 | 0.070925 | 0.1018 | 0.10478 | 1.7109 | 1.1968 | 0.7708 | 1.7109 | 1.7052 | 2.3821 | 1.7739 | 0.91065 | 2.3821 | 2.355
182 | 0.23 | 0.19 | South/Central | AR | Little.Rock-Adams.Field.723403 | 3 | 2047084 | 49.2382 | 11.4291 | 65.3273 | 49.1565 | 16.1707 | 979.08 | 3.9086 | 59.68 | 2.7642 | 1.1444 | 80.7589 | 2.1594 | 40.7 | 1.0179 | 1.1416 | 58.2997 | 2.7685 | 24.97 | 3.1035 | -0.33496 | 26.4281 | 3.9086 | 59.68 | 2.7642 | 1.1444 | 80.7589 | 4.0185 | 59.47 | 2.9638 | 1.0547 | 79.7558 | 0.027084 | 1.3335 | 0.30954 | 1.7693 | 26.517 | 0.10586 | 0.058485 | 0.074981 | 0.10586 | 0.10884 | 1.6163 | 1.1023 | 0.67628 | 1.6163 | 1.6107 | 2.1872 | 1.579 | 0.71577 | 2.1872 | 2.1601 | 0.027084 | 1.3335 | 0.30954 | 1.7693 | 26.517 | 0.10586 | 0.058485 | 0.074981 | 0.10586 | 0.10884 | 1.6163 | 1.1023 | 0.67628 | 1.6163 | 1.6107 | 2.1872 | 1.579 | 0.71577 | 2.1872 | 2.1601
183 | 0.23 | 0.2 | South/Central | AR | Little.Rock-Adams.Field.723403 | 3 | 2047084 | 49.0083 | 11.5591 | 65.2773 | 48.927 | 16.3503 | 981.25 | 3.9585 | 57.51 | 2.9937 | 0.96482 | 76.5733 | 2.2094 | 38.53 | 1.2474 | 0.96198 | 54.114 | 2.8184 | 22.8 | 3.333 | -0.51456 | 22.2424 | 3.9585 | 57.51 | 2.9937 | 0.96482 | 76.5733 | 4.0684 | 57.3 | 3.1933 | 0.87513 | 75.5701 | 0.027084 | 1.3273 | 0.31306 | 1.7679 | 26.5758 | 0.10721 | 0.059837 | 0.076333 | 0.10721 | 0.11019 | 1.5576 | 1.0435 | 0.61751 | 1.5576 | 1.5519 | 2.0739 | 1.4656 | 0.6024 | 2.0739 | 2.0467 | 0.027084 | 1.3273 | 0.31306 | 1.7679 | 26.5758 | 0.10721 | 0.059837 | 0.076333 | 0.10721 | 0.11019 | 1.5576 | 1.0435 | 0.61751 | 1.5576 | 1.5519 | 2.0739 | 1.4656 | 0.6024 | 2.0739 | 2.0467
184 | 0.23 | 0.23 | South/Central | AR | Little.Rock-Adams.Field.723403 | 3 | 2047084 | 48.3286 | 11.9391 | 65.1077 | 48.2484 | 16.8592 | 987.09 | 4.1282 | 51.67 | 3.6723 | 0.45593 | 65.0736 | 2.379 | 32.69 | 1.9259 | 0.45308 | 42.6143 | 2.9881 | 16.96 | 4.0116 | -1.0235 | 10.7427 | 4.1282 | 51.67 | 3.6723 | 0.45593 | 65.0736 | 4.2381 | 51.46 | 3.8719 | 0.36624 | 64.0704 | 0.027084 | 1.3089 | 0.32335 | 1.7633 | 26.7339 | 0.11181 | 0.064433 | 0.080929 | 0.11181 | 0.11478 | 1.3994 | 0.88536 | 0.45934 | 1.3994 | 1.3937 | 1.7624 | 1.1541 | 0.29095 | 1.7624 | 1.7353 | 0.027084 | 1.3089 | 0.32335 | 1.7633 | 26.7339 | 0.11181 | 0.064433 | 0.080929 | 0.11181 | 0.11478 | 1.3994 | 0.88536 | 0.45934 | 1.3994 | 1.3937 | 1.7624 | 1.1541 | 0.29095 | 1.7624 | 1.7353
185 | 0.23 | 0.25 | South/Central | AR | Little.Rock-Adams.Field.723403 | 3 | 2047084 | 47.8888 | 12.1891 | 65.0079 | 47.8094 | 17.1985 | 991.13 | 4.228 | 47.63 | 4.1114 | 0.11665 | 57.2361 | 2.4788 | 28.65 | 2.365 | 0.1138 | 34.7769 | 3.0879 | 12.92 | 4.4506 | -1.3627 | 2.9053 | 4.228 | 47.63 | 4.1114 | 0.11665 | 57.2361 | 4.3379 | 47.42 | 4.3109 | 0.026958 | 56.233 | 0.027084 | 1.297 | 0.33012 | 1.7606 | 26.8433 | 0.11451 | 0.067136 | 0.083632 | 0.11451 | 0.11749 | 1.29 | 0.77594 | 0.34992 | 1.29 | 1.2843 | 1.5502 | 0.94188 | 0.078685 | 1.5502 | 1.523 | 0.027084 | 1.297 | 0.33012 | 1.7606 | 26.8433 | 0.11451 | 0.067136 | 0.083632 | 0.11451 | 0.11749 | 1.29 | 0.77594 | 0.34992 | 1.29 | 1.2843 | 1.5502 | 0.94188 | 0.078685 | 1.5502 | 1.523
186 | 0.23 | 0.27 | South/Central | AR | Little.Rock-Adams.Field.723403 | 3 | 2047084 | 47.479 | 12.4391 | 64.938 | 47.4002 | 17.5378 | 995.51 | 4.2979 | 43.25 | 4.5205 | -0.22264 | 49.0155 | 2.5487 | 24.27 | 2.7742 | -0.22548 | 26.5563 | 3.1578 | 8.54 | 4.8598 | -1.702 | -5.3153 | 4.2979 | 43.25 | 4.5205 | -0.22264 | 49.0155 | 4.4078 | 43.04 | 4.7201 | -0.31233 | 48.0124 | 0.027084 | 1.2859 | 0.3369 | 1.7588 | 26.962 | 0.1164 | 0.069028 | 0.085524 | 0.1164 | 0.11938 | 1.1714 | 0.65732 | 0.23129 | 1.1714 | 1.1657 | 1.3275 | 0.71924 | -0.14396 | 1.3275 | 1.3003 | 0.027084 | 1.2859 | 0.3369 | 1.7588 | 26.962 | 0.1164 | 0.069028 | 0.085524 | 0.1164 | 0.11938 | 1.1714 | 0.65732 | 0.23129 | 1.1714 | 1.1657 | 1.3275 | 0.71924 | -0.14396 | 1.3275 | 1.3003
187 | 0.23 | 0.3 | South/Central | AR | Little.Rock-Adams.Field.723403 | 3 | 2047084 | 46.8793 | 12.8191 | 64.8483 | 46.8015 | 18.0468 | 1002.25 | 4.3876 | 36.51 | 5.1192 | -0.73166 | 36.4893 | 2.6384 | 17.53 | 3.3729 | -0.7345 | 14.0301 | 3.2475 | 1.8 | 5.4585 | -2.211 | -17.8415 | 4.3876 | 36.51 | 5.1192 | -0.73166 | 36.4893 | 4.4975 | 36.3 | 5.3188 | -0.82134 | 35.4862 | 0.027084 | 1.2697 | 0.34719 | 1.7563 | 27.1445 | 0.11883 | 0.071458 | 0.087954 | 0.11883 | 0.12181 | 0.98882 | 0.47478 | 0.04875 | 0.98882 | 0.98313 | 0.98826 | 0.37999 | -0.48321 | 0.98826 | 0.96109 | 0.027084 | 1.2697 | 0.34719 | 1.7563 | 27.1445 | 0.11883 | 0.071458 | 0.087954 | 0.11883 | 0.12181 | 0.98882 | 0.47478 | 0.04875 | 0.98882 | 0.98313 | 0.98826 | 0.37999 | -0.48321 | 0.98826 | 0.96109
188 | 0.23 | 0.32 | South/Central | AR | Little.Rock-Adams.Field.723403 | 3 | 2047084 | 46.4895 | 13.0591 | 64.7785 | 46.4123 | 18.3662 | 1006.31 | 4.4574 | 32.45 | 5.5084 | -1.051 | 28.8031 | 2.7082 | 13.47 | 3.7621 | -1.0539 | 6.3439 | 3.3173 | -2.26 | 5.8477 | -2.5304 | -25.5277 | 4.4574 | 32.45 | 5.5084 | -1.051 | 28.8031 | 4.5673 | 32.24 | 5.708 | -1.1407 | 27.8 | 0.027084 | 1.2591 | 0.35369 | 1.7544 | 27.2545 | 0.12072 | 0.073348 | 0.089845 | 0.12072 | 0.1237 | 0.87886 | 0.36482 | -0.061209 | 0.87886 | 0.87317 | 0.78009 | 0.17182 | -0.69138 | 0.78009 | 0.75292 | 0.027084 | 1.2591 | 0.35369 | 1.7544 | 27.2545 | 0.12072 | 0.073348 | 0.089845 | 0.12072 | 0.1237 | 0.87886 | 0.36482 | -0.061209 | 0.87886 | 0.87317 | 0.78009 | 0.17182 | -0.69138 | 0.78009 | 0.75292
189 | 0.23 | 0.35 | South/Central | AR | Little.Rock-Adams.Field.723403 | 3 | 2047084 | 45.9197 | 13.4591 | 64.7587 | 45.8435 | 18.9152 | 1014.42 | 4.4772 | 24.34 | 6.0772 | -1.6001 | 14.3067 | 2.728 | 5.36 | 4.3309 | -1.6029 | -8.1525 | 3.3371 | -10.37 | 6.4165 | -3.0794 | -40.0242 | 4.4772 | 24.34 | 6.0772 | -1.6001 | 14.3067 | 4.5871 | 24.13 | 6.2768 | -1.6898 | 13.3036 | 0.027084 | 1.2437 | 0.36452 | 1.7539 | 27.4741 | 0.12126 | 0.073884 | 0.09038 | 0.12126 | 0.12423 | 0.65921 | 0.14517 | -0.28086 | 0.65921 | 0.65353 | 0.38748 | -0.2208 | -1.084 | 0.38748 | 0.36031 | 0.027084 | 1.2437 | 0.36452 | 1.7539 | 27.4741 | 0.12126 | 0.073884 | 0.09038 | 0.12126 | 0.12423 | 0.65921 | 0.14517 | -0.28086 | 0.65921 | 0.65353 | 0.38748 | -0.2208 | -1.084 | 0.38748 | 0.36031
190 | 0.23 | 0.37 | South/Central | AR | Little.Rock-Adams.Field.723403 | 3 | 2047084 | 45.9297 | 13.3691 | 64.6686 | 45.8535 | 18.8152 | 1011.96 | 4.5672 | 26.8 | 6.0673 | -1.5 | 18.1459 | 2.818 | 7.82 | 4.3209 | -1.5029 | -4.3133 | 3.4271 | -7.91 | 6.4065 | -2.9794 | -36.185 | 4.5672 | 26.8 | 6.0673 | -1.5 | 18.1459 | 4.6771 | 26.59 | 6.2668 | -1.5897 | 17.1428 | 0.027084 | 1.2439 | 0.36208 | 1.7515 | 27.4075 | 0.1237 | 0.076323 | 0.092819 | 0.1237 | 0.12667 | 0.72584 | 0.21179 | -0.21423 | 0.72584 | 0.72015 | 0.49146 | -0.11682 | -0.98002 | 0.49146 | 0.46429 | 0.027084 | 1.2439 | 0.36208 | 1.7515 | 27.4075 | 0.1237 | 0.076323 | 0.092819 | 0.1237 | 0.12667 | 0.72584 | 0.21179 | -0.21423 | 0.72584 | 0.72015 | 0.49146 | -0.11682 | -0.98002 | 0.49146 | 0.46429
191 | 0.23 | 0.4 | South/Central | AR | Little.Rock-Adams.Field.723403 | 3 | 2047084 | 45.7698 | 13.3991 | 64.5688 | 45.6938 | 18.875 | 1011.8 | 4.6671 | 26.96 | 6.2269 | -1.5598 | 17.8183 | 2.9179 | 7.98 | 4.4806 | -1.5627 | -4.6409 | 3.527 | -7.75 | 6.5662 | -3.0392 | -36.5125 | 4.6671 | 26.96 | 6.2269 | -1.5598 | 17.8183 | 4.777 | 26.75 | 6.4265 | -1.6495 | 16.8152 | 0.027084 | 1.2396 | 0.3629 | 1.7488 | 27.4032 | 0.1264 | 0.079028 | 0.095524 | 0.1264 | 0.12938 | 0.73017 | 0.21613 | -0.2099 | 0.73017 | 0.72449 | 0.48258 | -0.12569 | -0.98889 | 0.48258 | 0.45542 | 0.027084 | 1.2396 | 0.3629 | 1.7488 | 27.4032 | 0.1264 | 0.079028 | 0.095524 | 0.1264 | 0.12938 | 0.73017 | 0.21613 | -0.2099 | 0.73017 | 0.72449 | 0.48258 | -0.12569 | -0.98889 | 0.48258 | 0.45542
192 | 0.23 | 0.42 | South/Central | AR | Little.Rock-Adams.Field.723403 | 3 | 2047084 | 45.5499 | 13.5391 | 64.5389 | 45.4743 | 19.0646 | 1014.35 | 4.697 | 24.41 | 6.4465 | -1.7495 | 13.1058 | 2.9478 | 5.43 | 4.7001 | -1.7523 | -9.3534 | 3.5569 | -10.3 | 6.7857 | -3.2288 | -41.225 | 4.697 | 24.41 | 6.4465 | -1.7495 | 13.1058 | 4.8069 | 24.2 | 6.646 | -1.8392 | 12.1027 | 0.027084 | 1.2337 | 0.36669 | 1.7479 | 27.4722 | 0.12721 | 0.079837 | 0.096334 | 0.12721 | 0.13019 | 0.66111 | 0.14706 | -0.27896 | 0.66111 | 0.65542 | 0.35495 | -0.25332 | -1.1165 | 0.35495 | 0.32779 | 0.027084 | 1.2337 | 0.36669 | 1.7479 | 27.4722 | 0.12721 | 0.079837 | 0.096334 | 0.12721 | 0.13019 | 0.66111 | 0.14706 | -0.27896 | 0.66111 | 0.65542 | 0.35495 | -0.25332 | -1.1165 | 0.35495 | 0.32779
193 | 0.23 | 0.45 | South/Central | AR | Little.Rock-Adams.Field.723403 | 3 | 2047084 | 45.22 | 13.7891 | 64.559 | 45.145 | 19.414 | 1019.87 | 4.6769 | 18.89 | 6.7758 | -2.0989 | 3.4622 | 2.9277 | -0.09 | 5.0294 | -2.1017 | -18.997 | 3.5368 | -15.82 | 7.1151 | -3.5783 | -50.8686 | 4.6769 | 18.89 | 6.7758 | -2.0989 | 3.4622 | 4.7868 | 18.68 | 6.9753 | -2.1886 | 2.4591 | 0.027084 | 1.2247 | 0.37346 | 1.7485 | 27.6217 | 0.12667 | 0.079293 | 0.095789 | 0.12667 | 0.12964 | 0.51161 | -0.0024375 | -0.42846 | 0.51161 | 0.50592 | 0.09377 | -0.51451 | -1.3777 | 0.09377 | 0.066602 | 0.027084 | 1.2247 | 0.37346 | 1.7485 | 27.6217 | 0.12667 | 0.079293 | 0.095789 | 0.12667 | 0.12964 | 0.51161 | -0.0024375 | -0.42846 | 0.51161 | 0.50592 | 0.09377 | -0.51451 | -1.3777 | 0.09377 | 0.066602
194 | 0.23 | 0.47 | South/Central | AR | Little.Rock-Adams.Field.723403 | 3 | 2047084 | 44.8702 | 14.0391 | 64.5492 | 44.7957 | 19.7535 | 1024.9 | 4.6867 | 13.86 | 7.125 | -2.4383 | -5.5311 | 2.9375 | -5.12 | 5.3787 | -2.4412 | -27.9903 | 3.5466 | -20.85 | 7.4643 | -3.9177 | -59.862 | 4.6867 | 13.86 | 7.125 | -2.4383 | -5.5311 | 4.7966 | 13.65 | 7.3246 | -2.528 | -6.5342 | 0.027084 | 1.2152 | 0.38023 | 1.7482 | 27.758 | 0.12693 | 0.079559 | 0.096055 | 0.12693 | 0.12991 | 0.37538 | -0.13867 | -0.56469 | 0.37538 | 0.36969 | -0.1498 | -0.75808 | -1.6213 | -0.1498 | -0.17697 | 0.027084 | 1.2152 | 0.38023 | 1.7482 | 27.758 | 0.12693 | 0.079559 | 0.096055 | 0.12693 | 0.12991 | 0.37538 | -0.13867 | -0.56469 | 0.37538 | 0.36969 | -0.1498 | -0.75808 | -1.6213 | -0.1498 | -0.17697
195 | 0.23 | 0.5 | South/Central | AR | Little.Rock-Adams.Field.723403 | 3 | 2047084 | 44.3804 | 14.3991 | 64.5494 | 44.3067 | 20.2427 | 1032.33 | 4.6865 | 6.43 | 7.614 | -2.9275 | -18.6762 | 2.9373 | -12.55 | 5.8677 | -2.9304 | -41.1354 | 3.5464 | -28.28 | 7.9533 | -4.4069 | -73.0071 | 4.6865 | 6.43 | 7.614 | -2.9275 | -18.6762 | 4.7964 | 6.22 | 7.8136 | -3.0172 | -19.6793 | 0.027084 | 1.202 | 0.38998 | 1.7482 | 27.9592 | 0.12693 | 0.079553 | 0.096049 | 0.12693 | 0.1299 | 0.17415 | -0.3399 | -0.76592 | 0.17415 | 0.16846 | -0.50582 | -1.1141 | -1.9773 | -0.50582 | -0.53299 | 0.027084 | 1.202 | 0.38998 | 1.7482 | 27.9592 | 0.12693 | 0.079553 | 0.096049 | 0.12693 | 0.1299 | 0.17415 | -0.3399 | -0.76592 | 0.17415 | 0.16846 | -0.50582 | -1.1141 | -1.9773 | -0.50582 | -0.53299
196 | 0.29 | 0.17 | South/Central | AR | Little.Rock-Adams.Field.723403 | 3 | 2047084 | 51.9769 | 11.1291 | 67.726 | 51.8908 | 15.8352 | 1000.03 | 1.5099 | 38.73 | 0.029931 | 1.48 | 59.0791 | -0.23927 | 19.75 | -1.7164 | 1.4771 | 36.6198 | 0.36982 | 4.02 | 0.36922 | 0.000593 | 4.7482 | 1.5099 | 38.73 | 0.029931 | 1.48 | 59.0791 | 1.6198 | 38.52 | 0.22951 | 1.3903 | 58.0759 | 0.027084 | 1.4077 | 0.30142 | 1.8343 | 27.0844 | 0.040894 | -0.0064803 | 0.010016 | 0.040894 | 0.04387 | 1.0489 | 0.5349 | 0.10888 | 1.0489 | 1.0433 | 1.6001 | 0.9918 | 0.1286 | 1.6001 | 1.5729 | 0.027084 | 1.4077 | 0.30142 | 1.8343 | 27.0844 | 0.040894 | -0.0064803 | 0.010016 | 0.040894 | 0.04387 | 1.0489 | 0.5349 | 0.10888 | 1.0489 | 1.0433 | 1.6001 | 0.9918 | 0.1286 | 1.6001 | 1.5729
197 | 0.29 | 0.19 | South/Central | AR | Little.Rock-Adams.Field.723403 | 3 | 2047084 | 51.4771 | 11.3991 | 67.5861 | 51.3918 | 16.1943 | 1003.92 | 1.6497 | 34.84 | 0.52888 | 1.1208 | 51.2203 | -0.099456 | 15.86 | -1.2174 | 1.118 | 28.7611 | 0.50963 | 0.13 | 0.86818 | -0.35854 | -3.1106 | 1.6497 | 34.84 | 0.52888 | 1.1208 | 51.2203 | 1.7596 | 34.63 | 0.72847 | 1.0311 | 50.2172 | 0.027084 | 1.3942 | 0.30873 | 1.8305 | 27.1897 | 0.04468 | -0.0026936 | 0.013803 | 0.04468 | 0.047657 | 0.94359 | 0.42955 | 0.0035209 | 0.94359 | 0.9379 | 1.3872 | 0.77895 | -0.084245 | 1.3872 | 1.3601 | 0.027084 | 1.3942 | 0.30873 | 1.8305 | 27.1897 | 0.04468 | -0.0026936 | 0.013803 | 0.04468 | 0.047657 | 0.94359 | 0.42955 | 0.0035209 | 0.94359 | 0.9379 | 1.3872 | 0.77895 | -0.084245 | 1.3872 | 1.3601
198 | 0.29 | 0.2 | South/Central | AR | Little.Rock-Adams.Field.723403 | 3 | 2047084 | 51.2373 | 11.5191 | 67.5063 | 51.1523 | 16.354 | 1005.46 | 1.7296 | 33.3 | 0.76838 | 0.96118 | 47.953 | -0.019612 | 14.32 | -0.97795 | 0.95834 | 25.4938 | 0.58948 | -1.41 | 1.1077 | -0.5182 | -6.3778 | 1.7296 | 33.3 | 0.76838 | 0.96118 | 47.953 | 1.8395 | 33.09 | 0.96796 | 0.87149 | 46.9499 | 0.027084 | 1.3877 | 0.31198 | 1.8283 | 27.2315 | 0.046843 | -0.00053116 | 0.015965 | 0.046843 | 0.049819 | 0.90188 | 0.38784 | -0.038188 | 0.90188 | 0.8962 | 1.2987 | 0.69046 | -0.17273 | 1.2987 | 1.2716 | 0.027084 | 1.3877 | 0.31198 | 1.8283 | 27.2315 | 0.046843 | -0.00053116 | 0.015965 | 0.046843 | 0.049819 | 0.90188 | 0.38784 | -0.038188 | 0.90188 | 0.8962 | 1.2987 | 0.69046 | -0.17273 | 1.2987 | 1.2716
199 | 0.29 | 0.23 | South/Central | AR | Little.Rock-Adams.Field.723403 | 3 | 2047084 | 50.5376 | 11.8891 | 67.3166 | 50.4538 | 16.8628 | 1011.09 | 1.9193 | 27.67 | 1.4669 | 0.45235 | 36.7112 | 0.17009 | 8.69 | -0.27941 | 0.4495 | 14.252 | 0.77918 | -7.04 | 1.8062 | -1.027 | -17.6197 | 1.9193 | 27.67 | 1.4669 | 0.45235 | 36.7112 | 2.0292 | 27.46 | 1.6665 | 0.36266 | 35.7081 | 0.027084 | 1.3687 | 0.322 | 1.8232 | 27.3839 | 0.05198 | 0.0046066 | 0.021103 | 0.05198 | 0.054957 | 0.7494 | 0.23536 | -0.19067 | 0.7494 | 0.74372 | 0.99427 | 0.38599 | -0.4772 | 0.99427 | 0.9671 | 0.027084 | 1.3687 | 0.322 | 1.8232 | 27.3839 | 0.05198 | 0.0046066 | 0.021103 | 0.05198 | 0.054957 | 0.7494 | 0.23536 | -0.19067 | 0.7494 | 0.74372 | 0.99427 | 0.38599 | -0.4772 | 0.99427 | 0.9671
200 | 0.29 | 0.25 | South/Central | AR | Little.Rock-Adams.Field.723403 | 3 | 2047084 | 50.0978 | 12.1491 | 67.2267 | 50.0147 | 17.212 | 1015.39 | 2.0091 | 23.37 | 1.906 | 0.10313 | 28.4796 | 0.25995 | 4.39 | 0.15966 | 0.10028 | 6.0204 | 0.86904 | -11.34 | 2.2453 | -1.3762 | -25.8512 | 2.0091 | 23.37 | 1.906 | 0.10313 | 28.4796 | 2.119 | 23.16 | 2.1056 | 0.01344 | 27.4765 | 0.027084 | 1.3568 | 0.32904 | 1.8207 | 27.5004 | 0.054414 | 0.0070403 | 0.023537 | 0.054414 | 0.057391 | 0.63294 | 0.1189 | -0.30713 | 0.63294 | 0.62726 | 0.77133 | 0.16305 | -0.70014 | 0.77133 | 0.74416 | 0.027084 | 1.3568 | 0.32904 | 1.8207 | 27.5004 | 0.054414 | 0.0070403 | 0.023537 | 0.054414 | 0.057391 | 0.63294 | 0.1189 | -0.30713 | 0.63294 | 0.62726 | 0.77133 | 0.16305 | -0.70014 | 0.77133 | 0.74416
201 | 0.29 | 0.27 | South/Central | AR | Little.Rock-Adams.Field.723403 | 3 | 2047084 | 50.0778 | 12.1091 | 67.1768 | 49.9948 | 17.182 | 1014.43 | 2.0591 | 24.33 | 1.926 | 0.13313 | 29.9249 | 0.30991 | 5.35 | 0.17962 | 0.13028 | 7.4656 | 0.919 | -10.38 | 2.2652 | -1.3462 | -24.406 | 2.0591 | 24.33 | 1.926 | 0.13313 | 29.9249 | 2.169 | 24.12 | 2.1255 | 0.043441 | 28.9217 | 0.027084 | 1.3563 | 0.32796 | 1.8194 | 27.4744 | 0.055767 | 0.0083934 | 0.02489 | 0.055767 | 0.058744 | 0.65894 | 0.1449 | -0.28113 | 0.65894 | 0.65326 | 0.81047 | 0.2022 | -0.661 | 0.81047 | 0.7833 | 0.027084 | 1.3563 | 0.32796 | 1.8194 | 27.4744 | 0.055767 | 0.0083934 | 0.02489 | 0.055767 | 0.058744 | 0.65894 | 0.1449 | -0.28113 | 0.65894 | 0.65326 | 0.81047 | 0.2022 | -0.661 | 0.81047 | 0.7833
202 | 0.29 | 0.3 | South/Central | AR | Little.Rock-Adams.Field.723403 | 3 | 2047084 | 49.7879 | 12.2391 | 67.0869 | 49.7054 | 17.3816 | 1016.49 | 2.1489 | 22.27 | 2.2153 | -0.066421 | 25.7138 | 0.39975 | 3.29 | 0.46901 | -0.069264 | 3.2546 | 1.0088 | -12.44 | 2.5546 | -1.5458 | -28.617 | 2.1489 | 22.27 | 2.2153 | -0.066421 | 25.7138 | 2.2588 | 22.06 | 2.4149 | -0.15611 | 24.7107 | 0.027084 | 1.3484 | 0.33148 | 1.817 | 27.5302 | 0.058201 | 0.010827 | 0.027323 | 0.058201 | 0.061177 | 0.60315 | 0.089105 | -0.33692 | 0.60315 | 0.59746 | 0.69642 | 0.088146 | -0.77505 | 0.69642 | 0.66925 | 0.027084 | 1.3484 | 0.33148 | 1.817 | 27.5302 | 0.058201 | 0.010827 | 0.027323 | 0.058201 | 0.061177 | 0.60315 | 0.089105 | -0.33692 | 0.60315 | 0.59746 | 0.69642 | 0.088146 | -0.77505 | 0.69642 | 0.66925
203 | 0.29 | 0.32 | South/Central | AR | Little.Rock-Adams.Field.723403 | 3 | 2047084 | 49.3881 | 12.4591 | 66.9871 | 49.3062 | 17.6809 | 1019.94 | 2.2487 | 18.82 | 2.6145 | -0.36577 | 18.9494 | 0.49957 | -0.16 | 0.86818 | -0.36861 | -3.5098 | 1.1087 | -15.89 | 2.9538 | -1.8451 | -35.3814 | 2.2487 | 18.82 | 2.6145 | -0.36577 | 18.9494 | 2.3586 | 18.61 | 2.8141 | -0.45545 | 17.9463 | 0.027084 | 1.3376 | 0.33744 | 1.8143 | 27.6236 | 0.060904 | 0.01353 | 0.030026 | 0.060904 | 0.06388 | 0.50971 | -0.0043334 | -0.43036 | 0.50971 | 0.50403 | 0.51322 | -0.095058 | -0.95826 | 0.51322 | 0.48605 | 0.027084 | 1.3376 | 0.33744 | 1.8143 | 27.6236 | 0.060904 | 0.01353 | 0.030026 | 0.060904 | 0.06388 | 0.50971 | -0.0043334 | -0.43036 | 0.50971 | 0.50403 | 0.51322 | -0.095058 | -0.95826 | 0.51322 | 0.48605
204 | 0.29 | 0.35 | South/Central | AR | Little.Rock-Adams.Field.723403 | 3 | 2047084 | 48.7983 | 12.8091 | 66.8673 | 48.7175 | 18.1499 | 1025.74 | 2.3685 | 13.02 | 3.2033 | -0.83474 | 7.8837 | 0.61935 | -5.96 | 1.4569 | -0.83759 | -14.5755 | 1.2284 | -21.69 | 3.5426 | -2.3141 | -46.4472 | 2.3685 | 13.02 | 3.2033 | -0.83474 | 7.8837 | 2.4784 | 12.81 | 3.4029 | -0.92443 | 6.8806 | 0.027084 | 1.3216 | 0.34692 | 1.811 | 27.7807 | 0.064148 | 0.016774 | 0.033271 | 0.064148 | 0.067125 | 0.35263 | -0.16142 | -0.58744 | 0.35263 | 0.34694 | 0.21352 | -0.39476 | -1.258 | 0.21352 | 0.18635 | 0.027084 | 1.3216 | 0.34692 | 1.811 | 27.7807 | 0.064148 | 0.016774 | 0.033271 | 0.064148 | 0.067125 | 0.35263 | -0.16142 | -0.58744 | 0.35263 | 0.34694 | 0.21352 | -0.39476 | -1.258 | 0.21352 | 0.18635
205 | 0.29 | 0.37 | South/Central | AR | Little.Rock-Adams.Field.723403 | 3 | 2047084 | 48.4485 | 13.0091 | 66.7875 | 48.3682 | 18.4193 | 1028.96 | 2.4484 | 9.8 | 3.5525 | -1.1042 | 1.6673 | 0.69919 | -9.18 | 1.8062 | -1.107 | -20.7919 | 1.3083 | -24.91 | 3.8918 | -2.5835 | -52.6635 | 2.4484 | 9.8 | 3.5525 | -1.1042 | 1.6673 | 2.5583 | 9.59 | 3.7521 | -1.1939 | 0.66424 | 0.027084 | 1.3122 | 0.35233 | 1.8088 | 27.8679 | 0.06631 | 0.018937 | 0.035433 | 0.06631 | 0.069287 | 0.26542 | -0.24863 | -0.67465 | 0.26542 | 0.25973 | 0.045158 | -0.56312 | -1.4263 | 0.045158 | 0.01799 | 0.027084 | 1.3122 | 0.35233 | 1.8088 | 27.8679 | 0.06631 | 0.018937 | 0.035433 | 0.06631 | 0.069287 | 0.26542 | -0.24863 | -0.67465 | 0.26542 | 0.25973 | 0.045158 | -0.56312 | -1.4263 | 0.045158 | 0.01799
206 | 0.29 | 0.4 | South/Central | AR | Little.Rock-Adams.Field.723403 | 3 | 2047084 | 47.9487 | 13.3091 | 66.6977 | 47.8692 | 18.8285 | 1034.18 | 2.5381 | 4.58 | 4.0515 | -1.5134 | -8.1771 | 0.78894 | -14.4 | 2.3052 | -1.5162 | -30.6363 | 1.398 | -30.13 | 4.3908 | -2.9928 | -62.508 | 2.5381 | 4.58 | 4.0515 | -1.5134 | -8.1771 | 2.648 | 4.37 | 4.2511 | -1.6031 | -9.1802 | 0.027084 | 1.2986 | 0.36046 | 1.8064 | 28.0093 | 0.068741 | 0.021367 | 0.037864 | 0.068741 | 0.071718 | 0.12404 | -0.39 | -0.81603 | 0.12404 | 0.11836 | -0.22147 | -0.82974 | -1.6929 | -0.22147 | -0.24863 | 0.027084 | 1.2986 | 0.36046 | 1.8064 | 28.0093 | 0.068741 | 0.021367 | 0.037864 | 0.068741 | 0.071718 | 0.12404 | -0.39 | -0.81603 | 0.12404 | 0.11836 | -0.22147 | -0.82974 | -1.6929 | -0.22147 | -0.24863
207 | 0.29 | 0.42 | South/Central | AR | Little.Rock-Adams.Field.723403 | 3 | 2047084 | 47.6289 | 13.5191 | 66.6579 | 47.5499 | 19.108 | 1037.99 | 2.578 | 0.77 | 4.3708 | -1.7928 | -15.1747 | 0.8288 | -18.21 | 2.6245 | -1.7957 | -37.6339 | 1.4379 | -33.94 | 4.7101 | -3.2722 | -69.5056 | 2.578 | 0.77 | 4.3708 | -1.7928 | -15.1747 | 2.6879 | 0.56 | 4.5704 | -1.8825 | -16.1778 | 0.027084 | 1.29 | 0.36615 | 1.8053 | 28.1125 | 0.069821 | 0.022447 | 0.038943 | 0.069821 | 0.072797 | 0.020854 | -0.49319 | -0.91922 | 0.020854 | 0.015167 | -0.41099 | -1.0193 | -1.8825 | -0.41099 | -0.43815 | 0.027084 | 1.29 | 0.36615 | 1.8053 | 28.1125 | 0.069821 | 0.022447 | 0.038943 | 0.069821 | 0.072797 | 0.020854 | -0.49319 | -0.91922 | 0.020854 | 0.015167 | -0.41099 | -1.0193 | -1.8825 | -0.41099 | -0.43815
208 | 0.29 | 0.47 | South/Central | AR | Little.Rock-Adams.Field.723403 | 3 | 2047084 | 46.7992 | 14.1091 | 66.6182 | 46.7216 | 19.8966 | 1049.52 | 2.6176 | -10.76 | 5.1991 | -2.5814 | -35.8518 | 0.86847 | -29.74 | 3.4528 | -2.5843 | -58.311 | 1.4776 | -45.47 | 5.5384 | -4.0608 | -90.1827 | 2.6176 | -10.76 | 5.1991 | -2.5814 | -35.8518 | 2.7275 | -10.97 | 5.3987 | -2.6711 | -36.8549 | 0.027084 | 1.2675 | 0.38213 | 1.8043 | 28.4248 | 0.070895 | 0.023521 | 0.040018 | 0.070895 | 0.073871 | -0.29142 | -0.80547 | -1.2315 | -0.29142 | -0.29711 | -0.971 | -1.5793 | -2.4425 | -0.971 | -0.99816 | 0.027084 | 1.2675 | 0.38213 | 1.8043 | 28.4248 | 0.070895 | 0.023521 | 0.040018 | 0.070895 | 0.073871 | -0.29142 | -0.80547 | -1.2315 | -0.29142 | -0.29711 | -0.971 | -1.5793 | -2.4425 | -0.971 | -0.99816
209 | 0.31 | 0.17 | South/Central | AR | Little.Rock-Adams.Field.723403 | 3 | 2047084 | 52.6966 | 11.1291 | 68.4556 | 52.6093 | 15.8463 | 1008.11 | 0.78024 | 30.65 | -0.68856 | 1.4688 | 49.4422 | -0.96893 | 11.67 | -2.4349 | 1.466 | 26.983 | -0.35984 | -4.06 | -0.34927 | -0.010573 | -4.8886 | 0.78024 | 30.65 | -0.68856 | 1.4688 | 49.4422 | 0.89014 | 30.44 | -0.48898 | 1.3791 | 48.4391 | 0.027084 | 1.4272 | 0.30142 | 1.854 | 27.3032 | 0.021132 | -0.026242 | -0.0097458 | 0.021132 | 0.024108 | 0.83011 | 0.31607 | -0.10996 | 0.83011 | 0.82442 | 1.3391 | 0.7308 | -0.1324 | 1.3391 | 1.3119 | 0.027084 | 1.4272 | 0.30142 | 1.854 | 27.3032 | 0.021132 | -0.026242 | -0.0097458 | 0.021132 | 0.024108 | 0.83011 | 0.31607 | -0.10996 | 0.83011 | 0.82442 | 1.3391 | 0.7308 | -0.1324 | 1.3391 | 1.3119
210 | 0.31 | 0.19 | South/Central | AR | Little.Rock-Adams.Field.723403 | 3 | 2047084 | 52.1968 | 11.3891 | 68.3058 | 52.1103 | 16.1955 | 1011.73 | 0.93004 | 27.03 | -0.18961 | 1.1196 | 41.9792 | -0.81914 | 8.05 | -1.9359 | 1.1168 | 19.5199 | -0.21005 | -7.68 | 0.14969 | -0.35973 | -12.3517 | 0.93004 | 27.03 | -0.18961 | 1.1196 | 41.9792 | 1.0399 | 26.82 | 0.009975 | 1.03 | 40.976 | 0.027084 | 1.4137 | 0.30846 | 1.85 | 27.4013 | 0.025189 | -0.022185 | -0.0056888 | 0.025189 | 0.028165 | 0.73207 | 0.21802 | -0.208 | 0.73207 | 0.72638 | 1.1369 | 0.52867 | -0.33453 | 1.1369 | 1.1098 | 0.027084 | 1.4137 | 0.30846 | 1.85 | 27.4013 | 0.025189 | -0.022185 | -0.0056888 | 0.025189 | 0.028165 | 0.73207 | 0.21802 | -0.208 | 0.73207 | 0.72638 | 1.1369 | 0.52867 | -0.33453 | 1.1369 | 1.1098
211 | 0.31 | 0.2 | South/Central | AR | Little.Rock-Adams.Field.723403 | 3 | 2047084 | 51.9569 | 11.5091 | 68.2359 | 51.8708 | 16.3651 | 1013.54 | 0.99992 | 25.22 | 0.049891 | 0.95003 | 38.317 | -0.74925 | 6.24 | -1.6964 | 0.94719 | 15.8578 | -0.14016 | -9.49 | 0.38918 | -0.52934 | -16.0138 | 0.99992 | 25.22 | 0.049891 | 0.95003 | 38.317 | 1.1098 | 25.01 | 0.24947 | 0.86035 | 37.3139 | 0.027084 | 1.4072 | 0.31171 | 1.8481 | 27.4503 | 0.027082 | -0.020292 | -0.003796 | 0.027082 | 0.030058 | 0.68305 | 0.169 | -0.25702 | 0.68305 | 0.67736 | 1.0378 | 0.42949 | -0.43371 | 1.0378 | 1.0106 | 0.027084 | 1.4072 | 0.31171 | 1.8481 | 27.4503 | 0.027082 | -0.020292 | -0.003796 | 0.027082 | 0.030058 | 0.68305 | 0.169 | -0.25702 | 0.68305 | 0.67736 | 1.0378 | 0.42949 | -0.43371 | 1.0378 | 1.0106
212 | 0.31 | 0.23 | South/Central | AR | Little.Rock-Adams.Field.723403 | 3 | 2047084 | 51.2572 | 11.8791 | 68.0363 | 51.1723 | 16.864 | 1018.91 | 1.1996 | 19.85 | 0.74842 | 0.45118 | 27.4709 | -0.54957 | 0.87 | -0.9979 | 0.44834 | 5.0117 | 0.059519 | -14.86 | 1.0877 | -1.0282 | -26.8599 | 1.1996 | 19.85 | 0.74842 | 0.45118 | 27.4709 | 1.3095 | 19.64 | 0.94801 | 0.36149 | 26.4678 | 0.027084 | 1.3882 | 0.32173 | 1.8427 | 27.5957 | 0.03249 | -0.014884 | 0.001612 | 0.03249 | 0.035466 | 0.53761 | 0.023563 | -0.40246 | 0.53761 | 0.53192 | 0.74401 | 0.13573 | -0.72746 | 0.74401 | 0.71684 | 0.027084 | 1.3882 | 0.32173 | 1.8427 | 27.5957 | 0.03249 | -0.014884 | 0.001612 | 0.03249 | 0.035466 | 0.53761 | 0.023563 | -0.40246 | 0.53761 | 0.53192 | 0.74401 | 0.13573 | -0.72746 | 0.74401 | 0.71684
213 | 0.31 | 0.25 | South/Central | AR | Little.Rock-Adams.Field.723403 | 3 | 2047084 | 50.8074 | 12.1391 | 67.9364 | 50.7232 | 17.2132 | 1023.1 | 1.2994 | 15.66 | 1.1975 | 0.10196 | 19.367 | -0.44973 | -3.32 | -0.54885 | 0.099116 | -3.0922 | 0.15936 | -19.05 | 1.5368 | -1.3774 | -34.9639 | 1.2994 | 15.66 | 1.1975 | 0.10196 | 19.367 | 1.4093 | 15.45 | 1.3971 | 0.012272 | 18.3639 | 0.027084 | 1.376 | 0.32877 | 1.84 | 27.7092 | 0.035193 | -0.01218 | 0.0043159 | 0.035193 | 0.03817 | 0.42413 | -0.089917 | -0.51594 | 0.42413 | 0.41844 | 0.52453 | -0.083749 | -0.94695 | 0.52453 | 0.49736 | 0.027084 | 1.376 | 0.32877 | 1.84 | 27.7092 | 0.035193 | -0.01218 | 0.0043159 | 0.035193 | 0.03817 | 0.42413 | -0.089917 | -0.51594 | 0.42413 | 0.41844 | 0.52453 | -0.083749 | -0.94695 | 0.52453 | 0.49736
214 | 0.31 | 0.27 | South/Central | AR | Little.Rock-Adams.Field.723403 | 3 | 2047084 | 50.8574 | 12.0491 | 67.9064 | 50.7731 | 17.1333 | 1021.6 | 1.3295 | 17.16 | 1.1476 | 0.18188 | 21.8982 | -0.41971 | -1.82 | -0.59874 | 0.17904 | -0.56099 | 0.18938 | -17.55 | 1.4869 | -1.2975 | -32.4326 | 1.3295 | 17.16 | 1.1476 | 0.18188 | 21.8982 | 1.4394 | 16.95 | 1.3472 | 0.092193 | 20.8951 | 0.027084 | 1.3774 | 0.32633 | 1.8391 | 27.6686 | 0.036007 | -0.011367 | 0.0051292 | 0.036007 | 0.038983 | 0.46475 | -0.049292 | -0.47532 | 0.46475 | 0.45907 | 0.59308 | -0.015194 | -0.87839 | 0.59308 | 0.56591 | 0.027084 | 1.3774 | 0.32633 | 1.8391 | 27.6686 | 0.036007 | -0.011367 | 0.0051292 | 0.036007 | 0.038983 | 0.46475 | -0.049292 | -0.47532 | 0.46475 | 0.45907 | 0.59308 | -0.015194 | -0.87839 | 0.59308 | 0.56591
215 | 0.31 | 0.3 | South/Central | AR | Little.Rock-Adams.Field.723403 | 3 | 2047084 | 50.6175 | 12.1691 | 67.8465 | 50.5336 | 17.3129 | 1023.69 | 1.3893 | 15.07 | 1.3871 | 0.002251 | 17.8388 | -0.35984 | -3.91 | -0.35924 | -0.000592 | -4.6205 | 0.24925 | -19.64 | 1.7264 | -1.4771 | -36.4921 | 1.3893 | 15.07 | 1.3871 | 0.002251 | 17.8388 | 1.4992 | 14.86 | 1.5867 | -0.087436 | 16.8357 | 0.027084 | 1.3709 | 0.32958 | 1.8375 | 27.7252 | 0.037628 | -0.0097456 | 0.0067506 | 0.037628 | 0.040605 | 0.40815 | -0.1059 | -0.53192 | 0.40815 | 0.40246 | 0.48314 | -0.12514 | -0.98834 | 0.48314 | 0.45597 | 0.027084 | 1.3709 | 0.32958 | 1.8375 | 27.7252 | 0.037628 | -0.0097456 | 0.0067506 | 0.037628 | 0.040605 | 0.40815 | -0.1059 | -0.53192 | 0.40815 | 0.40246 | 0.48314 | -0.12514 | -0.98834 | 0.48314 | 0.45597
216 | 0.31 | 0.32 | South/Central | AR | Little.Rock-Adams.Field.723403 | 3 | 2047084 | 50.1977 | 12.3891 | 67.7267 | 50.1145 | 17.6122 | 1026.92 | 1.5092 | 11.84 | 1.8062 | -0.29705 | 11.3314 | -0.24002 | -7.14 | 0.059876 | -0.2999 | -11.1279 | 0.36907 | -22.87 | 2.1455 | -1.7764 | -42.9995 | 1.5092 | 11.84 | 1.8062 | -0.29705 | 11.3314 | 1.619 | 11.63 | 2.0058 | -0.38674 | 10.3282 | 0.027084 | 1.3595 | 0.33554 | 1.8343 | 27.8127 | 0.040873 | -0.0065007 | 0.0099956 | 0.040873 | 0.04385 | 0.32067 | -0.19338 | -0.6194 | 0.32067 | 0.31498 | 0.30689 | -0.30138 | -1.1646 | 0.30689 | 0.27973 | 0.027084 | 1.3595 | 0.33554 | 1.8343 | 27.8127 | 0.040873 | -0.0065007 | 0.0099956 | 0.040873 | 0.04385 | 0.32067 | -0.19338 | -0.6194 | 0.32067 | 0.31498 | 0.30689 | -0.30138 | -1.1646 | 0.30689 | 0.27973
217 | 0.31 | 0.35 | South/Central | AR | Little.Rock-Adams.Field.723403 | 3 | 2047084 | 49.598 | 12.7291 | 67.587 | 49.5158 | 18.0712 | 1032.35 | 1.6489 | 6.41 | 2.4049 | -0.75607 | 0.78828 | -0.1003 | -12.57 | 0.65862 | -0.75891 | -21.6709 | 0.50879 | -28.3 | 2.7442 | -2.2354 | -53.5426 | 1.6489 | 6.41 | 2.4049 | -0.75607 | 0.78828 | 1.7588 | 6.2 | 2.6045 | -0.84576 | -0.21484 | 0.027084 | 1.3433 | 0.34475 | 1.8305 | 27.9597 | 0.044657 | -0.0027164 | 0.01378 | 0.044657 | 0.047634 | 0.17361 | -0.34044 | -0.76647 | 0.17361 | 0.16792 | 0.021349 | -0.58693 | -1.4501 | 0.021349 | -0.0058185 | 0.027084 | 1.3433 | 0.34475 | 1.8305 | 27.9597 | 0.044657 | -0.0027164 | 0.01378 | 0.044657 | 0.047634 | 0.17361 | -0.34044 | -0.76647 | 0.17361 | 0.16792 | 0.021349 | -0.58693 | -1.4501 | 0.021349 | -0.0058185
218 | 0.31 | 0.37 | South/Central | AR | Little.Rock-Adams.Field.723403 | 3 | 2047084 | 49.2081 | 12.9591 | 67.5071 | 49.1266 | 18.3805 | 1036.17 | 1.7287 | 2.59 | 2.7941 | -1.0654 | -6.5004 | -0.02046 | -16.39 | 1.0478 | -1.0683 | -28.9596 | 0.58863 | -32.12 | 3.1334 | -2.5448 | -60.8313 | 1.7287 | 2.59 | 2.7941 | -1.0654 | -6.5004 | 1.8386 | 2.38 | 2.9937 | -1.1551 | -7.5035 | 0.027084 | 1.3327 | 0.35098 | 1.8283 | 28.0632 | 0.04682 | -0.00055413 | 0.015942 | 0.04682 | 0.049796 | 0.070146 | -0.4439 | -0.86992 | 0.070146 | 0.064459 | -0.17605 | -0.78433 | -1.6475 | -0.17605 | -0.20322 | 0.027084 | 1.3327 | 0.35098 | 1.8283 | 28.0632 | 0.04682 | -0.00055413 | 0.015942 | 0.04682 | 0.049796 | 0.070146 | -0.4439 | -0.86992 | 0.070146 | 0.064459 | -0.17605 | -0.78433 | -1.6475 | -0.17605 | -0.20322
219 | 0.31 | 0.4 | South/Central | AR | Little.Rock-Adams.Field.723403 | 3 | 2047084 | 48.6584 | 13.2891 | 67.3974 | 48.5777 | 18.8197 | 1041.64 | 1.8385 | -2.88 | 3.343 | -1.5045 | -16.8922 | 0.089284 | -21.86 | 1.5966 | -1.5074 | -39.3514 | 0.69837 | -37.59 | 3.6823 | -2.9839 | -71.2231 | 1.8385 | -2.88 | 3.343 | -1.5045 | -16.8922 | 1.9484 | -3.09 | 3.5426 | -1.5942 | -17.8953 | 0.027084 | 1.3178 | 0.35992 | 1.8254 | 28.2113 | 0.049792 | 0.0024181 | 0.018914 | 0.049792 | 0.052768 | -0.078001 | -0.59205 | -1.0181 | -0.078001 | -0.083688 | -0.4575 | -1.0658 | -1.929 | -0.4575 | -0.48467 | 0.027084 | 1.3178 | 0.35992 | 1.8254 | 28.2113 | 0.049792 | 0.0024181 | 0.018914 | 0.049792 | 0.052768 | -0.078001 | -0.59205 | -1.0181 | -0.078001 | -0.083688 | -0.4575 | -1.0658 | -1.929 | -0.4575 | -0.48467
220 | 0.31 | 0.42 | South/Central | AR | Little.Rock-Adams.Field.723403 | 3 | 2047084 | 48.3085 | 13.5191 | 67.3575 | 48.2285 | 19.1291 | 1045.89 | 1.8783 | -7.13 | 3.6922 | -1.8139 | -24.694 | 0.12914 | -26.11 | 1.9459 | -1.8168 | -47.1533 | 0.73823 | -41.84 | 4.0315 | -3.2933 | -79.0249 | 1.8783 | -7.13 | 3.6922 | -1.8139 | -24.694 | 1.9882 | -7.34 | 3.8918 | -1.9036 | -25.6971 | 0.027084 | 1.3084 | 0.36615 | 1.8243 | 28.3264 | 0.050872 | 0.0034977 | 0.019994 | 0.050872 | 0.053848 | -0.19311 | -0.70715 | -1.1332 | -0.19311 | -0.19879 | -0.6688 | -1.2771 | -2.1403 | -0.6688 | -0.69597 | 0.027084 | 1.3084 | 0.36615 | 1.8243 | 28.3264 | 0.050872 | 0.0034977 | 0.019994 | 0.050872 | 0.053848 | -0.19311 | -0.70715 | -1.1332 | -0.19311 | -0.19879 | -0.6688 | -1.2771 | -2.1403 | -0.6688 | -0.69597
221 | 0.31 | 0.47 | South/Central | AR | Little.Rock-Adams.Field.723403 | 3 | 2047084 | 47.3889 | 14.1691 | 67.2979 | 47.3104 | 19.9875 | 1058.26 | 1.9379 | -19.5 | 4.6103 | -2.6724 | -46.9932 | 0.18875 | -38.48 | 2.864 | -2.6752 | -69.4525 | 0.79784 | -54.21 | 4.9496 | -4.1518 | -101.3241 | 1.9379 | -19.5 | 4.6103 | -2.6724 | -46.9932 | 2.0478 | -19.71 | 4.8099 | -2.7621 | -47.9964 | 0.027084 | 1.2835 | 0.38375 | 1.8227 | 28.6615 | 0.052486 | 0.005112 | 0.021608 | 0.052486 | 0.055462 | -0.52813 | -1.0422 | -1.4682 | -0.52813 | -0.53382 | -1.2727 | -1.881 | -2.7442 | -1.2727 | -1.2999 | 0.027084 | 1.2835 | 0.38375 | 1.8227 | 28.6615 | 0.052486 | 0.005112 | 0.021608 | 0.052486 | 0.055462 | -0.52813 | -1.0422 | -1.4682 | -0.52813 | -0.53382 | -1.2727 | -1.881 | -2.7442 | -1.2727 | -1.2999
222 | 0.32 | 0.17 | South/Central | AR | Little.Rock-Adams.Field.723403 | 3 | 2047084 | 53.0564 | 11.1291 | 68.8254 | 52.9685 | 15.8569 | 1012.27 | 0.41043 | 26.49 | -1.0478 | 1.4582 | 44.4259 | -1.3387 | 7.51 | -2.7941 | 1.4554 | 21.9667 | -0.72966 | -8.22 | -0.70851 | -0.021147 | -9.905 | 0.41043 | 26.49 | -1.0478 | 1.4582 | 44.4259 | 0.52032 | 26.28 | -0.84822 | 1.3685 | 43.4228 | 0.027084 | 1.437 | 0.30142 | 1.864 | 27.4159 | 0.011116 | -0.036258 | -0.019762 | 0.011116 | 0.014092 | 0.71744 | 0.2034 | -0.22263 | 0.71744 | 0.71176 | 1.2032 | 0.59494 | -0.26826 | 1.2032 | 1.176 | 0.027084 | 1.437 | 0.30142 | 1.864 | 27.4159 | 0.011116 | -0.036258 | -0.019762 | 0.011116 | 0.014092 | 0.71744 | 0.2034 | -0.22263 | 0.71744 | 0.71176 | 1.2032 | 0.59494 | -0.26826 | 1.2032 | 1.176
223 | 0.32 | 0.19 | South/Central | AR | Little.Rock-Adams.Field.723403 | 3 | 2047084 | 52.5466 | 11.3791 | 68.6557 | 52.4596 | 16.1961 | 1015.53 | 0.5802 | 23.23 | -0.53887 | 1.1191 | 37.4871 | -1.169 | 4.25 | -2.2852 | 1.1162 | 15.0279 | -0.55989 | -11.48 | -0.19958 | -0.36031 | -16.8437 | 0.5802 | 23.23 | -0.53887 | 1.1191 | 37.4871 | 0.69009 | 23.02 | -0.33929 | 1.0294 | 36.484 | 0.027084 | 1.4232 | 0.30819 | 1.8594 | 27.5042 | 0.015714 | -0.03166 | -0.015164 | 0.015714 | 0.01869 | 0.62915 | 0.11511 | -0.31092 | 0.62915 | 0.62346 | 1.0153 | 0.40701 | -0.45619 | 1.0153 | 0.98812 | 0.027084 | 1.4232 | 0.30819 | 1.8594 | 27.5042 | 0.015714 | -0.03166 | -0.015164 | 0.015714 | 0.01869 | 0.62915 | 0.11511 | -0.31092 | 0.62915 | 0.62346 | 1.0153 | 0.40701 | -0.45619 | 1.0153 | 0.98812
227 | 0.32 | 0.27 | South/Central | AR | Little.Rock-Adams.Field.723403 | 3 | 2047084 | 51.2072 | 12.0491 | 68.2562 | 51.1224 | 17.1338 | 1025.4 | 0.97961 | 13.36 | 0.79832 | 0.18129 | 17.4054 | -0.76956 | -5.62 | -0.94801 | 0.17844 | -5.0538 | -0.16048 | -21.35 | 1.1376 | -1.2981 | -36.9254 | 0.97961 | 13.36 | 0.79832 | 0.18129 | 17.4054 | 1.0895 | 13.15 | 0.9979 | 0.0916 | 16.4023 | 0.027084 | 1.3869 | 0.32633 | 1.8486 | 27.7715 | 0.026531 | -0.020843 | -0.0043463 | 0.026531 | 0.029508 | 0.36184 | -0.15221 | -0.57823 | 0.36184 | 0.35615 | 0.4714 | -0.13688 | -1.0001 | 0.4714 | 0.44423 | 0.027084 | 1.3869 | 0.32633 | 1.8486 | 27.7715 | 0.026531 | -0.020843 | -0.0043463 | 0.026531 | 0.029508 | 0.36184 | -0.15221 | -0.57823 | 0.36184 | 0.35615 | 0.4714 | -0.13688 | -1.0001 | 0.4714 | 0.44423
229 | 0.32 | 0.32 | South/Central | AR | Little.Rock-Adams.Field.723403 | 3 | 2047084 | 50.5475 | 12.3791 | 68.0766 | 50.4638 | 17.6128 | 1030.71 | 1.1593 | 8.05 | 1.4569 | -0.29765 | 6.8385 | -0.58988 | -10.93 | -0.28939 | -0.30049 | -15.6207 | 0.019207 | -26.66 | 1.7962 | -1.777 | -47.4923 | 1.1593 | 8.05 | 1.4569 | -0.29765 | 6.8385 | 1.2692 | 7.84 | 1.6565 | -0.38733 | 5.8354 | 0.027084 | 1.369 | 0.33527 | 1.8438 | 27.9153 | 0.031398 | -0.015976 | 0.00052019 | 0.031398 | 0.034374 | 0.21802 | -0.29602 | -0.72205 | 0.21802 | 0.21234 | 0.18521 | -0.42306 | -1.2863 | 0.18521 | 0.15804 | 0.027084 | 1.369 | 0.33527 | 1.8438 | 27.9153 | 0.031398 | -0.015976 | 0.00052019 | 0.031398 | 0.034374 | 0.21802 | -0.29602 | -0.72205 | 0.21802 | 0.21234 | 0.18521 | -0.42306 | -1.2863 | 0.18521 | 0.15804
231 | 0.32 | 0.37 | South/Central | AR | Little.Rock-Adams.Field.723403 | 3 | 2047084 | 49.558 | 12.9491 | 67.8569 | 49.4759 | 18.3811 | 1039.96 | 1.3789 | -1.2 | 2.4449 | -1.0659 | -10.9908 | -0.37026 | -20.18 | 0.69854 | -1.0688 | -33.45 | 0.23883 | -35.91 | 2.7842 | -2.5453 | -65.3216 | 1.3789 | -1.2 | 2.4449 | -1.0659 | -10.9908 | 1.4888 | -1.41 | 2.6444 | -1.1556 | -11.9939 | 0.027084 | 1.3422 | 0.35071 | 1.8378 | 28.1658 | 0.037346 | -0.010028 | 0.0064684 | 0.037346 | 0.040322 | -0.0325 | -0.54655 | -0.97257 | -0.0325 | -0.038188 | -0.29767 | -0.90595 | -1.7691 | -0.29767 | -0.32484 | 0.027084 | 1.3422 | 0.35071 | 1.8378 | 28.1658 | 0.037346 | -0.010028 | 0.0064684 | 0.037346 | 0.040322 | -0.0325 | -0.54655 | -0.97257 | -0.0325 | -0.038188 | -0.29767 | -0.90595 | -1.7691 | -0.29767 | -0.32484
233 | 0.32 | 0.42 | South/Central | AR | Little.Rock-Adams.Field.723403 | 3 | 2047084 | 48.6484 | 13.5091 | 67.6874 | 48.5678 | 19.1196 | 1049.31 | 1.5485 | -10.55 | 3.353 | -1.8045 | -28.661 | -0.2007 | -29.53 | 1.6066 | -1.8073 | -51.1202 | 0.40839 | -45.26 | 3.6923 | -3.2839 | -82.9918 | 1.5485 | -10.55 | 3.353 | -1.8045 | -28.661 | 1.6584 | -10.76 | 3.5525 | -1.8942 | -29.6641 | 0.027084 | 1.3176 | 0.36587 | 1.8332 | 28.4191 | 0.041938 | -0.0054355 | 0.011061 | 0.041938 | 0.044915 | -0.28573 | -0.79978 | -1.2258 | -0.28573 | -0.29142 | -0.77624 | -1.3845 | -2.2477 | -0.77624 | -0.80341 | 0.027084 | 1.3176 | 0.36587 | 1.8332 | 28.4191 | 0.041938 | -0.0054355 | 0.011061 | 0.041938 | 0.044915 | -0.28573 | -0.79978 | -1.2258 | -0.28573 | -0.29142 | -0.77624 | -1.3845 | -2.2477 | -0.77624 | -0.80341
234 | 0.32 | 0.47 | South/Central | AR | Little.Rock-Adams.Field.723403 | 3 | 2047084 | 47.7288 | 14.1591 | 67.6378 | 47.6497 | 19.9881 | 1061.95 | 1.5981 | -23.19 | 4.271 | -2.6729 | -51.3568 | -0.15109 | -42.17 | 2.5247 | -2.6758 | -73.816 | 0.458 | -57.9 | 4.6103 | -4.1523 | -105.6876 | 1.5981 | -23.19 | 4.271 | -2.6729 | -51.3568 | 1.708 | -23.4 | 4.4706 | -2.7626 | -52.3599 | 0.027084 | 1.2927 | 0.38348 | 1.8319 | 28.7614 | 0.043282 | -0.0040921 | 0.012404 | 0.043282 | 0.046258 | -0.62807 | -1.1421 | -1.5681 | -0.62807 | -0.63376 | -1.3909 | -1.9992 | -2.8624 | -1.3909 | -1.4181 | 0.027084 | 1.2927 | 0.38348 | 1.8319 | 28.7614 | 0.043282 | -0.0040921 | 0.012404 | 0.043282 | 0.046258 | -0.62807 | -1.1421 | -1.5681 | -0.62807 | -0.63376 | -1.3909 | -1.9992 | -2.8624 | -1.3909 | -1.4181
235 | 0.34 | 0.17 | South/Central | AR | Little.Rock-Adams.Field.723403 | 3 | 2047084 | 53.7561 | 11.1291 | 69.5351 | 53.6671 | 15.868 | 1020.12 | -0.29925 | 18.64 | -1.7463 | 1.4471 | 35.0452 | -2.0484 | -0.34 | -3.4927 | 1.4442 | 12.586 | -1.4393 | -16.07 | -1.407 | -0.032293 | -19.2856 | -0.29925 | 18.64 | -1.7463 | 1.4471 | 35.0452 | -0.18936 | 18.43 | -1.5468 | 1.3574 | 34.0421 | 0.027084 | 1.4559 | 0.30142 | 1.8833 | 27.6285 | -0.0081048 | -0.055479 | -0.038982 | -0.0081048 | -0.0051285 | 0.50484 | -0.0092084 | -0.43523 | 0.50484 | 0.49915 | 0.94915 | 0.34087 | -0.52232 | 0.94915 | 0.92198 | 0.027084 | 1.4559 | 0.30142 | 1.8833 | 27.6285 | -0.0081048 | -0.055479 | -0.038982 | -0.0081048 | -0.0051285 | 0.50484 | -0.0092084 | -0.43523 | 0.50484 | 0.49915 | 0.94915 | 0.34087 | -0.52232 | 0.94915 | 0.92198
236 | 0.34 | 0.19 | South/Central | AR | Little.Rock-Adams.Field.723403 | 3 | 2047084 | 53.2563 | 11.3791 | 69.3753 | 53.1681 | 16.2072 | 1023.49 | -0.13946 | 15.27 | -1.2474 | 1.1079 | 27.9788 | -1.8886 | -3.71 | -2.9937 | 1.1051 | 5.5196 | -1.2795 | -19.44 | -0.90809 | -0.37145 | -26.3521 | -0.13946 | 15.27 | -1.2474 | 1.1079 | 27.9788 | -0.029564 | 15.06 | -1.0478 | 1.0182 | 26.9757 | 0.027084 | 1.4424 | 0.30819 | 1.8789 | 27.7198 | -0.003777 | -0.051151 | -0.034655 | -0.003777 | -0.0008007 | 0.41357 | -0.10048 | -0.5265 | 0.41357 | 0.40788 | 0.75777 | 0.14949 | -0.71371 | 0.75777 | 0.7306 | 0.027084 | 1.4424 | 0.30819 | 1.8789 | 27.7198 | -0.003777 | -0.051151 | -0.034655 | -0.003777 | -0.0008007 | 0.41357 | -0.10048 | -0.5265 | 0.41357 | 0.40788 | 0.75777 | 0.14949 | -0.71371 | 0.75777 | 0.7306
237 | 0.34 | 0.2 | South/Central | AR | Little.Rock-Adams.Field.723403 | 3 | 2047084 | 53.0064 | 11.4991 | 69.2955 | 52.9186 | 16.3768 | 1025.18 | -0.059594 | 13.58 | -0.99791 | 0.93831 | 24.4443 | -1.8088 | -5.4 | -2.7442 | 0.93547 | 1.9851 | -1.1997 | -21.13 | -0.65861 | -0.54106 | -29.8865 | -0.059594 | 13.58 | -0.99791 | 0.93831 | 24.4443 | 0.050301 | 13.37 | -0.79833 | 0.84863 | 23.4412 | 0.027084 | 1.4356 | 0.31144 | 1.8768 | 27.7655 | -0.001614 | -0.048988 | -0.032492 | -0.001614 | 0.0013623 | 0.3678 | -0.14625 | -0.57228 | 0.3678 | 0.36211 | 0.66204 | 0.053764 | -0.80943 | 0.66204 | 0.63487 | 0.027084 | 1.4356 | 0.31144 | 1.8768 | 27.7655 | -0.001614 | -0.048988 | -0.032492 | -0.001614 | 0.0013623 | 0.3678 | -0.14625 | -0.57228 | 0.3678 | 0.36211 | 0.66204 | 0.053764 | -0.80943 | 0.66204 | 0.63487
238 | 0.34 | 0.23 | South/Central | AR | Little.Rock-Adams.Field.723403 | 3 | 2047084 | 52.3067 | 11.8691 | 69.0957 | 52.2201 | 16.8756 | 1030.55 | 0.14013 | 8.21 | -0.29937 | 0.4395 | 13.5999 | -1.609 | -10.77 | -2.0457 | 0.43666 | -8.8593 | -0.99996 | -26.5 | 0.039919 | -1.0399 | -40.731 | 0.14013 | 8.21 | -0.29937 | 0.4395 | 13.5999 | 0.25002 | 8 | -0.099792 | 0.34981 | 12.5968 | 0.027084 | 1.4167 | 0.32146 | 1.8714 | 27.911 | 0.0037951 | -0.043579 | -0.027082 | 0.0037951 | 0.0067715 | 0.22236 | -0.29169 | -0.71771 | 0.22236 | 0.21667 | 0.36833 | -0.23994 | -1.1031 | 0.36833 | 0.34117 | 0.027084 | 1.4167 | 0.32146 | 1.8714 | 27.911 | 0.0037951 | -0.043579 | -0.027082 | 0.0037951 | 0.0067715 | 0.22236 | -0.29169 | -0.71771 | 0.22236 | 0.21667 | 0.36833 | -0.23994 | -1.1031 | 0.36833 | 0.34117
239 | 0.34 | 0.25 | South/Central | AR | Little.Rock-Adams.Field.723403 | 3 | 2047084 | 51.8669 | 12.1191 | 68.9959 | 51.781 | 17.2149 | 1034.6 | 0.23993 | 4.16 | 0.13971 | 0.10022 | 5.7625 | -1.5092 | -14.82 | -1.6066 | 0.097378 | -16.6967 | -0.90016 | -30.55 | 0.479 | -1.3792 | -48.5684 | 0.23993 | 4.16 | 0.13971 | 0.10022 | 5.7625 | 0.34982 | 3.95 | 0.33929 | 0.010534 | 4.7594 | 0.027084 | 1.4047 | 0.32823 | 1.8687 | 28.0207 | 0.0064981 | -0.040876 | -0.02438 | 0.0064981 | 0.0094744 | 0.11267 | -0.40138 | -0.8274 | 0.11267 | 0.10698 | 0.15607 | -0.45221 | -1.3154 | 0.15607 | 0.1289 | 0.027084 | 1.4047 | 0.32823 | 1.8687 | 28.0207 | 0.0064981 | -0.040876 | -0.02438 | 0.0064981 | 0.0094744 | 0.11267 | -0.40138 | -0.8274 | 0.11267 | 0.10698 | 0.15607 | -0.45221 | -1.3154 | 0.15607 | 0.1289
240 | 0.34 | 0.27 | South/Central | AR | Little.Rock-Adams.Field.723403 | 3 | 2047084 | 51.9069 | 12.0391 | 68.9659 | 51.8209 | 17.145 | 1033.25 | 0.26995 | 5.51 | 0.099789 | 0.17016 | 8.0256 | -1.4792 | -13.47 | -1.6465 | 0.16732 | -14.4336 | -0.87013 | -29.2 | 0.43908 | -1.3092 | -46.3052 | 0.26995 | 5.51 | 0.099789 | 0.17016 | 8.0256 | 0.37985 | 5.3 | 0.29937 | 0.080476 | 7.0225 | 0.027084 | 1.4058 | 0.32606 | 1.8678 | 27.9841 | 0.0073113 | -0.040063 | -0.023566 | 0.0073113 | 0.010288 | 0.14923 | -0.36482 | -0.79084 | 0.14923 | 0.14354 | 0.21736 | -0.39091 | -1.2541 | 0.21736 | 0.1902 | 0.027084 | 1.4058 | 0.32606 | 1.8678 | 27.9841 | 0.0073113 | -0.040063 | -0.023566 | 0.0073113 | 0.010288 | 0.14923 | -0.36482 | -0.79084 | 0.14923 | 0.14354 | 0.21736 | -0.39091 | -1.2541 | 0.21736 | 0.1902
241 | 0.34 | 0.3 | South/Central | AR | Little.Rock-Adams.Field.723403 | 3 | 2047084 | 51.667 | 12.1491 | 68.896 | 51.5814 | 17.3146 | 1035.08 | 0.33984 | 3.68 | 0.33929 | 0.000552 | 4.3635 | -1.4093 | -15.3 | -1.407 | -0.002291 | -18.0957 | -0.80024 | -31.03 | 0.67858 | -1.4788 | -49.9674 | 0.33984 | 3.68 | 0.33929 | 0.000552 | 4.3635 | 0.44973 | 3.47 | 0.53887 | -0.089135 | 3.3604 | 0.027084 | 1.3993 | 0.32904 | 1.866 | 28.0337 | 0.0092041 | -0.03817 | -0.021673 | 0.0092041 | 0.01218 | 0.099668 | -0.41438 | -0.8404 | 0.099668 | 0.09398 | 0.11818 | -0.4901 | -1.3533 | 0.11818 | 0.091011 | 0.027084 | 1.3993 | 0.32904 | 1.866 | 28.0337 | 0.0092041 | -0.03817 | -0.021673 | 0.0092041 | 0.01218 | 0.099668 | -0.41438 | -0.8404 | 0.099668 | 0.09398 | 0.11818 | -0.4901 | -1.3533 | 0.11818 | 0.091011
242 | 0.34 | 0.32 | South/Central | AR | Little.Rock-Adams.Field.723403 | 3 | 2047084 | 51.2472 | 12.3691 | 68.7762 | 51.1623 | 17.6139 | 1038.3 | 0.45965 | 0.46 | 0.75841 | -0.29875 | -2.1439 | -1.2895 | -18.52 | -0.98792 | -0.3016 | -24.6031 | -0.68043 | -34.25 | 1.0977 | -1.7781 | -56.4747 | 0.45965 | 0.46 | 0.75841 | -0.29875 | -2.1439 | 0.56955 | 0.25 | 0.95799 | -0.38844 | -3.147 | 0.027084 | 1.388 | 0.335 | 1.8627 | 28.1209 | 0.012449 | -0.034925 | -0.018428 | 0.012449 | 0.015425 | 0.012458 | -0.50159 | -0.92761 | 0.012458 | 0.0067709 | -0.058064 | -0.66634 | -1.5295 | -0.058064 | -0.085231 | 0.027084 | 1.388 | 0.335 | 1.8627 | 28.1209 | 0.012449 | -0.034925 | -0.018428 | 0.012449 | 0.015425 | 0.012458 | -0.50159 | -0.92761 | 0.012458 | 0.0067709 | -0.058064 | -0.66634 | -1.5295 | -0.058064 | -0.085231
243 | 0.34 | 0.35 | South/Central | AR | Little.Rock-Adams.Field.723403 | 3 | 2047084 | 50.6375 | 12.7091 | 68.6265 | 50.5536 | 18.0729 | 1043.63 | 0.6094 | -4.87 | 1.3671 | -0.75773 | -12.5576 | -1.1398 | -23.85 | -0.3792 | -0.76057 | -35.0168 | -0.53068 | -39.58 | 1.7064 | -2.2371 | -66.8884 | 0.6094 | -4.87 | 1.3671 | -0.75773 | -12.5576 | 0.7193 | -5.08 | 1.5667 | -0.84741 | -13.5607 | 0.027084 | 1.3714 | 0.34421 | 1.8587 | 28.2652 | 0.016505 | -0.030869 | -0.014373 | 0.016505 | 0.019481 | -0.1319 | -0.64594 | -1.072 | -0.1319 | -0.13758 | -0.3401 | -0.94838 | -1.8116 | -0.3401 | -0.36727 | 0.027084 | 1.3714 | 0.34421 | 1.8587 | 28.2652 | 0.016505 | -0.030869 | -0.014373 | 0.016505 | 0.019481 | -0.1319 | -0.64594 | -1.072 | -0.1319 | -0.13758 | -0.3401 | -0.94838 | -1.8116 | -0.3401 | -0.36727
244 | 0.34 | 0.37 | South/Central | AR | Little.Rock-Adams.Field.723403 | 3 | 2047084 | 50.2476 | 12.9291 | 68.5366 | 50.1644 | 18.3722 | 1047.19 | 0.69921 | -8.43 | 1.7563 | -1.0571 | -19.4506 | -1.05 | -27.41 | 0.009982 | -1.0599 | -41.9098 | -0.44087 | -43.14 | 2.0956 | -2.5365 | -73.7814 | 0.69921 | -8.43 | 1.7563 | -1.0571 | -19.4506 | 0.80911 | -8.64 | 1.9559 | -1.1468 | -20.4537 | 0.027084 | 1.3609 | 0.35017 | 1.8562 | 28.3617 | 0.018937 | -0.028437 | -0.01194 | 0.018937 | 0.021914 | -0.22831 | -0.74236 | -1.1684 | -0.22831 | -0.234 | -0.52679 | -1.1351 | -1.9983 | -0.52679 | -0.55396 | 0.027084 | 1.3609 | 0.35017 | 1.8562 | 28.3617 | 0.018937 | -0.028437 | -0.01194 | 0.018937 | 0.021914 | -0.22831 | -0.74236 | -1.1684 | -0.22831 | -0.234 | -0.52679 | -1.1351 | -1.9983 | -0.52679 | -0.55396
245 | 0.34 | 0.4 | South/Central | AR | Little.Rock-Adams.Field.723403 | 3 | 2047084 | 49.6979 | 13.2591 | 68.4269 | 49.6156 | 18.8113 | 1052.66 | 0.80896 | -13.9 | 2.3052 | -1.4962 | -29.8423 | -0.94021 | -32.88 | 0.55883 | -1.499 | -52.3015 | -0.33112 | -48.61 | 2.6445 | -2.9756 | -84.1732 | 0.80896 | -13.9 | 2.3052 | -1.4962 | -29.8423 | 0.91886 | -14.11 | 2.5047 | -1.5859 | -30.8454 | 0.027084 | 1.346 | 0.3591 | 1.8532 | 28.5098 | 0.02191 | -0.025464 | -0.008968 | 0.02191 | 0.024886 | -0.37646 | -0.89051 | -1.3165 | -0.37646 | -0.38215 | -0.80824 | -1.4165 | -2.2797 | -0.80824 | -0.8354 | 0.027084 | 1.346 | 0.3591 | 1.8532 | 28.5098 | 0.02191 | -0.025464 | -0.008968 | 0.02191 | 0.024886 | -0.37646 | -0.89051 | -1.3165 | -0.37646 | -0.38215 | -0.80824 | -1.4165 | -2.2797 | -0.80824 | -0.8354
246 | 0.34 | 0.42 | South/Central | AR | Little.Rock-Adams.Field.723403 | 3 | 2047084 | 49.338 | 13.4891 | 68.377 | 49.2563 | 19.1207 | 1056.81 | 0.85884 | -18.05 | 2.6644 | -1.8056 | -37.5149 | -0.89033 | -37.03 | 0.91808 | -1.8084 | -59.9741 | -0.28124 | -52.76 | 3.0037 | -3.2849 | -91.8457 | 0.85884 | -18.05 | 2.6644 | -1.8056 | -37.5149 | 0.96873 | -18.26 | 2.864 | -1.8953 | -38.518 | 0.027084 | 1.3363 | 0.36533 | 1.8519 | 28.6222 | 0.02326 | -0.024113 | -0.0076171 | 0.02326 | 0.026237 | -0.48886 | -1.0029 | -1.4289 | -0.48886 | -0.49455 | -1.016 | -1.6243 | -2.4875 | -1.016 | -1.0432 | 0.027084 | 1.3363 | 0.36533 | 1.8519 | 28.6222 | 0.02326 | -0.024113 | -0.0076171 | 0.02326 | 0.026237 | -0.48886 | -1.0029 | -1.4289 | -0.48886 | -0.49455 | -1.016 | -1.6243 | -2.4875 | -1.016 | -1.0432
247 | 0.34 | 0.47 | South/Central | AR | Little.Rock-Adams.Field.723403 | 3 | 2047084 | 48.4185 | 14.1391 | 68.3174 | 48.3382 | 19.9792 | 1069.18 | 0.91843 | -30.42 | 3.5825 | -2.6641 | -59.8148 | -0.83075 | -49.4 | 1.8361 | -2.6669 | -82.274 | -0.22166 | -65.13 | 3.9218 | -4.1434 | -114.1457 | 0.91843 | -30.42 | 3.5825 | -2.6641 | -59.8148 | 1.0283 | -30.63 | 3.7821 | -2.7537 | -60.8179 | 0.027084 | 1.3113 | 0.38294 | 1.8503 | 28.9572 | 0.024874 | -0.0225 | -0.0060033 | 0.024874 | 0.027851 | -0.82388 | -1.3379 | -1.764 | -0.82388 | -0.82957 | -1.62 | -2.2283 | -3.0915 | -1.62 | -1.6472 | 0.027084 | 1.3113 | 0.38294 | 1.8503 | 28.9572 | 0.024874 | -0.0225 | -0.0060033 | 0.024874 | 0.027851 | -0.82388 | -1.3379 | -1.764 | -0.82388 | -0.82957 | -1.62 | -2.2283 | -3.0915 | -1.62 | -1.6472
248 | 0.2 | 0.21 | South/Central | AR | Little.Rock-Adams.Field.723403 | 3 | 2047084 | 47.639 | 11.7091 | 64.078 | 47.5599 | 16.5181 | 970.77 | 5.1579 | 67.99 | 4.3608 | 0.79703 | 87.4128 | 3.4087 | 49.01 | 2.6145 | 0.79419 | 64.9536 | 4.0178 | 33.28 | 4.7001 | -0.68234 | 33.0819 | 5.1579 | 67.99 | 4.3608 | 0.79703 | 87.4128 | 5.2678 | 67.78 | 4.5604 | 0.70735 | 86.4097 | 0.027084 | 1.2902 | 0.31712 | 1.7355 | 26.2919 | 0.13969 | 0.09232 | 0.10882 | 0.13969 | 0.14267 | 1.8414 | 1.3274 | 0.90134 | 1.8414 | 1.8357 | 2.3675 | 1.7592 | 0.89598 | 2.3675 | 2.3403 | 0.027084 | 1.2902 | 0.31712 | 1.7355 | 26.2919 | 0.13969 | 0.09232 | 0.10882 | 0.13969 | 0.14267 | 1.8414 | 1.3274 | 0.90134 | 1.8414 | 1.8357 | 2.3675 | 1.7592 | 0.89598 | 2.3675 | 2.3403
249 | 0.21 | 0.21 | South/Central | AR | Little.Rock-Adams.Field.723403 | 3 | 2047084 | 48.0188 | 11.6991 | 64.4578 | 47.9391 | 16.5187 | 974.89 | 4.778 | 63.87 | 3.9816 | 0.79642 | 82.5361 | 3.0289 | 44.89 | 2.2353 | 0.79358 | 60.0769 | 3.638 | 29.16 | 4.3209 | -0.68296 | 28.2053 | 4.778 | 63.87 | 3.9816 | 0.79642 | 82.5361 | 4.8879 | 63.66 | 4.1812 | 0.70673 | 81.533 | 0.027084 | 1.3005 | 0.31685 | 1.7457 | 26.4035 | 0.12941 | 0.082033 | 0.098529 | 0.12941 | 0.13238 | 1.7298 | 1.2158 | 0.78976 | 1.7298 | 1.7241 | 2.2354 | 1.6271 | 0.7639 | 2.2354 | 2.2082 | 0.027084 | 1.3005 | 0.31685 | 1.7457 | 26.4035 | 0.12941 | 0.082033 | 0.098529 | 0.12941 | 0.13238 | 1.7298 | 1.2158 | 0.78976 | 1.7298 | 1.7241 | 2.2354 | 1.6271 | 0.7639 | 2.2354 | 2.2082
250 | 0.22 | 0.21 | South/Central | AR | Little.Rock-Adams.Field.723403 | 3 | 2047084 | 48.3986 | 11.6991 | 64.8476 | 48.3183 | 16.5293 | 979.29 | 4.3883 | 59.47 | 3.6024 | 0.78585 | 77.2644 | 2.6391 | 40.49 | 1.8561 | 0.783 | 54.8052 | 3.2482 | 24.76 | 3.9417 | -0.69353 | 22.9336 | 4.3883 | 59.47 | 3.6024 | 0.78585 | 77.2644 | 4.4982 | 59.26 | 3.802 | 0.69616 | 76.2613 | 0.027084 | 1.3108 | 0.31685 | 1.7563 | 26.5227 | 0.11885 | 0.071476 | 0.087973 | 0.11885 | 0.12183 | 1.6107 | 1.0966 | 0.67059 | 1.6107 | 1.605 | 2.0926 | 1.4843 | 0.62112 | 2.0926 | 2.0654 | 0.027084 | 1.3108 | 0.31685 | 1.7563 | 26.5227 | 0.11885 | 0.071476 | 0.087973 | 0.11885 | 0.12183 | 1.6107 | 1.0966 | 0.67059 | 1.6107 | 1.605 | 2.0926 | 1.4843 | 0.62112 | 2.0926 | 2.0654
251 | 0.23 | 0.21 | South/Central | AR | Little.Rock-Adams.Field.723403 | 3 | 2047084 | 48.7784 | 11.6891 | 65.2174 | 48.6975 | 16.5199 | 983.16 | 4.0184 | 55.6 | 3.2232 | 0.79519 | 72.7826 | 2.2692 | 36.62 | 1.4769 | 0.79235 | 50.3234 | 2.8783 | 20.89 | 3.5625 | -0.68419 | 18.4517 | 4.0184 | 55.6 | 3.2232 | 0.79519 | 72.7826 | 4.1283 | 55.39 | 3.4228 | 0.7055 | 71.7795 | 0.027084 | 1.3211 | 0.31658 | 1.7663 | 26.6275 | 0.10883 | 0.061459 | 0.077955 | 0.10883 | 0.11181 | 1.5058 | 0.9918 | 0.56578 | 1.5058 | 1.5002 | 1.9712 | 1.3629 | 0.49974 | 1.9712 | 1.944 | 0.027084 | 1.3211 | 0.31658 | 1.7663 | 26.6275 | 0.10883 | 0.061459 | 0.077955 | 0.10883 | 0.11181 | 1.5058 | 0.9918 | 0.56578 | 1.5058 | 1.5002 | 1.9712 | 1.3629 | 0.49974 | 1.9712 | 1.944
252 | 0.24 | 0.21 | South/Central | AR | Little.Rock-Adams.Field.723403 | 3 | 2047084 | 49.1483 | 11.6891 | 65.5972 | 49.0667 | 16.5305 | 987.44 | 3.6386 | 51.32 | 2.854 | 0.78462 | 67.6386 | 1.8894 | 32.34 | 1.1077 | 0.78177 | 45.1794 | 2.4985 | 16.61 | 3.1933 | -0.69476 | 13.3078 | 3.6386 | 51.32 | 2.854 | 0.78462 | 67.6386 | 3.7485 | 51.11 | 3.0536 | 0.69493 | 66.6355 | 0.027084 | 1.3311 | 0.31658 | 1.7766 | 26.7434 | 0.098547 | 0.051173 | 0.067669 | 0.098547 | 0.10152 | 1.3899 | 0.87588 | 0.44986 | 1.3899 | 1.3842 | 1.8319 | 1.2236 | 0.36042 | 1.8319 | 1.8047 | 0.027084 | 1.3311 | 0.31658 | 1.7766 | 26.7434 | 0.098547 | 0.051173 | 0.067669 | 0.098547 | 0.10152 | 1.3899 | 0.87588 | 0.44986 | 1.3899 | 1.3842 | 1.8319 | 1.2236 | 0.36042 | 1.8319 | 1.8047
253 | 0.25 | 0.21 | South/Central | AR | Little.Rock-Adams.Field.723403 | 3 | 2047084 | 49.5181 | 11.6791 | 65.9671 | 49.436 | 16.5311 | 991.45 | 3.2688 | 47.31 | 2.4848 | 0.78398 | 62.8888 | 1.5196 | 28.33 | 0.73844 | 0.78114 | 40.4296 | 2.1287 | 12.6 | 2.8241 | -0.69539 | 8.5579 | 3.2688 | 47.31 | 2.4848 | 0.78398 | 62.8888 | 3.3787 | 47.1 | 2.6844 | 0.6943 | 61.8857 | 0.027084 | 1.3411 | 0.31631 | 1.7866 | 26.852 | 0.08853 | 0.041156 | 0.057652 | 0.08853 | 0.091506 | 1.2813 | 0.76728 | 0.34125 | 1.2813 | 1.2756 | 1.7033 | 1.095 | 0.23178 | 1.7033 | 1.6761 | 0.027084 | 1.3411 | 0.31631 | 1.7866 | 26.852 | 0.08853 | 0.041156 | 0.057652 | 0.08853 | 0.091506 | 1.2813 | 0.76728 | 0.34125 | 1.2813 | 1.2756 | 1.7033 | 1.095 | 0.23178 | 1.7033 | 1.6761
254 | 0.26 | 0.21 | South/Central | AR | Little.Rock-Adams.Field.723403 | 3 | 2047084 | 49.8879 | 11.6691 | 66.3369 | 49.8052 | 16.5317 | 995.47 | 2.899 | 43.29 | 2.1155 | 0.78341 | 58.1414 | 1.1498 | 24.31 | 0.36922 | 0.78057 | 35.6822 | 1.7589 | 8.58 | 2.4548 | -0.69597 | 3.8105 | 2.899 | 43.29 | 2.1155 | 0.78341 | 58.1414 | 3.0089 | 43.08 | 2.3151 | 0.69372 | 57.1383 | 0.027084 | 1.3511 | 0.31604 | 1.7966 | 26.9609 | 0.078514 | 0.03114 | 0.047637 | 0.078514 | 0.081491 | 1.1724 | 0.6584 | 0.23238 | 1.1724 | 1.1668 | 1.5747 | 0.9664 | 0.1032 | 1.5747 | 1.5475 | 0.027084 | 1.3511 | 0.31604 | 1.7966 | 26.9609 | 0.078514 | 0.03114 | 0.047637 | 0.078514 | 0.081491 | 1.1724 | 0.6584 | 0.23238 | 1.1724 | 1.1668 | 1.5747 | 0.9664 | 0.1032 | 1.5747 | 1.5475
255 | 0.27 | 0.21 | South/Central | AR | Little.Rock-Adams.Field.723403 | 3 | 2047084 | 50.2577 | 11.6591 | 66.6968 | 50.1744 | 16.5224 | 999.23 | 2.5391 | 39.53 | 1.7463 | 0.79278 | 53.7881 | 0.78993 | 20.55 | -3.9952e-06 | 0.78993 | 31.3289 | 1.399 | 4.82 | 2.0856 | -0.6866 | -0.54275 | 2.5391 | 39.53 | 1.7463 | 0.79278 | 53.7881 | 2.649 | 39.32 | 1.9459 | 0.70309 | 52.785 | 0.027084 | 1.3612 | 0.31577 | 1.8064 | 27.0627 | 0.068768 | 0.021394 | 0.03789 | 0.068768 | 0.071744 | 1.0706 | 0.55657 | 0.13054 | 1.0706 | 1.0649 | 1.4568 | 0.8485 | -0.0147 | 1.4568 | 1.4296 | 0.027084 | 1.3612 | 0.31577 | 1.8064 | 27.0627 | 0.068768 | 0.021394 | 0.03789 | 0.068768 | 0.071744 | 1.0706 | 0.55657 | 0.13054 | 1.0706 | 1.0649 | 1.4568 | 0.8485 | -0.0147 | 1.4568 | 1.4296
256 | 0.28 | 0.21 | South/Central | AR | Little.Rock-Adams.Field.723403 | 3 | 2047084 | 50.6276 | 11.6591 | 67.0766 | 50.5436 | 16.5329 | 1003.51 | 2.1593 | 35.25 | 1.3771 | 0.78218 | 48.6434 | 0.41011 | 16.27 | -0.36923 | 0.77934 | 26.1842 | 1.0192 | 0.54 | 1.7164 | -0.69719 | -5.6875 | 2.1593 | 35.25 | 1.3771 | 0.78218 | 48.6434 | 2.2692 | 35.04 | 1.5767 | 0.6925 | 47.6403 | 0.027084 | 1.3712 | 0.31577 | 1.8167 | 27.1786 | 0.058481 | 0.011107 | 0.027604 | 0.058481 | 0.061458 | 0.9547 | 0.44065 | 0.014625 | 0.9547 | 0.94901 | 1.3174 | 0.70916 | -0.15404 | 1.3174 | 1.2903 | 0.027084 | 1.3712 | 0.31577 | 1.8167 | 27.1786 | 0.058481 | 0.011107 | 0.027604 | 0.058481 | 0.061458 | 0.9547 | 0.44065 | 0.014625 | 0.9547 | 0.94901 | 1.3174 | 0.70916 | -0.15404 | 1.3174 | 1.2903
257 | 0.29 | 0.21 | South/Central | AR | Little.Rock-Adams.Field.723403 | 3 | 2047084 | 50.9974 | 11.6491 | 67.4464 | 50.9128 | 16.5335 | 1007.53 | 1.7895 | 31.23 | 1.0079 | 0.78161 | 43.8959 | 0.040316 | 12.25 | -0.73845 | 0.77877 | 21.4367 | 0.6494 | -3.48 | 1.3472 | -0.69777 | -10.4349 | 1.7895 | 31.23 | 1.0079 | 0.78161 | 43.8959 | 1.8994 | 31.02 | 1.2075 | 0.69192 | 42.8928 | 0.027084 | 1.3812 | 0.3155 | 1.8267 | 27.2875 | 0.048466 | 0.0010919 | 0.017588 | 0.048466 | 0.051442 | 0.84582 | 0.33177 | -0.094251 | 0.84582 | 0.84013 | 1.1889 | 0.58058 | -0.28261 | 1.1889 | 1.1617 | 0.027084 | 1.3812 | 0.3155 | 1.8267 | 27.2875 | 0.048466 | 0.0010919 | 0.017588 | 0.048466 | 0.051442 | 0.84582 | 0.33177 | -0.094251 | 0.84582 | 0.84013 | 1.1889 | 0.58058 | -0.28261 | 1.1889 | 1.1617
258 | 0.3 | 0.21 | South/Central | AR | Little.Rock-Adams.Field.723403 | 3 | 2047084 | 51.3572 | 11.6391 | 67.7962 | 51.2721 | 16.5241 | 1011.17 | 1.4396 | 27.59 | 0.64863 | 0.79099 | 39.6712 | -0.30955 | 8.61 | -1.0977 | 0.78815 | 17.2119 | 0.29954 | -7.12 | 0.98792 | -0.68838 | -14.6597 | 1.4396 | 27.59 | 0.64863 | 0.79099 | 39.6712 | 1.5495 | 27.38 | 0.84821 | 0.70131 | 38.668 | 0.027084 | 1.3909 | 0.31523 | 1.8362 | 27.3861 | 0.03899 | -0.0083836 | 0.0081127 | 0.03899 | 0.041967 | 0.74724 | 0.23319 | -0.19284 | 0.74724 | 0.74155 | 1.0744 | 0.46616 | -0.39704 | 1.0744 | 1.0473 | 0.027084 | 1.3909 | 0.31523 | 1.8362 | 27.3861 | 0.03899 | -0.0083836 | 0.0081127 | 0.03899 | 0.041967 | 0.74724 | 0.23319 | -0.19284 | 0.74724 | 0.74155 | 1.0744 | 0.46616 | -0.39704 | 1.0744 | 1.0473
259 | 0.31 | 0.21 | South/Central | AR | Little.Rock-Adams.Field.723403 | 3 | 2047084 | 51.717 | 11.6391 | 68.166 | 51.6313 | 16.5347 | 1015.34 | 1.0698 | 23.42 | 0.28939 | 0.78042 | 34.6549 | -0.67936 | 4.44 | -1.4569 | 0.77758 | 12.1957 | -0.070273 | -11.29 | 0.62868 | -0.69895 | -19.676 | 1.0698 | 23.42 | 0.28939 | 0.78042 | 34.6549 | 1.1797 | 23.21 | 0.48897 | 0.69074 | 33.6518 | 0.027084 | 1.4007 | 0.31523 | 1.8462 | 27.499 | 0.028974 | -0.0184 | -0.0019032 | 0.028974 | 0.031951 | 0.6343 | 0.12025 | -0.30577 | 0.6343 | 0.62861 | 0.93858 | 0.3303 | -0.5329 | 0.93858 | 0.91141 | 0.027084 | 1.4007 | 0.31523 | 1.8462 | 27.499 | 0.028974 | -0.0184 | -0.0019032 | 0.028974 | 0.031951 | 0.6343 | 0.12025 | -0.30577 | 0.6343 | 0.62861 | 0.93858 | 0.3303 | -0.5329 | 0.93858 | 0.91141
260 | 0.32 | 0.21 | South/Central | AR | Little.Rock-Adams.Field.723403 | 3 | 2047084 | 52.0669 | 11.6291 | 68.5159 | 51.9806 | 16.5353 | 1019.14 | 0.71995 | 19.62 | -0.059879 | 0.77983 | 30.162 | -1.0292 | 0.64 | -1.8062 | 0.77699 | 7.7028 | -0.42013 | -15.09 | 0.27941 | -0.69955 | -24.1688 | 0.71995 | 19.62 | -0.059879 | 0.77983 | 30.162 | 0.82985 | 19.41 | 0.1397 | 0.69014 | 29.1589 | 0.027084 | 1.4102 | 0.31496 | 1.8557 | 27.602 | 0.019499 | -0.027875 | -0.011379 | 0.019499 | 0.022475 | 0.53138 | 0.017333 | -0.40869 | 0.53138 | 0.52569 | 0.8169 | 0.20862 | -0.65458 | 0.8169 | 0.78973 | 0.027084 | 1.4102 | 0.31496 | 1.8557 | 27.602 | 0.019499 | -0.027875 | -0.011379 | 0.019499 | 0.022475 | 0.53138 | 0.017333 | -0.40869 | 0.53138 | 0.52569 | 0.8169 | 0.20862 | -0.65458 | 0.8169 | 0.78973
261 | 0.33 | 0.21 | South/Central | AR | Little.Rock-Adams.Field.723403 | 3 | 2047084 | 52.4167 | 11.6291 | 68.8757 | 52.3299 | 16.5458 | 1023.19 | 0.36015 | 15.57 | -0.40914 | 0.7693 | 25.275 | -1.389 | -3.41 | -2.1555 | 0.76645 | 2.8158 | -0.77993 | -19.14 | -0.069852 | -0.71008 | -29.0558 | 0.36015 | 15.57 | -0.40914 | 0.7693 | 25.275 | 0.47005 | 15.36 | -0.20956 | 0.67961 | 24.2719 | 0.027084 | 1.4196 | 0.31496 | 1.8654 | 27.7116 | 0.0097542 | -0.03762 | -0.021123 | 0.0097542 | 0.012731 | 0.42169 | -0.092355 | -0.51838 | 0.42169 | 0.416 | 0.68454 | 0.076262 | -0.78694 | 0.68454 | 0.65737 | 0.027084 | 1.4196 | 0.31496 | 1.8654 | 27.7116 | 0.0097542 | -0.03762 | -0.021123 | 0.0097542 | 0.012731 | 0.42169 | -0.092355 | -0.51838 | 0.42169 | 0.416 | 0.68454 | 0.076262 | -0.78694 | 0.68454 | 0.65737
262 | 0.34 | 0.21 | South/Central | AR | Little.Rock-Adams.Field.723403 | 3 | 2047084 | 52.7665 | 11.6191 | 69.2156 | 52.6791 | 16.5364 | 1026.72 | 0.020291 | 12.04 | -0.75841 | 0.7787 | 21.1787 | -1.7289 | -6.94 | -2.5047 | 0.77586 | -1.2805 | -1.1198 | -22.67 | -0.41912 | -0.70068 | -33.1521 | 0.020291 | 12.04 | -0.75841 | 0.7787 | 21.1787 | 0.13019 | 11.83 | -0.55883 | 0.68901 | 20.1756 | 0.027084 | 1.4291 | 0.31469 | 1.8746 | 27.8073 | 0.00054955 | -0.046824 | -0.030328 | 0.00054955 | 0.0035259 | 0.32609 | -0.18796 | -0.61398 | 0.32609 | 0.3204 | 0.5736 | -0.034681 | -0.89788 | 0.5736 | 0.54643 | 0.027084 | 1.4291 | 0.31469 | 1.8746 | 27.8073 | 0.00054955 | -0.046824 | -0.030328 | 0.00054955 | 0.0035259 | 0.32609 | -0.18796 | -0.61398 | 0.32609 | 0.3204 | 0.5736 | -0.034681 | -0.89788 | 0.5736 | 0.54643
263 | 0.35 | 0.21 | South/Central | AR | Little.Rock-Adams.Field.723403 | 3 | 2047084 | 53.1163 | 11.6191 | 69.5754 | 53.0284 | 16.547 | 1030.77 | -0.33953 | 7.99 | -1.1077 | 0.76815 | 16.2909 | -2.0887 | -10.99 | -2.854 | 0.76531 | -6.1683 | -1.4796 | -26.72 | -0.76838 | -0.71123 | -38.0399 | -0.33953 | 7.99 | -1.1077 | 0.76815 | 16.2909 | -0.22963 | 7.78 | -0.90809 | 0.67846 | 15.2878 | 0.027084 | 1.4386 | 0.31469 | 1.8844 | 27.9169 | -0.0091956 | -0.056569 | -0.040073 | -0.0091956 | -0.0062193 | 0.2164 | -0.29765 | -0.72367 | 0.2164 | 0.21071 | 0.44122 | -0.16706 | -1.0303 | 0.44122 | 0.41405 | 0.027084 | 1.4386 | 0.31469 | 1.8844 | 27.9169 | -0.0091956 | -0.056569 | -0.040073 | -0.0091956 | -0.0062193 | 0.2164 | -0.29765 | -0.72367 | 0.2164 | 0.21071 | 0.44122 | -0.16706 | -1.0303 | 0.44122 | 0.41405
264 | 0.36 | 0.21 | South/Central | AR | Little.Rock-Adams.Field.723403 | 3 | 2047084 | 53.4662 | 11.6191 | 69.9352 | 53.3777 | 16.5575 | 1034.83 | -0.69934 | 3.93 | -1.4569 | 0.7576 | 11.4031 | -2.4485 | -15.05 | -3.2033 | 0.75475 | -11.0561 | -1.8394 | -30.78 | -1.1176 | -0.72178 | -42.9277 | -0.69934 | 3.93 | -1.4569 | 0.7576 | 11.4031 | -0.58945 | 3.72 | -1.2574 | 0.66791 | 10.4 | 0.027084 | 1.4481 | 0.31469 | 1.8941 | 28.0269 | -0.018941 | -0.066315 | -0.049818 | -0.018941 | -0.015964 | 0.10644 | -0.40761 | -0.83363 | 0.10644 | 0.10075 | 0.30884 | -0.29944 | -1.1626 | 0.30884 | 0.28167 | 0.027084 | 1.4481 | 0.31469 | 1.8941 | 28.0269 | -0.018941 | -0.066315 | -0.049818 | -0.018941 | -0.015964 | 0.10644 | -0.40761 | -0.83363 | 0.10644 | 0.10075 | 0.30884 | -0.29944 | -1.1626 | 0.30884 | 0.28167
265 | 0.37 | 0.21 | South/Central | AR | Little.Rock-Adams.Field.723403 | 3 | 2047084 | 53.806 | 11.6191 | 70.285 | 53.717 | 16.5681 | 1038.77 | -1.0492 | -0.01 | -1.7962 | 0.74705 | 6.6431 | -2.7984 | -18.99 | -3.5426 | 0.7442 | -15.8161 | -2.1893 | -34.72 | -1.4569 | -0.73233 | -47.6878 | -1.0492 | -0.01 | -1.7962 | 0.74705 | 6.6431 | -0.93929 | -0.22 | -1.5966 | 0.65736 | 5.64 | 0.027084 | 1.4573 | 0.31469 | 1.9036 | 28.1336 | -0.028416 | -0.075789 | -0.059293 | -0.028416 | -0.025439 | -0.00027084 | -0.51432 | -0.94034 | -0.00027084 | -0.0059584 | 0.17992 | -0.42836 | -1.2916 | 0.17992 | 0.15275 | 0.027084 | 1.4573 | 0.31469 | 1.9036 | 28.1336 | -0.028416 | -0.075789 | -0.059293 | -0.028416 | -0.025439 | -0.00027084 | -0.51432 | -0.94034 | -0.00027084 | -0.0059584 | 0.17992 | -0.42836 | -1.2916 | 0.17992 | 0.15275
266 | 0.38 | 0.21 | South/Central | AR | Little.Rock-Adams.Field.723403 | 3 | 2047084 | 54.1458 | 11.6092 | 70.6149 | 54.0562 | 16.5587 | 1042.2 | -1.379 | -3.44 | -2.1355 | 0.75647 | 2.6752 | -3.1282 | -22.42 | -3.8818 | 0.75363 | -19.784 | -2.5191 | -38.15 | -1.7962 | -0.72291 | -51.6557 | -1.379 | -3.44 | -2.1355 | 0.75647 | 2.6752 | -1.2692 | -3.65 | -1.9359 | 0.66678 | 1.6721 | 0.027084 | 1.4665 | 0.31442 | 1.9125 | 28.2265 | -0.03735 | -0.084723 | -0.068227 | -0.03735 | -0.034373 | -0.093168 | -0.60721 | -1.0332 | -0.093168 | -0.098855 | 0.072454 | -0.53582 | -1.399 | 0.072454 | 0.045286 | 0.027084 | 1.4665 | 0.31442 | 1.9125 | 28.2265 | -0.03735 | -0.084723 | -0.068227 | -0.03735 | -0.034373 | -0.093168 | -0.60721 | -1.0332 | -0.093168 | -0.098855 | 0.072454 | -0.53582 | -1.399 | 0.072454 | 0.045286
267 | 0.39 | 0.21 | South/Central | AR | Little.Rock-Adams.Field.723403 | 3 | 2047084 | 54.4857 | 11.6092 | 70.9647 | 54.3955 | 16.5692 | 1046.14 | -1.7289 | -7.38 | -2.4748 | 0.74592 | -2.0849 | -3.4781 | -26.36 | -4.2211 | 0.74307 | -24.5441 | -2.869 | -42.09 | -2.1355 | -0.73346 | -56.4157 | -1.7289 | -7.38 | -2.4748 | 0.74592 | -2.0849 | -1.619 | -7.59 | -2.2752 | 0.65623 | -3.088 | 0.027084 | 1.4757 | 0.31442 | 1.922 | 28.3332 | -0.046824 | -0.094198 | -0.077702 | -0.046824 | -0.043848 | -0.19988 | -0.71392 | -1.1399 | -0.19988 | -0.20556 | -0.056466 | -0.66474 | -1.5279 | -0.056466 | -0.083634 | 0.027084 | 1.4757 | 0.31442 | 1.922 | 28.3332 | -0.046824 | -0.094198 | -0.077702 | -0.046824 | -0.043848 | -0.19988 | -0.71392 | -1.1399 | -0.19988 | -0.20556 | -0.056466 | -0.66474 | -1.5279 | -0.056466 | -0.083634
268 | 0.4 | 0.21 | South/Central | AR | Little.Rock-Adams.Field.723403 | 3 | 2047084 | 54.8255 | 11.6092 | 71.3146 | 54.7348 | 16.5798 | 1050.09 | -2.0787 | -11.33 | -2.8141 | 0.73537 | -6.845 | -3.8279 | -30.31 | -4.5604 | 0.73252 | -29.3042 | -3.2188 | -46.04 | -2.4748 | -0.74401 | -61.1758 | -2.0787 | -11.33 | -2.8141 | 0.73537 | -6.845 | -1.9688 | -11.54 | -2.6145 | 0.64568 | -7.8481 | 0.027084 | 1.4849 | 0.31442 | 1.9315 | 28.4402 | -0.056299 | -0.10367 | -0.087177 | -0.056299 | -0.053323 | -0.30686 | -0.8209 | -1.2469 | -0.30686 | -0.31254 | -0.18539 | -0.79366 | -1.6569 | -0.18539 | -0.21255 | 0.027084 | 1.4849 | 0.31442 | 1.9315 | 28.4402 | -0.056299 | -0.10367 | -0.087177 | -0.056299 | -0.053323 | -0.30686 | -0.8209 | -1.2469 | -0.30686 | -0.31254 | -0.18539 | -0.79366 | -1.6569 | -0.18539 | -0.21255
Double | Double | Double | South/Central | AR | Little.Rock-Adams.Field.723403 | 3 | 2047084 | 52.8263 | 14.9691 | 74.0253 | 52.739 | 21.2863 | 1150.81 | -4.7894 | -112.05 | -0.81827 | -3.9712 | -167.9685 | -6.5386 | -131.03 | -2.5646 | -3.974 | -190.4277 | -5.9295 | -146.76 | -0.47898 | -5.4505 | -222.2994 | -4.7894 | -112.05 | -0.81827 | -3.9712 | -167.9685 | -4.6795 | -112.26 | -0.61869 | -4.0609 | -168.9716 | 0.027084 | 1.4307 | 0.40542 | 2.0049 | 31.1681 | -0.12972 | -0.17709 | -0.16059 | -0.12972 | -0.12674 | -3.0347 | -3.5488 | -3.9748 | -3.0347 | -3.0404 | -4.5492 | -5.1575 | -6.0207 | -4.5492 | -4.5764 | 0.027084 | 1.4307 | 0.40542 | 2.0049 | 31.1681 | -0.12972 | -0.17709 | -0.16059 | -0.12972 | -0.12674 | -3.0347 | -3.5488 | -3.9748 | -3.0347 | -3.0404 | -4.5492 | -5.1575 | -6.0207 | -4.5492 | -4.5764
Single | Single | Single | South/Central | AR | Little.Rock-Adams.Field.723403 | 3 | 2047084 | 63.9008 | 17.1692 | 88.3998 | 63.7957 | 24.6041 | 1356.19 | -19.164 | -317.43 | -11.875 | -7.2889 | -441.0371 | -20.9131 | -336.41 | -13.6213 | -7.2918 | -463.4963 | -20.304 | -352.14 | -11.5357 | -8.7683 | -495.368 | -19.164 | -317.43 | -11.875 | -7.2889 | -441.0371 | -19.0541 | -317.64 | -11.6754 | -7.3786 | -442.0402 | 0.027084 | 1.7307 | 0.465 | 2.3942 | 36.7305 | -0.51903 | -0.5664 | -0.54991 | -0.51903 | -0.51605 | -8.5971 | -9.1112 | -9.5372 | -8.5971 | -8.6028 | -11.9449 | -12.5531 | -13.4163 | -11.9449 | -11.972 | 0.027084 | 1.7307 | 0.465 | 2.3942 | 36.7305 | -0.51903 | -0.5664 | -0.54991 | -0.51903 | -0.51605 | -8.5971 | -9.1112 | -9.5372 | -8.5971 | -8.6028 | -11.9449 | -12.5531 | -13.4163 | -11.9449 | -11.972
1 | 0.35 | 0.47 | South/Central | CA | Los.Angeles.Intl.AP.722950 | 3 | 13764852 | 13.3951 | 6.688 | 23.3086 | 13.3158 | 9.9928 | 669.19 | -1.6504 | -143 | 1.4131 | -3.0635 | -103.4162 | -2.3652 | -145.22 | 0.5501 | -2.9153 | -108.584 | -2.7873 | -212.78 | 1.677 | -4.4643 | -155.5965 | -1.6504 | -143 | 1.4131 | -3.0635 | -103.4162 | -1.6652 | -147.44 | 1.5038 | -3.169 | -106.4406 | 0.18211 | 2.4394 | 1.218 | 4.2448 | 121.8685 | -0.30056 | -0.43074 | -0.5076 | -0.30056 | -0.30325 | -26.0422 | -26.4465 | -38.7501 | -26.0422 | -26.8508 | -18.8335 | -19.7746 | -28.3362 | -18.8335 | -19.3843 | 0.18211 | 2.4394 | 1.218 | 4.2448 | 121.8685 | -0.30056 | -0.43074 | -0.5076 | -0.30056 | -0.30325 | -26.0422 | -26.4465 | -38.7501 | -26.0422 | -26.8508 | -18.8335 | -19.7746 | -28.3362 | -18.8335 | -19.3843
2 | 0.35 | 0.42 | South/Central | CA | Los.Angeles.Intl.AP.722950 | 3 | 13764852 | 13.7558 | 5.9419 | 22.6617 | 13.6744 | 8.9873 | 621.04 | -1.0036 | -94.85 | 1.0545 | -2.058 | -68.1283 | -1.7184 | -97.07 | 0.1915 | -1.9099 | -73.2962 | -2.1404 | -164.63 | 1.3184 | -3.4589 | -120.3086 | -1.0036 | -94.85 | 1.0545 | -2.058 | -68.1283 | -1.0183 | -99.29 | 1.1452 | -2.1636 | -71.1527 | 0.18211 | 2.5051 | 1.0821 | 4.127 | 113.0997 | -0.18276 | -0.31294 | -0.3898 | -0.18276 | -0.18545 | -17.2735 | -17.6777 | -29.9813 | -17.2735 | -18.082 | -12.4071 | -13.3482 | -21.9098 | -12.4071 | -12.9579 | 0.18211 | 2.5051 | 1.0821 | 4.127 | 113.0997 | -0.18276 | -0.31294 | -0.3898 | -0.18276 | -0.18545 | -17.2735 | -17.6777 | -29.9813 | -17.2735 | -18.082 | -12.4071 | -13.3482 | -21.9098 | -12.4071 | -12.9579
3 | 0.35 | 0.37 | South/Central | CA | Los.Angeles.Intl.AP.722950 | 3 | 13764852 | 14.1449 | 5.2927 | 22.1802 | 14.0612 | 8.119 | 580.35 | -0.52205 | -54.16 | 0.66761 | -1.1897 | -38.6392 | -1.2369 | -56.38 | -0.19534 | -1.0415 | -43.8071 | -1.6589 | -123.94 | 0.93158 | -2.5905 | -90.8196 | -0.52205 | -54.16 | 0.66761 | -1.1897 | -38.6392 | -0.5368 | -58.6 | 0.7584 | -1.2952 | -41.6636 | 0.18211 | 2.576 | 0.96387 | 4.0393 | 105.6895 | -0.095071 | -0.22525 | -0.30211 | -0.095071 | -0.097759 | -9.8633 | -10.2676 | -22.5711 | -9.8633 | -10.6718 | -7.0367 | -7.9779 | -16.5395 | -7.0367 | -7.5875 | 0.18211 | 2.576 | 0.96387 | 4.0393 | 105.6895 | -0.095071 | -0.22525 | -0.30211 | -0.095071 | -0.097759 | -9.8633 | -10.2676 | -22.5711 | -9.8633 | -10.6718 | -7.0367 | -7.9779 | -16.5395 | -7.0367 | -7.5875
4 | 0.35 | 0.32 | South/Central | CA | Los.Angeles.Intl.AP.722950 | 3 | 13764852 | 14.6069 | 4.6551 | 21.7916 | 14.5206 | 7.271 | 541.55 | -0.1334 | -15.36 | 0.2083 | -0.3417 | -10.8866 | -0.84823 | -17.58 | -0.65465 | -0.19358 | -16.0545 | -1.2703 | -85.14 | 0.47227 | -1.7426 | -63.0669 | -0.1334 | -15.36 | 0.2083 | -0.3417 | -10.8866 | -0.14816 | -19.8 | 0.29909 | -0.44725 | -13.911 | 0.18211 | 2.6601 | 0.84775 | 3.9685 | 98.6235 | -0.024295 | -0.15447 | -0.23134 | -0.024295 | -0.026983 | -2.7973 | -3.2016 | -15.5051 | -2.7973 | -3.6058 | -1.9826 | -2.9237 | -11.4853 | -1.9826 | -2.5334 | 0.18211 | 2.6601 | 0.84775 | 3.9685 | 98.6235 | -0.024295 | -0.15447 | -0.23134 | -0.024295 | -0.026983 | -2.7973 | -3.2016 | -15.5051 | -2.7973 | -3.6058 | -1.9826 | -2.9237 | -11.4853 | -1.9826 | -2.5334
5 | 0.35 | 0.27 | South/Central | CA | Los.Angeles.Intl.AP.722950 | 3 | 13764852 | 14.9377 | 4.269 | 21.5849 | 14.8494 | 6.7355 | 517.5 | 0.073285 | 8.69 | -0.12055 | 0.19383 | 6.1449 | -0.64154 | 6.47 | -0.9835 | 0.34196 | 0.97704 | -1.0636 | -61.09 | 0.14342 | -1.207 | -46.0354 | 0.073285 | 8.69 | -0.12055 | 0.19383 | 6.1449 | 0.058525 | 4.25 | -0.029757 | 0.088282 | 3.1205 | 0.18211 | 2.7203 | 0.77744 | 3.9309 | 94.2437 | 0.013346 | -0.11683 | -0.19369 | 0.013346 | 0.010658 | 1.5826 | 1.1783 | -11.1253 | 1.5826 | 0.77398 | 1.1191 | 0.17793 | -8.3837 | 1.1191 | 0.56829 | 0.18211 | 2.7203 | 0.77744 | 3.9309 | 94.2437 | 0.013346 | -0.11683 | -0.19369 | 0.013346 | 0.010658 | 1.5826 | 1.1783 | -11.1253 | 1.5826 | 0.77398 | 1.1191 | 0.17793 | -8.3837 | 1.1191 | 0.56829
6 | 0.35 | 0.23 | South/Central | CA | Los.Angeles.Intl.AP.722950 | 3 | 13764852 | 15.1471 | 4.0829 | 21.5283 | 15.0577 | 6.4706 | 506.13 | 0.12987 | 20.06 | -0.32885 | 0.45872 | 13.985 | -0.58495 | 17.84 | -1.1918 | 0.60685 | 8.8171 | -1.007 | -49.72 | -0.064874 | -0.94213 | -38.1953 | 0.12987 | 20.06 | -0.32885 | 0.45872 | 13.985 | 0.11511 | 15.62 | -0.23806 | 0.35317 | 10.9606 | 0.18211 | 2.7585 | 0.74355 | 3.9206 | 92.1731 | 0.023652 | -0.10653 | -0.18339 | 0.023652 | 0.020964 | 3.6532 | 3.2489 | -9.0547 | 3.6532 | 2.8446 | 2.5469 | 1.6057 | -6.9559 | 2.5469 | 1.9961 | 0.18211 | 2.7585 | 0.74355 | 3.9206 | 92.1731 | 0.023652 | -0.10653 | -0.18339 | 0.023652 | 0.020964 | 3.6532 | 3.2489 | -9.0547 | 3.6532 | 2.8446 | 2.5469 | 1.6057 | -6.9559 | 2.5469 | 1.9961
7 | 0.35 | 0.19 | South/Central | CA | Los.Angeles.Intl.AP.722950 | 3 | 13764852 | 15.6805 | 3.5554 | 21.3512 | 15.588 | 5.7632 | 475.46 | 0.30699 | 50.73 | -0.85911 | 1.1661 | 35.2546 | -0.40784 | 48.51 | -1.7221 | 1.3142 | 30.0867 | -0.82989 | -19.05 | -0.59514 | -0.23475 | -16.9258 | 0.30699 | 50.73 | -0.85911 | 1.1661 | 35.2546 | 0.29223 | 46.29 | -0.76832 | 1.0606 | 32.2302 | 0.18211 | 2.8556 | 0.64748 | 3.8883 | 86.5876 | 0.055907 | -0.074273 | -0.15113 | 0.055907 | 0.053219 | 9.2386 | 8.8343 | -3.4693 | 9.2386 | 8.43 | 6.4203 | 5.4792 | -3.0824 | 6.4203 | 5.8696 | 0.18211 | 2.8556 | 0.64748 | 3.8883 | 86.5876 | 0.055907 | -0.074273 | -0.15113 | 0.055907 | 0.053219 | 9.2386 | 8.8343 | -3.4693 | 9.2386 | 8.43 | 6.4203 | 5.4792 | -3.0824 | 6.4203 | 5.8696
8 | 0.35 | 0.17 | South/Central | CA | Los.Angeles.Intl.AP.722950 | 3 | 13764852 | 15.9913 | 3.3008 | 21.3175 | 15.897 | 5.4205 | 461.21 | 0.34067 | 64.98 | -1.1681 | 1.5088 | 44.8917 | -0.37415 | 62.76 | -2.0311 | 1.6569 | 39.7238 | -0.79621 | -4.8 | -0.90415 | 0.10794 | -7.2886 | 0.34067 | 64.98 | -1.1681 | 1.5088 | 44.8917 | 0.32591 | 60.54 | -1.0773 | 1.4032 | 41.8673 | 0.18211 | 2.9122 | 0.60113 | 3.8822 | 83.9925 | 0.062041 | -0.068138 | -0.145 | 0.062041 | 0.059353 | 11.8337 | 11.4294 | -0.87414 | 11.8337 | 11.0251 | 8.1754 | 7.2342 | -1.3274 | 8.1754 | 7.6246 | 0.18211 | 2.9122 | 0.60113 | 3.8822 | 83.9925 | 0.062041 | -0.068138 | -0.145 | 0.062041 | 0.059353 | 11.8337 | 11.4294 | -0.87414 | 11.8337 | 11.0251 | 8.1754 | 7.2342 | -1.3274 | 8.1754 | 7.6246
9 | 0.33 | 0.47 | South/Central | CA | Los.Angeles.Intl.AP.722950 | 3 | 13764852 | 13.0759 | 6.751 | 23.0624 | 12.9984 | 10.0641 | 669.26 | -1.4043 | -143.07 | 1.7305 | -3.1348 | -102.1817 | -2.1191 | -145.29 | 0.86751 | -2.9866 | -107.3496 | -2.5412 | -212.85 | 1.9944 | -4.5356 | -154.362 | -1.4043 | -143.07 | 1.7305 | -3.1348 | -102.1817 | -1.419 | -147.51 | 1.8213 | -3.2403 | -105.2061 | 0.18211 | 2.3813 | 1.2295 | 4.2 | 121.8812 | -0.25574 | -0.38592 | -0.46278 | -0.25574 | -0.25843 | -26.055 | -26.4593 | -38.7628 | -26.055 | -26.8636 | -18.6087 | -19.5498 | -28.1114 | -18.6087 | -19.1594 | 0.18211 | 2.3813 | 1.2295 | 4.2 | 121.8812 | -0.25574 | -0.38592 | -0.46278 | -0.25574 | -0.25843 | -26.055 | -26.4593 | -38.7628 | -26.055 | -26.8636 | -18.6087 | -19.5498 | -28.1114 | -18.6087 | -19.1594
10 | 0.33 | 0.42 | South/Central | CA | Los.Angeles.Intl.AP.722950 | 3 | 13764852 | 13.4266 | 6.0118 | 22.4125 | 13.3471 | 9.0654 | 621.35 | -0.75433 | -95.16 | 1.3818 | -2.1361 | -67.0373 | -1.4692 | -97.38 | 0.51883 | -1.988 | -72.2052 | -1.8912 | -164.94 | 1.6458 | -3.537 | -119.2176 | -0.75433 | -95.16 | 1.3818 | -2.1361 | -67.0373 | -0.76909 | -99.6 | 1.4726 | -2.2417 | -70.0617 | 0.18211 | 2.4452 | 1.0948 | 4.0816 | 113.1562 | -0.13737 | -0.26755 | -0.34442 | -0.13737 | -0.14006 | -17.3299 | -17.7342 | -30.0378 | -17.3299 | -18.1385 | -12.2084 | -13.1495 | -21.7111 | -12.2084 | -12.7592 | 0.18211 | 2.4452 | 1.0948 | 4.0816 | 113.1562 | -0.13737 | -0.26755 | -0.34442 | -0.13737 | -0.14006 | -17.3299 | -17.7342 | -30.0378 | -17.3299 | -18.1385 | -12.2084 | -13.1495 | -21.7111 | -12.2084 | -12.7592
11 | 0.33 | 0.37 | South/Central | CA | Los.Angeles.Intl.AP.722950 | 3 | 13764852 | 13.8073 | 5.3542 | 21.9125 | 13.7255 | 8.187 | 580.03 | -0.25436 | -53.84 | 1.0033 | -1.2577 | -37.0418 | -0.96919 | -56.06 | 0.14039 | -1.1096 | -42.2097 | -1.3912 | -123.62 | 1.2673 | -2.6586 | -89.2221 | -0.25436 | -53.84 | 1.0033 | -1.2577 | -37.0418 | -0.26912 | -58.28 | 1.0941 | -1.3633 | -40.0662 | 0.18211 | 2.5145 | 0.97507 | 3.9906 | 105.6312 | -0.046323 | -0.1765 | -0.25336 | -0.046323 | -0.049011 | -9.805 | -10.2093 | -22.5129 | -9.805 | -10.6136 | -6.7458 | -7.6869 | -16.2485 | -6.7458 | -7.2966 | 0.18211 | 2.5145 | 0.97507 | 3.9906 | 105.6312 | -0.046323 | -0.1765 | -0.25336 | -0.046323 | -0.049011 | -9.805 | -10.2093 | -22.5129 | -9.805 | -10.6136 | -6.7458 | -7.6869 | -16.2485 | -6.7458 | -7.2966
12 | 0.33 | 0.32 | South/Central | CA | Los.Angeles.Intl.AP.722950 | 3 | 13764852 | 14.2662 | 4.715 | 21.5109 | 14.1818 | 7.3291 | 540.68 | 0.1473 | -14.49 | 0.54706 | -0.39977 | -8.8546 | -0.56753 | -16.71 | -0.31589 | -0.25164 | -14.0224 | -0.98958 | -84.27 | 0.81104 | -1.8006 | -61.0349 | 0.1473 | -14.49 | 0.54706 | -0.39977 | -8.8546 | 0.13254 | -18.93 | 0.63786 | -0.50532 | -11.8789 | 0.18211 | 2.5981 | 0.85867 | 3.9174 | 98.4651 | 0.026825 | -0.10336 | -0.18022 | 0.026825 | 0.024137 | -2.6388 | -3.0431 | -15.3467 | -2.6388 | -3.4474 | -1.6125 | -2.5537 | -11.1153 | -1.6125 | -2.1633 | 0.18211 | 2.5981 | 0.85867 | 3.9174 | 98.4651 | 0.026825 | -0.10336 | -0.18022 | 0.026825 | 0.024137 | -2.6388 | -3.0431 | -15.3467 | -2.6388 | -3.4474 | -1.6125 | -2.5537 | -11.1153 | -1.6125 | -2.1633
13 | 0.33 | 0.27 | South/Central | CA | Los.Angeles.Intl.AP.722950 | 3 | 13764852 | 14.5885 | 4.329 | 21.2972 | 14.5022 | 6.795 | 516.6 | 0.36093 | 9.59 | 0.22662 | 0.13432 | 8.2268 | -0.35389 | 7.37 | -0.63634 | 0.28244 | 3.059 | -0.77595 | -60.19 | 0.49059 | -1.2665 | -43.9535 | 0.36093 | 9.59 | 0.22662 | 0.13432 | 8.2268 | 0.34617 | 5.15 | 0.31741 | 0.028765 | 5.2025 | 0.18211 | 2.6568 | 0.78836 | 3.8785 | 94.0798 | 0.065731 | -0.064449 | -0.14131 | 0.065731 | 0.063043 | 1.7465 | 1.3422 | -10.9614 | 1.7465 | 0.93788 | 1.4982 | 0.55708 | -8.0045 | 1.4982 | 0.94744 | 0.18211 | 2.6568 | 0.78836 | 3.8785 | 94.0798 | 0.065731 | -0.064449 | -0.14131 | 0.065731 | 0.063043 | 1.7465 | 1.3422 | -10.9614 | 1.7465 | 0.93788 | 1.4982 | 0.55708 | -8.0045 | 1.4982 | 0.94744
14 | 0.33 | 0.23 | South/Central | CA | Los.Angeles.Intl.AP.722950 | 3 | 13764852 | 14.798 | 4.1359 | 21.2322 | 14.7105 | 6.5217 | 504.79 | 0.42595 | 21.4 | 0.018318 | 0.40763 | 16.4011 | -0.28888 | 19.18 | -0.84463 | 0.55575 | 11.2332 | -0.71093 | -48.38 | 0.28229 | -0.99322 | -35.7792 | 0.42595 | 21.4 | 0.018318 | 0.40763 | 16.4011 | 0.41119 | 16.96 | 0.10911 | 0.30208 | 13.3767 | 0.18211 | 2.6949 | 0.75321 | 3.8667 | 91.929 | 0.077571 | -0.052609 | -0.12947 | 0.077571 | 0.074883 | 3.8972 | 3.4929 | -8.8106 | 3.8972 | 3.0886 | 2.9869 | 2.0457 | -6.5159 | 2.9869 | 2.4361 | 0.18211 | 2.6949 | 0.75321 | 3.8667 | 91.929 | 0.077571 | -0.052609 | -0.12947 | 0.077571 | 0.074883 | 3.8972 | 3.4929 | -8.8106 | 3.8972 | 3.0886 | 2.9869 | 2.0457 | -6.5159 | 2.9869 | 2.4361
15 | 0.33 | 0.19 | South/Central | CA | Los.Angeles.Intl.AP.722950 | 3 | 13764852 | 15.3298 | 3.6068 | 21.0535 | 15.2393 | 5.8142 | 474.1 | 0.6047 | 52.09 | -0.51043 | 1.1151 | 37.6946 | -0.11013 | 49.87 | -1.3734 | 1.2633 | 32.5268 | -0.53218 | -17.69 | -0.24646 | -0.28573 | -14.4857 | 0.6047 | 52.09 | -0.51043 | 1.1151 | 37.6946 | 0.58994 | 47.65 | -0.41964 | 1.0096 | 34.6703 | 0.18211 | 2.7918 | 0.65685 | 3.8341 | 86.34 | 0.11012 | -0.020056 | -0.096917 | 0.11012 | 0.10744 | 9.4863 | 9.082 | -3.2216 | 9.4863 | 8.6777 | 6.8647 | 5.9236 | -2.638 | 6.8647 | 6.3139 | 0.18211 | 2.7918 | 0.65685 | 3.8341 | 86.34 | 0.11012 | -0.020056 | -0.096917 | 0.11012 | 0.10744 | 9.4863 | 9.082 | -3.2216 | 9.4863 | 8.6777 | 6.8647 | 5.9236 | -2.638 | 6.8647 | 6.3139
16 | 0.33 | 0.17 | South/Central | CA | Los.Angeles.Intl.AP.722950 | 3 | 13764852 | 15.6307 | 3.3424 | 20.9984 | 15.5384 | 5.46 | 459.13 | 0.65977 | 67.06 | -0.80952 | 1.4693 | 47.9136 | -0.055058 | 64.84 | -1.6725 | 1.6174 | 42.7457 | -0.47711 | -2.72 | -0.54554 | 0.068436 | -4.2667 | 0.65977 | 67.06 | -0.80952 | 1.4693 | 47.9136 | 0.64501 | 62.62 | -0.71873 | 1.3637 | 44.8892 | 0.18211 | 2.8466 | 0.60869 | 3.8241 | 83.6137 | 0.12015 | -0.010027 | -0.086888 | 0.12015 | 0.11746 | 12.2125 | 11.8082 | -0.49535 | 12.2125 | 11.4039 | 8.7257 | 7.7846 | -0.77703 | 8.7257 | 8.1749 | 0.18211 | 2.8466 | 0.60869 | 3.8241 | 83.6137 | 0.12015 | -0.010027 | -0.086888 | 0.12015 | 0.11746 | 12.2125 | 11.8082 | -0.49535 | 12.2125 | 11.4039 | 8.7257 | 7.7846 | -0.77703 | 8.7257 | 8.1749
17 | 0.3 | 0.47 | South/Central | CA | Los.Angeles.Intl.AP.722950 | 3 | 13764852 | 12.5887 | 6.864 | 22.6982 | 12.5139 | 10.1843 | 669.95 | -1.04 | -143.76 | 2.215 | -3.255 | -100.7505 | -1.7548 | -145.98 | 1.352 | -3.1069 | -105.9183 | -2.1769 | -213.54 | 2.4789 | -4.6558 | -152.9308 | -1.04 | -143.76 | 2.215 | -3.255 | -100.7505 | -1.0548 | -148.2 | 2.3058 | -3.3605 | -103.7748 | 0.18211 | 2.2926 | 1.25 | 4.1336 | 122.0069 | -0.1894 | -0.31958 | -0.39644 | -0.1894 | -0.19209 | -26.1806 | -26.5849 | -38.8885 | -26.1806 | -26.9892 | -18.348 | -19.2891 | -27.8507 | -18.348 | -18.8988 | 0.18211 | 2.2926 | 1.25 | 4.1336 | 122.0069 | -0.1894 | -0.31958 | -0.39644 | -0.1894 | -0.19209 | -26.1806 | -26.5849 | -38.8885 | -26.1806 | -26.9892 | -18.348 | -19.2891 | -27.8507 | -18.348 | -18.8988
18 | 0.3 | 0.42 | South/Central | CA | Los.Angeles.Intl.AP.722950 | 3 | 13764852 | 12.9378 | 6.1049 | 22.0267 | 12.8611 | 9.1657 | 620.98 | -0.36855 | -94.79 | 1.8678 | -2.2364 | -64.7938 | -1.0834 | -97.01 | 1.0049 | -2.0882 | -69.9616 | -1.5054 | -164.57 | 2.1318 | -3.6372 | -116.9741 | -0.36855 | -94.79 | 1.8678 | -2.2364 | -64.7938 | -0.38331 | -99.23 | 1.9586 | -2.3419 | -67.8182 | 0.18211 | 2.3562 | 1.1118 | 4.0114 | 113.0888 | -0.067118 | -0.1973 | -0.27416 | -0.067118 | -0.069806 | -17.2625 | -17.6668 | -29.9704 | -17.2625 | -18.0711 | -11.7998 | -12.741 | -21.3026 | -11.7998 | -12.3506 | 0.18211 | 2.3562 | 1.1118 | 4.0114 | 113.0888 | -0.067118 | -0.1973 | -0.27416 | -0.067118 | -0.069806 | -17.2625 | -17.6668 | -29.9704 | -17.2625 | -18.0711 | -11.7998 | -12.741 | -21.3026 | -11.7998 | -12.3506
19 | 0.3 | 0.37 | South/Central | CA | Los.Angeles.Intl.AP.722950 | 3 | 13764852 | 13.2986 | 5.4488 | 21.5099 | 13.2197 | 8.2902 | 579.59 | 0.14829 | -53.4 | 1.5092 | -1.3609 | -34.6624 | -0.56654 | -55.62 | 0.64625 | -1.2128 | -39.8302 | -0.98859 | -123.18 | 1.7732 | -2.7618 | -86.8427 | 0.14829 | -53.4 | 1.5092 | -1.3609 | -34.6624 | 0.13353 | -57.84 | 1.6 | -1.4665 | -37.6868 | 0.18211 | 2.4218 | 0.99229 | 3.9172 | 105.5511 | 0.027005 | -0.10317 | -0.18004 | 0.027005 | 0.024317 | -9.7249 | -10.1291 | -22.4327 | -9.7249 | -10.5334 | -6.3125 | -7.2536 | -15.8152 | -6.3125 | -6.8633 | 0.18211 | 2.4218 | 0.99229 | 3.9172 | 105.5511 | 0.027005 | -0.10317 | -0.18004 | 0.027005 | 0.024317 | -9.7249 | -10.1291 | -22.4327 | -9.7249 | -10.5334 | -6.3125 | -7.2536 | -15.8152 | -6.3125 | -6.8633
20 | 0.3 | 0.32 | South/Central | CA | Los.Angeles.Intl.AP.722950 | 3 | 13764852 | 13.7475 | 4.7996 | 21.0867 | 13.666 | 7.4207 | 539.52 | 0.57142 | -13.33 | 1.0629 | -0.49143 | -5.8897 | -0.1434 | -15.55 | 0.1999 | -0.3433 | -11.0576 | -0.56546 | -83.11 | 1.3268 | -1.8923 | -58.07 | 0.57142 | -13.33 | 1.0629 | -0.49143 | -5.8897 | 0.55666 | -17.77 | 1.1536 | -0.59698 | -8.9141 | 0.18211 | 2.5036 | 0.87407 | 3.8402 | 98.2538 | 0.10406 | -0.026116 | -0.10298 | 0.10406 | 0.10138 | -2.4276 | -2.8319 | -15.1354 | -2.4276 | -3.2362 | -1.0726 | -2.0137 | -10.5753 | -1.0726 | -1.6234 | 0.18211 | 2.5036 | 0.87407 | 3.8402 | 98.2538 | 0.10406 | -0.026116 | -0.10298 | 0.10406 | 0.10138 | -2.4276 | -2.8319 | -15.1354 | -2.4276 | -3.2362 | -1.0726 | -2.0137 | -10.5753 | -1.0726 | -1.6234
21 | 0.3 | 0.27 | South/Central | CA | Los.Angeles.Intl.AP.722950 | 3 | 13764852 | 14.0683 | 4.4135 | 20.8716 | 13.9849 | 6.8866 | 515.41 | 0.78661 | 10.78 | 0.74393 | 0.042688 | 11.2124 | 0.071785 | 8.56 | -0.11903 | 0.19081 | 6.0446 | -0.35027 | -59 | 1.0079 | -1.3582 | -40.9679 | 0.78661 | 10.78 | 0.74393 | 0.042688 | 11.2124 | 0.77185 | 6.34 | 0.83472 | -0.062863 | 8.1881 | 0.18211 | 2.562 | 0.80377 | 3.801 | 93.8631 | 0.14325 | 0.013073 | -0.063788 | 0.14325 | 0.14056 | 1.9632 | 1.5589 | -10.7447 | 1.9632 | 1.1546 | 2.0419 | 1.1008 | -7.4608 | 2.0419 | 1.4912 | 0.18211 | 2.562 | 0.80377 | 3.801 | 93.8631 | 0.14325 | 0.013073 | -0.063788 | 0.14325 | 0.14056 | 1.9632 | 1.5589 | -10.7447 | 1.9632 | 1.1546 | 2.0419 | 1.1008 | -7.4608 | 2.0419 | 1.4912
22 | 0.3 | 0.23 | South/Central | CA | Los.Angeles.Intl.AP.722950 | 3 | 13764852 | 14.2594 | 4.2175 | 20.7851 | 14.1749 | 6.6102 | 503.23 | 0.87308 | 22.96 | 0.55394 | 0.31914 | 19.7455 | 0.15825 | 20.74 | -0.30901 | 0.46726 | 14.5776 | -0.2638 | -46.82 | 0.81792 | -1.0817 | -32.4348 | 0.87308 | 22.96 | 0.55394 | 0.31914 | 19.7455 | 0.85832 | 18.52 | 0.64474 | 0.21359 | 16.7211 | 0.18211 | 2.5968 | 0.76806 | 3.7852 | 91.6449 | 0.159 | 0.02882 | -0.048041 | 0.159 | 0.15631 | 4.1813 | 3.777 | -8.5266 | 4.1813 | 3.3727 | 3.5959 | 2.6548 | -5.9068 | 3.5959 | 3.0451 | 0.18211 | 2.5968 | 0.76806 | 3.7852 | 91.6449 | 0.159 | 0.02882 | -0.048041 | 0.159 | 0.15631 | 4.1813 | 3.777 | -8.5266 | 4.1813 | 3.3727 | 3.5959 | 2.6548 | -5.9068 | 3.5959 | 3.0451
23 | 0.3 | 0.19 | South/Central | CA | Los.Angeles.Intl.AP.722950 | 3 | 13764852 | 14.7813 | 3.6799 | 20.5779 | 14.6937 | 5.8842 | 471.46 | 1.0802 | 54.73 | 0.035117 | 1.0451 | 41.8993 | 0.36541 | 52.51 | -0.82784 | 1.1932 | 36.7314 | -0.056638 | -15.05 | 0.29909 | -0.35573 | -10.281 | 1.0802 | 54.73 | 0.035117 | 1.0451 | 41.8993 | 1.0655 | 50.29 | 0.12591 | 0.93957 | 38.8749 | 0.18211 | 2.6919 | 0.67016 | 3.7475 | 85.8592 | 0.19673 | 0.066547 | -0.010315 | 0.19673 | 0.19404 | 9.9671 | 9.5628 | -2.7408 | 9.9671 | 9.1585 | 7.6304 | 6.6893 | -1.8723 | 7.6304 | 7.0796 | 0.18211 | 2.6919 | 0.67016 | 3.7475 | 85.8592 | 0.19673 | 0.066547 | -0.010315 | 0.19673 | 0.19404 | 9.9671 | 9.5628 | -2.7408 | 9.9671 | 9.1585 | 7.6304 | 6.6893 | -1.8723 | 7.6304 | 7.0796
24 | 0.3 | 0.17 | South/Central | CA | Los.Angeles.Intl.AP.722950 | 3 | 13764852 | 15.0821 | 3.4138 | 20.5213 | 14.9928 | 5.5285 | 456.41 | 1.1369 | 69.78 | -0.26397 | 1.4009 | 52.1803 | 0.42205 | 67.56 | -1.1269 | 1.549 | 47.0125 | 0 | 0 | 0 | 0 | 0 | 1.1369 | 69.78 | -0.26397 | 1.4009 | 52.1803 | 1.1221 | 65.34 | -0.17318 | 1.2953 | 49.1559 | 0.18211 | 2.7467 | 0.6217 | 3.7372 | 83.1184 | 0.20704 | 0.076861 | 0 | 0.20704 | 0.20435 | 12.7079 | 12.3036 | 0 | 12.7079 | 11.8993 | 9.5027 | 8.5616 | 0 | 9.5027 | 8.952 | 0.18211 | 2.7467 | 0.6217 | 3.7372 | 83.1184 | 0.20704 | 0.076861 | 0 | 0.20704 | 0.20435 | 12.7079 | 12.3036 | 0 | 12.7079 | 11.8993 | 9.5027 | 8.5616 | 0 | 9.5027 | 8.952
25 | 0.28 | 0.47 | South/Central | CA | Los.Angeles.Intl.AP.722950 | 3 | 13764852 | 12.3293 | 6.774 | 22.3088 | 12.256 | 10.0528 | 660.16 | -0.65063 | -133.97 | 2.4729 | -3.1235 | -92.2356 | -1.3655 | -136.19 | 1.6099 | -2.9754 | -97.4034 | -1.7875 | -203.75 | 2.7368 | -4.5244 | -144.4159 | -0.65063 | -133.97 | 2.4729 | -3.1235 | -92.2356 | -0.66539 | -138.41 | 2.5637 | -3.2291 | -95.2599 | 0.18211 | 2.2453 | 1.2336 | 4.0627 | 120.224 | -0.11849 | -0.24867 | -0.32553 | -0.11849 | -0.12118 | -24.3977 | -24.802 | -37.1056 | -24.3977 | -25.2063 | -16.7973 | -17.7385 | -26.3001 | -16.7973 | -17.3481 | 0.18211 | 2.2453 | 1.2336 | 4.0627 | 120.224 | -0.11849 | -0.24867 | -0.32553 | -0.11849 | -0.12118 | -24.3977 | -24.802 | -37.1056 | -24.3977 | -25.2063 | -16.7973 | -17.7385 | -26.3001 | -16.7973 | -17.3481
26 | 0.28 | 0.42 | South/Central | CA | Los.Angeles.Intl.AP.722950 | 3 | 13764852 | 12.6187 | 6.1479 | 21.7422 | 12.5436 | 9.1986 | 619.06 | -0.08404 | -92.87 | 2.1852 | -2.2693 | -62.0369 | -0.79887 | -95.09 | 1.3223 | -2.1211 | -67.2047 | -1.2209 | -162.65 | 2.4492 | -3.6701 | -114.2172 | -0.08404 | -92.87 | 2.1852 | -2.2693 | -62.0369 | -0.0988 | -97.31 | 2.276 | -2.3748 | -65.0613 | 0.18211 | 2.298 | 1.1196 | 3.9595 | 112.7391 | -0.015305 | -0.14548 | -0.22235 | -0.015305 | -0.017993 | -16.9129 | -17.3172 | -29.6207 | -16.9129 | -17.7215 | -11.2978 | -12.2389 | -20.8005 | -11.2978 | -11.8485 | 0.18211 | 2.298 | 1.1196 | 3.9595 | 112.7391 | -0.015305 | -0.14548 | -0.22235 | -0.015305 | -0.017993 | -16.9129 | -17.3172 | -29.6207 | -16.9129 | -17.7215 | -11.2978 | -12.2389 | -20.8005 | -11.2978 | -11.8485
27 | 0.28 | 0.37 | South/Central | CA | Los.Angeles.Intl.AP.722950 | 3 | 13764852 | 12.9195 | 5.5818 | 21.2854 | 12.8427 | 8.4427 | 583.19 | 0.37271 | -57 | 1.8861 | -1.5134 | -35.8871 | -0.34211 | -59.22 | 1.0232 | -1.3653 | -41.055 | -0.76417 | -126.78 | 2.1501 | -2.9143 | -88.0675 | 0.37271 | -57 | 1.8861 | -1.5134 | -35.8871 | 0.35795 | -61.44 | 1.9769 | -1.619 | -38.9115 | 0.18211 | 2.3528 | 1.0165 | 3.8764 | 106.2067 | 0.067876 | -0.062303 | -0.13916 | 0.067876 | 0.065188 | -10.3805 | -10.7848 | -23.0883 | -10.3805 | -11.189 | -6.5355 | -7.4767 | -16.0383 | -6.5355 | -7.0863 | 0.18211 | 2.3528 | 1.0165 | 3.8764 | 106.2067 | 0.067876 | -0.062303 | -0.13916 | 0.067876 | 0.065188 | -10.3805 | -10.7848 | -23.0883 | -10.3805 | -11.189 | -6.5355 | -7.4767 | -16.0383 | -6.5355 | -7.0863
28 | 0.28 | 0.32 | South/Central | CA | Los.Angeles.Intl.AP.722950 | 3 | 13764852 | 13.3002 | 5.0026 | 20.8839 | 13.2212 | 7.6628 | 547 | 0.77422 | -20.81 | 1.5077 | -0.73347 | -9.7968 | 0.059393 | -23.03 | 0.64474 | -0.58534 | -14.9646 | -0.36266 | -90.59 | 1.7717 | -2.1343 | -61.9771 | 0.77422 | -20.81 | 1.5077 | -0.73347 | -9.7968 | 0.75946 | -25.25 | 1.5985 | -0.83902 | -12.8212 | 0.18211 | 2.4221 | 0.91104 | 3.8032 | 99.616 | 0.141 | 0.010816 | -0.066045 | 0.141 | 0.13831 | -3.7898 | -4.1941 | -16.4977 | -3.7898 | -4.5984 | -1.7841 | -2.7253 | -11.2869 | -1.7841 | -2.3349 | 0.18211 | 2.4221 | 0.91104 | 3.8032 | 99.616 | 0.141 | 0.010816 | -0.066045 | 0.141 | 0.13831 | -3.7898 | -4.1941 | -16.4977 | -3.7898 | -4.5984 | -1.7841 | -2.7253 | -11.2869 | -1.7841 | -2.3349
29 | 0.28 | 0.27 | South/Central | CA | Los.Angeles.Intl.AP.722950 | 3 | 13764852 | 13.6194 | 4.595 | 20.6442 | 13.5386 | 7.1056 | 521.68 | 1.014 | 4.51 | 1.1903 | -0.17628 | 8.2398 | 0.29917 | 2.29 | 0.32733 | -0.028154 | 3.072 | -0.12288 | -65.27 | 1.4543 | -1.5771 | -43.9405 | 1.014 | 4.51 | 1.1903 | -0.17628 | 8.2398 | 0.99924 | 0.07 | 1.2811 | -0.28183 | 5.2155 | 0.18211 | 2.4803 | 0.83682 | 3.7596 | 95.0049 | 0.18466 | 0.054483 | -0.022378 | 0.18466 | 0.18198 | 0.82133 | 0.41704 | -11.8865 | 0.82133 | 0.012748 | 1.5006 | 0.55945 | -8.0022 | 1.5006 | 0.9498 | 0.18211 | 2.4803 | 0.83682 | 3.7596 | 95.0049 | 0.18466 | 0.054483 | -0.022378 | 0.18466 | 0.18198 | 0.82133 | 0.41704 | -11.8865 | 0.82133 | 0.012748 | 1.5006 | 0.55945 | -8.0022 | 1.5006 | 0.9498
30 | 0.28 | 0.23 | South/Central | CA | Los.Angeles.Intl.AP.722950 | 3 | 13764852 | 13.9003 | 4.279 | 20.4875 | 13.8178 | 6.6696 | 502.22 | 1.1707 | 23.97 | 0.91103 | 0.25968 | 21.9568 | 0.45588 | 21.75 | 0.048075 | 0.40781 | 16.789 | 0.033832 | -45.81 | 1.175 | -1.1412 | -30.2235 | 1.1707 | 23.97 | 0.91103 | 0.25968 | 21.9568 | 1.156 | 19.53 | 1.0018 | 0.15413 | 18.9324 | 0.18211 | 2.5314 | 0.77926 | 3.731 | 91.461 | 0.2132 | 0.083022 | 0.0061612 | 0.2132 | 0.21051 | 4.3653 | 3.961 | -8.3426 | 4.3653 | 3.5567 | 3.9986 | 3.0575 | -5.5041 | 3.9986 | 3.4479 | 0.18211 | 2.5314 | 0.77926 | 3.731 | 91.461 | 0.2132 | 0.083022 | 0.0061612 | 0.2132 | 0.21051 | 4.3653 | 3.961 | -8.3426 | 4.3653 | 3.5567 | 3.9986 | 3.0575 | -5.5041 | 3.9986 | 3.4479
31 | 0.28 | 0.19 | South/Central | CA | Los.Angeles.Intl.AP.722950 | 3 | 13764852 | 14.4107 | 3.7398 | 20.2772 | 14.3252 | 5.952 | 470.75 | 1.381 | 55.44 | 0.40364 | 0.97733 | 43.9263 | 0.66614 | 53.22 | -0.45931 | 1.1255 | 38.7585 | 0.24409 | -14.34 | 0.66761 | -0.42352 | -8.254 | 1.381 | 55.44 | 0.40364 | 0.97733 | 43.9263 | 1.3662 | 51 | 0.49443 | 0.87178 | 40.9019 | 0.18211 | 2.6244 | 0.68107 | 3.6927 | 85.7299 | 0.25149 | 0.12131 | 0.044452 | 0.25149 | 0.24881 | 10.0964 | 9.6921 | -2.6115 | 10.0964 | 9.2878 | 7.9996 | 7.0584 | -1.5032 | 7.9996 | 7.4488 | 0.18211 | 2.6244 | 0.68107 | 3.6927 | 85.7299 | 0.25149 | 0.12131 | 0.044452 | 0.25149 | 0.24881 | 10.0964 | 9.6921 | -2.6115 | 10.0964 | 9.2878 | 7.9996 | 7.0584 | -1.5032 | 7.9996 | 7.4488
32 | 0.28 | 0.17 | South/Central | CA | Los.Angeles.Intl.AP.722950 | 3 | 13764852 | 14.7016 | 3.4753 | 20.2121 | 14.6144 | 5.5977 | 455.66 | 1.446 | 70.53 | 0.11447 | 1.3316 | 54.2746 | 0.7312 | 68.31 | -0.74848 | 1.4797 | 49.1068 | 0.30915 | 0.75 | 0.37844 | -0.069296 | 2.0943 | 1.446 | 70.53 | 0.11447 | 1.3316 | 54.2746 | 1.4313 | 66.09 | 0.20526 | 1.226 | 51.2503 | 0.18211 | 2.6774 | 0.6329 | 3.6809 | 82.9818 | 0.26334 | 0.13316 | 0.0563 | 0.26334 | 0.26065 | 12.8445 | 12.4402 | 0.13659 | 12.8445 | 12.0359 | 9.8841 | 8.943 | 0.38141 | 9.8841 | 9.3334 | 0.18211 | 2.6774 | 0.6329 | 3.6809 | 82.9818 | 0.26334 | 0.13316 | 0.0563 | 0.26334 | 0.26065 | 12.8445 | 12.4402 | 0.13659 | 12.8445 | 12.0359 | 9.8841 | 8.943 | 0.38141 | 9.8841 | 9.3334
33 | 0.27 | 0.47 | South/Central | CA | Los.Angeles.Intl.AP.722950 | 3 | 13764852 | 12.1797 | 6.774 | 22.1507 | 12.1072 | 10.0435 | 657.98 | -0.49257 | -131.79 | 2.6217 | -3.1142 | -89.9637 | -1.2074 | -134.01 | 1.7587 | -2.9661 | -95.1315 | -1.6294 | -201.57 | 2.8856 | -4.5151 | -142.144 | -0.49257 | -131.79 | 2.6217 | -3.1142 | -89.9637 | -0.50733 | -136.23 | 2.7124 | -3.2198 | -92.9881 | 0.18211 | 2.2181 | 1.2336 | 4.0339 | 119.827 | -0.089703 | -0.21988 | -0.29674 | -0.089703 | -0.092391 | -24.0007 | -24.405 | -36.7086 | -24.0007 | -24.8093 | -16.3836 | -17.3247 | -25.8863 | -16.3836 | -16.9344 | 0.18211 | 2.2181 | 1.2336 | 4.0339 | 119.827 | -0.089703 | -0.21988 | -0.29674 | -0.089703 | -0.092391 | -24.0007 | -24.405 | -36.7086 | -24.0007 | -24.8093 | -16.3836 | -17.3247 | -25.8863 | -16.3836 | -16.9344
34 | 0.27 | 0.42 | South/Central | CA | Los.Angeles.Intl.AP.722950 | 3 | 13764852 | 12.4591 | 6.1694 | 21.6041 | 12.3849 | 9.2192 | 618.31 | 0.054033 | -92.12 | 2.3439 | -2.2899 | -60.8243 | -0.66079 | -94.34 | 1.481 | -2.1418 | -65.9922 | -1.0828 | -161.9 | 2.6079 | -3.6907 | -113.0046 | 0.054033 | -92.12 | 2.3439 | -2.2899 | -60.8243 | 0.039273 | -96.56 | 2.4347 | -2.3954 | -63.8487 | 0.18211 | 2.269 | 1.1235 | 3.9344 | 112.6025 | 0.0098401 | -0.12034 | -0.1972 | 0.0098401 | 0.0071522 | -16.7763 | -17.1806 | -29.4842 | -16.7763 | -17.5849 | -11.0769 | -12.0181 | -20.5797 | -11.0769 | -11.6277 | 0.18211 | 2.269 | 1.1235 | 3.9344 | 112.6025 | 0.0098401 | -0.12034 | -0.1972 | 0.0098401 | 0.0071522 | -16.7763 | -17.1806 | -29.4842 | -16.7763 | -17.5849 | -11.0769 | -12.0181 | -20.5797 | -11.0769 | -11.6277
35 | 0.27 | 0.37 | South/Central | CA | Los.Angeles.Intl.AP.722950 | 3 | 13764852 | 12.7085 | 5.7118 | 21.2344 | 12.6329 | 8.6015 | 589.04 | 0.42379 | -62.85 | 2.0959 | -1.6722 | -39.4979 | -0.29103 | -65.07 | 1.233 | -1.524 | -44.6657 | -0.71309 | -132.63 | 2.3599 | -3.073 | -91.6782 | 0.42379 | -62.85 | 2.0959 | -1.6722 | -39.4979 | 0.40903 | -67.29 | 2.1867 | -1.7777 | -42.5223 | 0.18211 | 2.3144 | 1.0402 | 3.8671 | 107.2721 | 0.077178 | -0.053001 | -0.12986 | 0.077178 | 0.07449 | -11.4458 | -11.8501 | -24.1537 | -11.4458 | -12.2544 | -7.1931 | -8.1342 | -16.6958 | -7.1931 | -7.7439 | 0.18211 | 2.3144 | 1.0402 | 3.8671 | 107.2721 | 0.077178 | -0.053001 | -0.12986 | 0.077178 | 0.07449 | -11.4458 | -11.8501 | -24.1537 | -11.4458 | -12.2544 | -7.1931 | -8.1342 | -16.6958 | -7.1931 | -7.7439
36 | 0.27 | 0.32 | South/Central | CA | Los.Angeles.Intl.AP.722950 | 3 | 13764852 | 13.0492 | 5.1742 | 20.846 | 12.9717 | 7.8744 | 555.13 | 0.81212 | -28.94 | 1.7572 | -0.94506 | -14.9961 | 0.097293 | -31.16 | 0.89423 | -0.79694 | -20.164 | -0.32476 | -98.72 | 2.0212 | -2.3459 | -67.1764 | 0.81212 | -28.94 | 1.7572 | -0.94506 | -14.9961 | 0.79736 | -33.38 | 1.848 | -1.0506 | -18.0205 | 0.18211 | 2.3764 | 0.94228 | 3.7963 | 101.0966 | 0.1479 | 0.017718 | -0.059143 | 0.1479 | 0.14521 | -5.2704 | -5.6747 | -17.9782 | -5.2704 | -6.0789 | -2.731 | -3.6721 | -12.2337 | -2.731 | -3.2818 | 0.18211 | 2.3764 | 0.94228 | 3.7963 | 101.0966 | 0.1479 | 0.017718 | -0.059143 | 0.1479 | 0.14521 | -5.2704 | -5.6747 | -17.9782 | -5.2704 | -6.0789 | -2.731 | -3.6721 | -12.2337 | -2.731 | -3.2818
37 | 0.27 | 0.27 | South/Central | CA | Los.Angeles.Intl.AP.722950 | 3 | 13764852 | 13.3999 | 4.6966 | 20.5477 | 13.3204 | 7.2273 | 525.5 | 1.1105 | 0.69 | 1.4085 | -0.29805 | 6.2028 | 0.39562 | -1.53 | 0.54555 | -0.14992 | 1.035 | -0.026429 | -69.09 | 1.6725 | -1.6989 | -45.9775 | 1.1105 | 0.69 | 1.4085 | -0.29805 | 6.2028 | 1.0957 | -3.75 | 1.4993 | -0.4036 | 3.1785 | 0.18211 | 2.4403 | 0.85531 | 3.742 | 95.7006 | 0.20223 | 0.072048 | -0.004813 | 0.20223 | 0.19954 | 0.12566 | -0.27863 | -12.5822 | 0.12566 | -0.68293 | 1.1296 | 0.18848 | -8.3731 | 1.1296 | 0.57884 | 0.18211 | 2.4403 | 0.85531 | 3.742 | 95.7006 | 0.20223 | 0.072048 | -0.004813 | 0.20223 | 0.19954 | 0.12566 | -0.27863 | -12.5822 | 0.12566 | -0.68293 | 1.1296 | 0.18848 | -8.3731 | 1.1296 | 0.57884
38 | 0.27 | 0.23 | South/Central | CA | Los.Angeles.Intl.AP.722950 | 3 | 13764852 | 13.7192 | 4.3105 | 20.3394 | 13.6378 | 6.7017 | 501.82 | 1.3187 | 24.37 | 1.0911 | 0.22765 | 22.9904 | 0.60391 | 22.15 | 0.22814 | 0.37577 | 17.8225 | 0.18186 | -45.41 | 1.3551 | -1.1732 | -29.1899 | 1.3187 | 24.37 | 1.0911 | 0.22765 | 22.9904 | 1.304 | 19.93 | 1.1819 | 0.1221 | 19.966 | 0.18211 | 2.4985 | 0.785 | 3.7041 | 91.3882 | 0.24016 | 0.10998 | 0.033119 | 0.24016 | 0.23747 | 4.4381 | 4.0338 | -8.2698 | 4.4381 | 3.6295 | 4.1869 | 3.2457 | -5.3159 | 4.1869 | 3.6361 | 0.18211 | 2.4985 | 0.785 | 3.7041 | 91.3882 | 0.24016 | 0.10998 | 0.033119 | 0.24016 | 0.23747 | 4.4381 | 4.0338 | -8.2698 | 4.4381 | 3.6295 | 4.1869 | 3.2457 | -5.3159 | 4.1869 | 3.6361
39 | 0.27 | 0.19 | South/Central | CA | Los.Angeles.Intl.AP.722950 | 3 | 13764852 | 14.2211 | 3.7714 | 20.1192 | 14.1368 | 5.9825 | 470.17 | 1.5389 | 56.02 | 0.5921 | 0.94682 | 45.128 | 0.8241 | 53.8 | -0.27085 | 1.095 | 39.9602 | 0.40205 | -13.76 | 0.85607 | -0.45403 | -7.0523 | 1.5389 | 56.02 | 0.5921 | 0.94682 | 45.128 | 1.5242 | 51.58 | 0.68289 | 0.84127 | 42.1036 | 0.18211 | 2.5899 | 0.68681 | 3.664 | 85.6243 | 0.28026 | 0.15008 | 0.073218 | 0.28026 | 0.27757 | 10.202 | 9.7977 | -2.5059 | 10.202 | 9.3934 | 8.2184 | 7.2773 | -1.2843 | 8.2184 | 7.6676 | 0.18211 | 2.5899 | 0.68681 | 3.664 | 85.6243 | 0.28026 | 0.15008 | 0.073218 | 0.28026 | 0.27757 | 10.202 | 9.7977 | -2.5059 | 10.202 | 9.3934 | 8.2184 | 7.2773 | -1.2843 | 8.2184 | 7.6676
40 | 0.27 | 0.17 | South/Central | CA | Los.Angeles.Intl.AP.722950 | 3 | 13764852 | 14.5021 | 3.5068 | 20.0442 | 14.416 | 5.6282 | 454.97 | 1.614 | 71.22 | 0.31285 | 1.3011 | 55.606 | 0.89914 | 69 | -0.5501 | 1.4492 | 50.4381 | 0.47709 | 1.44 | 0.57682 | -0.099734 | 3.4257 | 1.614 | 71.22 | 0.31285 | 1.3011 | 55.606 | 1.5992 | 66.78 | 0.40364 | 1.1956 | 52.5816 | 0.18211 | 2.641 | 0.63864 | 3.6503 | 82.8561 | 0.29392 | 0.16375 | 0.086884 | 0.29392 | 0.29124 | 12.9701 | 12.5658 | 0.26224 | 12.9701 | 12.1615 | 10.1266 | 9.1855 | 0.62386 | 10.1266 | 9.5758 | 0.18211 | 2.641 | 0.63864 | 3.6503 | 82.8561 | 0.29392 | 0.16375 | 0.086884 | 0.29392 | 0.29124 | 12.9701 | 12.5658 | 0.26224 | 12.9701 | 12.1615 | 10.1266 | 9.1855 | 0.62386 | 10.1266 | 9.5758
41 | 0.26 | 0.47 | South/Central | CA | Los.Angeles.Intl.AP.722950 | 3 | 13764852 | 12.0301 | 6.7755 | 22.001 | 11.9584 | 10.0426 | 656.22 | -0.34289 | -130.03 | 2.7704 | -3.1133 | -88.0242 | -1.0577 | -132.25 | 1.9075 | -2.9652 | -93.192 | -1.4798 | -199.81 | 3.0344 | -4.5142 | -140.2045 | -0.34289 | -130.03 | 2.7704 | -3.1133 | -88.0242 | -0.35765 | -134.47 | 2.8612 | -3.2189 | -91.0486 | 0.18211 | 2.1908 | 1.2339 | 4.0067 | 119.5065 | -0.062444 | -0.19262 | -0.26948 | -0.062444 | -0.065132 | -23.6802 | -24.0845 | -36.3881 | -23.6802 | -24.4888 | -16.0304 | -16.9715 | -25.5331 | -16.0304 | -16.5812 | 0.18211 | 2.1908 | 1.2339 | 4.0067 | 119.5065 | -0.062444 | -0.19262 | -0.26948 | -0.062444 | -0.065132 | -23.6802 | -24.0845 | -36.3881 | -23.6802 | -24.4888 | -16.0304 | -16.9715 | -25.5331 | -16.0304 | -16.5812
42 | 0.26 | 0.42 | South/Central | CA | Los.Angeles.Intl.AP.722950 | 3 | 13764852 | 12.2995 | 6.1979 | 21.4729 | 12.2262 | 9.2467 | 617.92 | 0.18525 | -91.73 | 2.5026 | -2.3174 | -59.8838 | -0.52958 | -93.95 | 1.6397 | -2.1693 | -65.0516 | -0.95163 | -161.51 | 2.7666 | -3.7182 | -112.0641 | 0.18525 | -91.73 | 2.5026 | -2.3174 | -59.8838 | 0.17049 | -96.17 | 2.5934 | -2.4229 | -62.9081 | 0.18211 | 2.2399 | 1.1287 | 3.9105 | 112.5315 | 0.033736 | -0.096444 | -0.17331 | 0.033736 | 0.031048 | -16.7053 | -17.1096 | -29.4131 | -16.7053 | -17.5138 | -10.9056 | -11.8468 | -20.4084 | -10.9056 | -11.4564 | 0.18211 | 2.2399 | 1.1287 | 3.9105 | 112.5315 | 0.033736 | -0.096444 | -0.17331 | 0.033736 | 0.031048 | -16.7053 | -17.1096 | -29.4131 | -16.7053 | -17.5138 | -10.9056 | -11.8468 | -20.4084 | -10.9056 | -11.4564
43 | 0.26 | 0.37 | South/Central | CA | Los.Angeles.Intl.AP.722950 | 3 | 13764852 | 12.499 | 5.8348 | 21.178 | 12.4246 | 8.7534 | 594.54 | 0.48019 | -68.35 | 2.3042 | -1.8241 | -42.8571 | -0.23464 | -70.57 | 1.4413 | -1.6759 | -48.0249 | -0.65669 | -138.13 | 2.5682 | -3.2249 | -95.0374 | 0.48019 | -68.35 | 2.3042 | -1.8241 | -42.8571 | 0.46543 | -72.79 | 2.395 | -1.9296 | -45.8814 | 0.18211 | 2.2762 | 1.0626 | 3.8568 | 108.2737 | 0.087448 | -0.042731 | -0.11959 | 0.087448 | 0.08476 | -12.4475 | -12.8517 | -25.1553 | -12.4475 | -13.256 | -7.8048 | -8.746 | -17.3076 | -7.8048 | -8.3556 | 0.18211 | 2.2762 | 1.0626 | 3.8568 | 108.2737 | 0.087448 | -0.042731 | -0.11959 | 0.087448 | 0.08476 | -12.4475 | -12.8517 | -25.1553 | -12.4475 | -13.256 | -7.8048 | -8.746 | -17.3076 | -7.8048 | -8.3556
44 | 0.26 | 0.32 | South/Central | CA | Los.Angeles.Intl.AP.722950 | 3 | 13764852 | 12.7799 | 5.3788 | 20.8413 | 12.7039 | 8.1374 | 565.73 | 0.81691 | -39.54 | 2.025 | -1.2081 | -22.0009 | 0.10208 | -41.76 | 1.162 | -1.06 | -27.1687 | -0.31997 | -109.32 | 2.289 | -2.6089 | -74.1812 | 0.81691 | -39.54 | 2.025 | -1.2081 | -22.0009 | 0.80215 | -43.98 | 2.1158 | -1.3136 | -25.0252 | 0.18211 | 2.3274 | 0.97954 | 3.7955 | 103.027 | 0.14877 | 0.01859 | -0.058271 | 0.14877 | 0.14608 | -7.2008 | -7.6051 | -19.9086 | -7.2008 | -8.0093 | -4.0067 | -4.9478 | -13.5094 | -4.0067 | -4.5574 | 0.18211 | 2.3274 | 0.97954 | 3.7955 | 103.027 | 0.14877 | 0.01859 | -0.058271 | 0.14877 | 0.14608 | -7.2008 | -7.6051 | -19.9086 | -7.2008 | -8.0093 | -4.0067 | -4.9478 | -13.5094 | -4.0067 | -4.5574
45 | 0.26 | 0.27 | South/Central | CA | Los.Angeles.Intl.AP.722950 | 3 | 13764852 | 13.1705 | 4.8081 | 20.4597 | 13.0922 | 7.3675 | 530.17 | 1.1984 | -3.98 | 1.6366 | -0.43821 | 3.5631 | 0.48359 | -6.2 | 0.77368 | -0.29009 | -1.6047 | 0.061543 | -73.76 | 1.9006 | -1.8391 | -48.6172 | 1.1984 | -3.98 | 1.6366 | -0.43821 | 3.5631 | 1.1837 | -8.42 | 1.7274 | -0.54376 | 0.53874 | 0.18211 | 2.3985 | 0.87562 | 3.726 | 96.5511 | 0.21825 | 0.088069 | 0.011208 | 0.21825 | 0.21556 | -0.72481 | -1.1291 | -13.4327 | -0.72481 | -1.5334 | 0.64889 | -0.29224 | -8.8538 | 0.64889 | 0.098112 | 0.18211 | 2.3985 | 0.87562 | 3.726 | 96.5511 | 0.21825 | 0.088069 | 0.011208 | 0.21825 | 0.21556 | -0.72481 | -1.1291 | -13.4327 | -0.72481 | -1.5334 | 0.64889 | -0.29224 | -8.8538 | 0.64889 | 0.098112
46 | 0.26 | 0.23 | South/Central | CA | Los.Angeles.Intl.AP.722950 | 3 | 13764852 | 13.5313 | 4.342 | 20.183 | 13.4508 | 6.7322 | 501.26 | 1.4752 | 24.93 | 1.278 | 0.19713 | 24.1723 | 0.76034 | 22.71 | 0.41508 | 0.34526 | 19.0045 | 0.33829 | -44.85 | 1.542 | -1.2037 | -28.008 | 1.4752 | 24.93 | 1.278 | 0.19713 | 24.1723 | 1.4604 | 20.49 | 1.3688 | 0.091582 | 21.148 | 0.18211 | 2.4642 | 0.79074 | 3.6756 | 91.2862 | 0.26865 | 0.13847 | 0.061606 | 0.26865 | 0.26596 | 4.5401 | 4.1358 | -8.1678 | 4.5401 | 3.7315 | 4.4021 | 3.461 | -5.1006 | 4.4021 | 3.8513 | 0.18211 | 2.4642 | 0.79074 | 3.6756 | 91.2862 | 0.26865 | 0.13847 | 0.061606 | 0.26865 | 0.26596 | 4.5401 | 4.1358 | -8.1678 | 4.5401 | 3.7315 | 4.4021 | 3.461 | -5.1006 | 4.4021 | 3.8513
47 | 0.26 | 0.19 | South/Central | CA | Los.Angeles.Intl.AP.722950 | 3 | 13764852 | 14.0232 | 3.8029 | 19.9528 | 13.9399 | 6.0129 | 469.49 | 1.7053 | 56.7 | 0.78896 | 0.91638 | 46.4397 | 0.99052 | 54.48 | -0.073992 | 1.0645 | 41.2719 | 0.56846 | -13.08 | 1.0529 | -0.48447 | -5.7406 | 1.7053 | 56.7 | 0.78896 | 0.91638 | 46.4397 | 1.6906 | 52.26 | 0.87975 | 0.81083 | 43.4154 | 0.18211 | 2.5538 | 0.69256 | 3.6337 | 85.5004 | 0.31057 | 0.18039 | 0.10353 | 0.31057 | 0.30788 | 10.3258 | 9.9215 | -2.382 | 10.3258 | 9.5172 | 8.4573 | 7.5162 | -1.0454 | 8.4573 | 7.9065 | 0.18211 | 2.5538 | 0.69256 | 3.6337 | 85.5004 | 0.31057 | 0.18039 | 0.10353 | 0.31057 | 0.30788 | 10.3258 | 9.9215 | -2.382 | 10.3258 | 9.5172 | 8.4573 | 7.5162 | -1.0454 | 8.4573 | 7.9065
48 | 0.26 | 0.17 | South/Central | CA | Los.Angeles.Intl.AP.722950 | 3 | 13764852 | 14.3125 | 3.5383 | 19.8877 | 14.2276 | 5.6601 | 454.45 | 1.7705 | 71.74 | 0.50131 | 1.2692 | 56.7518 | 1.0557 | 69.52 | -0.36164 | 1.4173 | 51.5839 | 0.63363 | 1.96 | 0.76528 | -0.13165 | 4.5715 | 1.7705 | 71.74 | 0.50131 | 1.2692 | 56.7518 | 1.7558 | 67.3 | 0.5921 | 1.1637 | 53.7274 | 0.18211 | 2.6065 | 0.64438 | 3.6218 | 82.7614 | 0.32243 | 0.19225 | 0.11539 | 0.32243 | 0.31975 | 13.0648 | 12.6605 | 0.35694 | 13.0648 | 12.2562 | 10.3353 | 9.3941 | 0.83252 | 10.3353 | 9.7845 | 0.18211 | 2.6065 | 0.64438 | 3.6218 | 82.7614 | 0.32243 | 0.19225 | 0.11539 | 0.32243 | 0.31975 | 13.0648 | 12.6605 | 0.35694 | 13.0648 | 12.2562 | 10.3353 | 9.3941 | 0.83252 | 10.3353 | 9.7845
49 | 0.25 | 0.47 | South/Central | CA | Los.Angeles.Intl.AP.722950 | 3 | 13764852 | 11.8805 | 6.7771 | 21.843 | 11.8096 | 10.0334 | 654.04 | -0.18484 | -127.85 | 2.9192 | -3.1041 | -85.7531 | -0.89967 | -130.07 | 2.0563 | -2.9559 | -90.9209 | -1.3217 | -197.63 | 3.1832 | -4.5049 | -137.9334 | -0.18484 | -127.85 | 2.9192 | -3.1041 | -85.7531 | -0.1996 | -132.29 | 3.01 | -3.2096 | -88.7774 | 0.18211 | 2.1636 | 1.2342 | 3.9779 | 119.1095 | -0.033662 | -0.16384 | -0.2407 | -0.033662 | -0.03635 | -23.2832 | -23.6875 | -35.9911 | -23.2832 | -24.0918 | -15.6168 | -16.5579 | -25.1195 | -15.6168 | -16.1676 | 0.18211 | 2.1636 | 1.2342 | 3.9779 | 119.1095 | -0.033662 | -0.16384 | -0.2407 | -0.033662 | -0.03635 | -23.2832 | -23.6875 | -35.9911 | -23.2832 | -24.0918 | -15.6168 | -16.5579 | -25.1195 | -15.6168 | -16.1676
50 | 0.25 | 0.42 | South/Central | CA | Los.Angeles.Intl.AP.722950 | 3 | 13764852 | 12.1399 | 6.2194 | 21.3348 | 12.0675 | 9.2673 | 617.17 | 0.32335 | -90.98 | 2.6613 | -2.338 | -58.6699 | -0.39147 | -93.2 | 1.7984 | -2.1899 | -63.8377 | -0.81353 | -160.76 | 2.9253 | -3.7388 | -110.8502 | 0.32335 | -90.98 | 2.6613 | -2.338 | -58.6699 | 0.30859 | -95.42 | 2.7521 | -2.4435 | -61.6942 | 0.18211 | 2.2108 | 1.1326 | 3.8854 | 112.3949 | 0.058887 | -0.071293 | -0.14815 | 0.058887 | 0.056199 | -16.5687 | -16.973 | -29.2766 | -16.5687 | -17.3773 | -10.6846 | -11.6257 | -20.1873 | -10.6846 | -11.2353 | 0.18211 | 2.2108 | 1.1326 | 3.8854 | 112.3949 | 0.058887 | -0.071293 | -0.14815 | 0.058887 | 0.056199 | -16.5687 | -16.973 | -29.2766 | -16.5687 | -17.3773 | -10.6846 | -11.6257 | -20.1873 | -10.6846 | -11.2353
51 | 0.25 | 0.37 | South/Central | CA | Los.Angeles.Intl.AP.722950 | 3 | 13764852 | 12.2895 | 5.9679 | 21.1415 | 12.2163 | 8.9251 | 601.09 | 0.5167 | -74.9 | 2.5125 | -1.9958 | -47.0045 | -0.19812 | -77.12 | 1.6496 | -1.8477 | -52.1724 | -0.62017 | -144.68 | 2.7765 | -3.3967 | -99.1848 | 0.5167 | -74.9 | 2.5125 | -1.9958 | -47.0045 | 0.50194 | -79.34 | 2.6033 | -2.1014 | -50.0289 | 0.18211 | 2.2381 | 1.0868 | 3.8501 | 109.4666 | 0.094099 | -0.036081 | -0.11294 | 0.094099 | 0.091411 | -13.6403 | -14.0446 | -26.3482 | -13.6403 | -14.4489 | -8.5602 | -9.5013 | -18.0629 | -8.5602 | -9.1109 | 0.18211 | 2.2381 | 1.0868 | 3.8501 | 109.4666 | 0.094099 | -0.036081 | -0.11294 | 0.094099 | 0.091411 | -13.6403 | -14.0446 | -26.3482 | -13.6403 | -14.4489 | -8.5602 | -9.5013 | -18.0629 | -8.5602 | -9.1109
52 | 0.25 | 0.32 | South/Central | CA | Los.Angeles.Intl.AP.722950 | 3 | 13764852 | 12.5205 | 5.6102 | 20.8733 | 12.446 | 8.4274 | 577.84 | 0.78484 | -51.65 | 2.2829 | -1.498 | -30.2006 | 0.070014 | -53.87 | 1.4199 | -1.3499 | -35.3685 | -0.35204 | -121.43 | 2.5469 | -2.8989 | -82.381 | 0.78484 | -51.65 | 2.2829 | -1.498 | -30.2006 | 0.77008 | -56.09 | 2.3737 | -1.6036 | -33.225 | 0.18211 | 2.2801 | 1.0217 | 3.8013 | 105.2324 | 0.14293 | 0.01275 | -0.064111 | 0.14293 | 0.14024 | -9.4062 | -9.8104 | -22.114 | -9.4062 | -10.2147 | -5.4999 | -6.4411 | -15.0027 | -5.4999 | -6.0507 | 0.18211 | 2.2801 | 1.0217 | 3.8013 | 105.2324 | 0.14293 | 0.01275 | -0.064111 | 0.14293 | 0.14024 | -9.4062 | -9.8104 | -22.114 | -9.4062 | -10.2147 | -5.4999 | -6.4411 | -15.0027 | -5.4999 | -6.0507
53 | 0.25 | 0.27 | South/Central | CA | Los.Angeles.Intl.AP.722950 | 3 | 13764852 | 12.9411 | 4.9211 | 20.3634 | 12.8641 | 7.4993 | 534.4 | 1.2948 | -8.21 | 1.8648 | -0.57 | 1.2555 | 0.57994 | -10.43 | 1.0018 | -0.42188 | -3.9123 | 0.15789 | -77.99 | 2.1287 | -1.9709 | -50.9248 | 1.2948 | -8.21 | 1.8648 | -0.57 | 1.2555 | 1.28 | -12.65 | 1.9556 | -0.67555 | -1.7688 | 0.18211 | 2.3567 | 0.8962 | 3.7084 | 97.3214 | 0.23579 | 0.10561 | 0.028754 | 0.23579 | 0.23311 | -1.4952 | -1.8994 | -14.203 | -1.4952 | -2.3037 | 0.22865 | -0.71248 | -9.2741 | 0.22865 | -0.32213 | 0.18211 | 2.3567 | 0.8962 | 3.7084 | 97.3214 | 0.23579 | 0.10561 | 0.028754 | 0.23579 | 0.23311 | -1.4952 | -1.8994 | -14.203 | -1.4952 | -2.3037 | 0.22865 | -0.71248 | -9.2741 | 0.22865 | -0.32213
54 | 0.25 | 0.23 | South/Central | CA | Los.Angeles.Intl.AP.722950 | 3 | 13764852 | 13.3501 | 4.372 | 20.0403 | 13.2708 | 6.7695 | 501.13 | 1.6179 | 25.06 | 1.4581 | 0.15979 | 24.9954 | 0.90305 | 22.84 | 0.59514 | 0.30791 | 19.8275 | 0.481 | -44.72 | 1.7221 | -1.2411 | -27.1849 | 1.6179 | 25.06 | 1.4581 | 0.15979 | 24.9954 | 1.6031 | 20.62 | 1.5489 | 0.054238 | 21.971 | 0.18211 | 2.4312 | 0.7962 | 3.6496 | 91.2625 | 0.29464 | 0.16446 | 0.087597 | 0.29464 | 0.29195 | 4.5638 | 4.1595 | -8.1441 | 4.5638 | 3.7552 | 4.552 | 3.6109 | -4.9507 | 4.552 | 4.0012 | 0.18211 | 2.4312 | 0.7962 | 3.6496 | 91.2625 | 0.29464 | 0.16446 | 0.087597 | 0.29464 | 0.29195 | 4.5638 | 4.1595 | -8.1441 | 4.5638 | 3.7552 | 4.552 | 3.6109 | -4.9507 | 4.552 | 4.0012
55 | 0.25 | 0.19 | South/Central | CA | Los.Angeles.Intl.AP.722950 | 3 | 13764852 | 13.8321 | 3.8344 | 19.7948 | 13.7499 | 6.0449 | 468.97 | 1.8633 | 57.22 | 0.97894 | 0.8844 | 47.6023 | 1.1485 | 55 | 0.11599 | 1.0325 | 42.4344 | 0.72646 | -12.56 | 1.2429 | -0.51645 | -4.578 | 1.8633 | 57.22 | 0.97894 | 0.8844 | 47.6023 | 1.8486 | 52.78 | 1.0697 | 0.77885 | 44.5779 | 0.18211 | 2.519 | 0.6983 | 3.6049 | 85.4057 | 0.33934 | 0.20916 | 0.1323 | 0.33934 | 0.33665 | 10.4205 | 10.0162 | -2.2873 | 10.4205 | 9.6119 | 8.669 | 7.7279 | -0.83372 | 8.669 | 8.1182 | 0.18211 | 2.519 | 0.6983 | 3.6049 | 85.4057 | 0.33934 | 0.20916 | 0.1323 | 0.33934 | 0.33665 | 10.4205 | 10.0162 | -2.2873 | 10.4205 | 9.6119 | 8.669 | 7.7279 | -0.83372 | 8.669 | 8.1182
56 | 0.25 | 0.17 | South/Central | CA | Los.Angeles.Intl.AP.722950 | 3 | 13764852 | 14.113 | 3.5684 | 19.7182 | 14.0292 | 5.689 | 453.68 | 1.94 | 72.51 | 0.69969 | 1.2403 | 58.1426 | 1.2251 | 70.29 | -0.16326 | 1.3884 | 52.9748 | 0.80307 | 2.73 | 0.96366 | -0.16059 | 5.9623 | 1.94 | 72.51 | 0.69969 | 1.2403 | 58.1426 | 1.9252 | 68.07 | 0.79048 | 1.1347 | 55.1182 | 0.18211 | 2.5702 | 0.64984 | 3.591 | 82.6212 | 0.35329 | 0.22311 | 0.14625 | 0.35329 | 0.3506 | 13.205 | 12.8008 | 0.49717 | 13.205 | 12.3965 | 10.5886 | 9.6474 | 1.0858 | 10.5886 | 10.0378 | 0.18211 | 2.5702 | 0.64984 | 3.591 | 82.6212 | 0.35329 | 0.22311 | 0.14625 | 0.35329 | 0.3506 | 13.205 | 12.8008 | 0.49717 | 13.205 | 12.3965 | 10.5886 | 9.6474 | 1.0858 | 10.5886 | 10.0378
57 | 0.24 | 0.47 | South/Central | CA | Los.Angeles.Intl.AP.722950 | 3 | 13764852 | 11.7124 | 6.817 | 21.7165 | 11.6425 | 10.074 | 654.24 | -0.058332 | -128.05 | 3.0863 | -3.1447 | -85.2248 | -0.77316 | -130.27 | 2.2234 | -2.9965 | -90.3926 | -1.1952 | -197.83 | 3.3503 | -4.5455 | -137.4051 | -0.058332 | -128.05 | 3.0863 | -3.1447 | -85.2248 | -0.073092 | -132.49 | 3.1771 | -3.2502 | -88.2491 | 0.18211 | 2.133 | 1.2415 | 3.9549 | 119.1459 | -0.010623 | -0.1408 | -0.21766 | -0.010623 | -0.013311 | -23.3196 | -23.7239 | -36.0275 | -23.3196 | -24.1282 | -15.5206 | -16.4617 | -25.0233 | -15.5206 | -16.0713 | 0.18211 | 2.133 | 1.2415 | 3.9549 | 119.1459 | -0.010623 | -0.1408 | -0.21766 | -0.010623 | -0.013311 | -23.3196 | -23.7239 | -36.0275 | -23.3196 | -24.1282 | -15.5206 | -16.4617 | -25.0233 | -15.5206 | -16.0713
58 | 0.24 | 0.42 | South/Central | CA | Los.Angeles.Intl.AP.722950 | 3 | 13764852 | 11.9703 | 6.2609 | 21.2068 | 11.8989 | 9.3079 | 617.35 | 0.45135 | -91.16 | 2.83 | -2.3786 | -58.1233 | -0.26348 | -93.38 | 1.967 | -2.2305 | -63.2911 | -0.68553 | -160.94 | 3.0939 | -3.7795 | -110.3036 | 0.45135 | -91.16 | 2.83 | -2.3786 | -58.1233 | 0.43659 | -95.6 | 2.9207 | -2.4842 | -61.1477 | 0.18211 | 2.18 | 1.1402 | 3.862 | 112.4277 | 0.082197 | -0.047982 | -0.12484 | 0.082197 | 0.079509 | -16.6015 | -17.0058 | -29.3093 | -16.6015 | -17.41 | -10.585 | -11.5262 | -20.0878 | -10.585 | -11.1358 | 0.18211 | 2.18 | 1.1402 | 3.862 | 112.4277 | 0.082197 | -0.047982 | -0.12484 | 0.082197 | 0.079509 | -16.6015 | -17.0058 | -29.3093 | -16.6015 | -17.41 | -10.585 | -11.5262 | -20.0878 | -10.585 | -11.1358
59 | 0.24 | 0.37 | South/Central | CA | Los.Angeles.Intl.AP.722950 | 3 | 13764852 | 12.1115 | 6.0079 | 21.005 | 12.0393 | 8.9657 | 601.17 | 0.65319 | -74.98 | 2.6896 | -2.0364 | -46.3468 | -0.061633 | -77.2 | 1.8266 | -1.8882 | -51.5147 | -0.48369 | -144.76 | 2.9535 | -3.4372 | -98.5272 | 0.65319 | -74.98 | 2.6896 | -2.0364 | -46.3468 | 0.63843 | -79.42 | 2.7804 | -2.1419 | -49.3712 | 0.18211 | 2.2057 | 1.0941 | 3.8253 | 109.4811 | 0.11896 | -0.011224 | -0.088086 | 0.11896 | 0.11627 | -13.6549 | -14.0592 | -26.3627 | -13.6549 | -14.4634 | -8.4404 | -9.3815 | -17.9431 | -8.4404 | -8.9912 | 0.18211 | 2.2057 | 1.0941 | 3.8253 | 109.4811 | 0.11896 | -0.011224 | -0.088086 | 0.11896 | 0.11627 | -13.6549 | -14.0592 | -26.3627 | -13.6549 | -14.4634 | -8.4404 | -9.3815 | -17.9431 | -8.4404 | -8.9912
60 | 0.24 | 0.32 | South/Central | CA | Los.Angeles.Intl.AP.722950 | 3 | 13764852 | 12.341 | 5.6502 | 20.7354 | 12.2674 | 8.468 | 577.92 | 0.92276 | -51.73 | 2.4614 | -1.5387 | -29.527 | 0.20793 | -53.95 | 1.5985 | -1.3905 | -34.6949 | -0.21412 | -121.51 | 2.7254 | -2.9395 | -81.7073 | 0.92276 | -51.73 | 2.4614 | -1.5387 | -29.527 | 0.908 | -56.17 | 2.5522 | -1.6442 | -32.5514 | 0.18211 | 2.2475 | 1.029 | 3.7762 | 105.247 | 0.16805 | 0.037868 | -0.038994 | 0.16805 | 0.16536 | -9.4207 | -9.825 | -22.1286 | -9.4207 | -10.2293 | -5.3773 | -6.3184 | -14.88 | -5.3773 | -5.928 | 0.18211 | 2.2475 | 1.029 | 3.7762 | 105.247 | 0.16805 | 0.037868 | -0.038994 | 0.16805 | 0.16536 | -9.4207 | -9.825 | -22.1286 | -9.4207 | -10.2293 | -5.3773 | -6.3184 | -14.88 | -5.3773 | -5.928
61 | 0.24 | 0.27 | South/Central | CA | Los.Angeles.Intl.AP.722950 | 3 | 13764852 | 12.7615 | 4.9611 | 20.2337 | 12.6855 | 7.5482 | 534.89 | 1.4244 | -8.7 | 2.0433 | -0.61886 | 1.6024 | 0.70962 | -10.92 | 1.1804 | -0.47074 | -3.5655 | 0.28757 | -78.48 | 2.3073 | -2.0197 | -50.5779 | 1.4244 | -8.7 | 2.0433 | -0.61886 | 1.6024 | 1.4097 | -13.14 | 2.1341 | -0.72442 | -1.422 | 0.18211 | 2.324 | 0.90348 | 3.6848 | 97.4106 | 0.25941 | 0.12923 | 0.05237 | 0.25941 | 0.25672 | -1.5844 | -1.9887 | -14.2923 | -1.5844 | -2.393 | 0.29182 | -0.64932 | -9.2109 | 0.29182 | -0.25896 | 0.18211 | 2.324 | 0.90348 | 3.6848 | 97.4106 | 0.25941 | 0.12923 | 0.05237 | 0.25941 | 0.25672 | -1.5844 | -1.9887 | -14.2923 | -1.5844 | -2.393 | 0.29182 | -0.64932 | -9.2109 | 0.29182 | -0.25896
62 | 0.24 | 0.23 | South/Central | CA | Los.Angeles.Intl.AP.722950 | 3 | 13764852 | 13.1622 | 4.4035 | 19.8854 | 13.0838 | 6.8015 | 500.65 | 1.7728 | 25.54 | 1.645 | 0.12776 | 26.1171 | 1.058 | 23.32 | 0.78208 | 0.27588 | 20.9492 | 0.63591 | -44.24 | 1.909 | -1.2731 | -26.0632 | 1.7728 | 25.54 | 1.645 | 0.12776 | 26.1171 | 1.758 | 21.1 | 1.7358 | 0.022205 | 23.0927 | 0.18211 | 2.397 | 0.80194 | 3.6214 | 91.1751 | 0.32285 | 0.19267 | 0.11581 | 0.32285 | 0.32016 | 4.6512 | 4.2469 | -8.0567 | 4.6512 | 3.8426 | 4.7563 | 3.8151 | -4.7465 | 4.7563 | 4.2055 | 0.18211 | 2.397 | 0.80194 | 3.6214 | 91.1751 | 0.32285 | 0.19267 | 0.11581 | 0.32285 | 0.32016 | 4.6512 | 4.2469 | -8.0567 | 4.6512 | 3.8426 | 4.7563 | 3.8151 | -4.7465 | 4.7563 | 4.2055
63 | 0.24 | 0.19 | South/Central | CA | Los.Angeles.Intl.AP.722950 | 3 | 13764852 | 13.6511 | 3.8644 | 19.6437 | 13.5699 | 6.0739 | 468.41 | 2.0144 | 57.78 | 1.159 | 0.85542 | 48.757 | 1.2996 | 55.56 | 0.29605 | 1.0035 | 43.5891 | 0.87754 | -12 | 1.423 | -0.54543 | -3.4233 | 2.0144 | 57.78 | 1.159 | 0.85542 | 48.757 | 1.9997 | 53.34 | 1.2498 | 0.74987 | 45.7326 | 0.18211 | 2.486 | 0.70376 | 3.5774 | 85.3037 | 0.36685 | 0.23667 | 0.15981 | 0.36685 | 0.36417 | 10.5225 | 10.1182 | -2.1854 | 10.5225 | 9.7139 | 8.8793 | 7.9382 | -0.62343 | 8.8793 | 8.3285 | 0.18211 | 2.486 | 0.70376 | 3.5774 | 85.3037 | 0.36685 | 0.23667 | 0.15981 | 0.36685 | 0.36417 | 10.5225 | 10.1182 | -2.1854 | 10.5225 | 9.7139 | 8.8793 | 7.9382 | -0.62343 | 8.8793 | 8.3285
64 | 0.24 | 0.17 | South/Central | CA | Los.Angeles.Intl.AP.722950 | 3 | 13764852 | 13.9235 | 3.5998 | 19.5601 | 13.8407 | 5.7194 | 453.09 | 2.0981 | 73.1 | 0.88815 | 1.2099 | 59.35 | 1.3832 | 70.88 | 0.025198 | 1.358 | 54.1821 | 0.96117 | 3.32 | 1.1521 | -0.19095 | 7.1696 | 2.0981 | 73.1 | 0.88815 | 1.2099 | 59.35 | 2.0833 | 68.66 | 0.97894 | 1.1043 | 56.3256 | 0.18211 | 2.5357 | 0.65558 | 3.5622 | 82.5138 | 0.38208 | 0.2519 | 0.17504 | 0.38208 | 0.3794 | 13.3125 | 12.9082 | 0.60462 | 13.3125 | 12.5039 | 10.8084 | 9.8673 | 1.3057 | 10.8084 | 10.2576 | 0.18211 | 2.5357 | 0.65558 | 3.5622 | 82.5138 | 0.38208 | 0.2519 | 0.17504 | 0.38208 | 0.3794 | 13.3125 | 12.9082 | 0.60462 | 13.3125 | 12.5039 | 10.8084 | 9.8673 | 1.3057 | 10.8084 | 10.2576
65 | 0.22 | 0.47 | South/Central | CA | Los.Angeles.Intl.AP.722950 | 3 | 13764852 | 11.3733 | 6.9001 | 21.4703 | 11.3053 | 10.1651 | 655.11 | 0.18782 | -128.92 | 3.4236 | -3.2358 | -84.5222 | -0.52701 | -131.14 | 2.5606 | -3.0876 | -89.6901 | -0.94906 | -198.7 | 3.6875 | -4.6366 | -136.7026 | 0.18782 | -128.92 | 3.4236 | -3.2358 | -84.5222 | 0.17306 | -133.36 | 3.5144 | -3.3413 | -87.5466 | 0.18211 | 2.0712 | 1.2566 | 3.91 | 119.3043 | 0.034204 | -0.095976 | -0.17284 | 0.034204 | 0.031516 | -23.4781 | -23.8824 | -36.1859 | -23.4781 | -24.2866 | -15.3926 | -16.3338 | -24.8954 | -15.3926 | -15.9434 | 0.18211 | 2.0712 | 1.2566 | 3.91 | 119.3043 | 0.034204 | -0.095976 | -0.17284 | 0.034204 | 0.031516 | -23.4781 | -23.8824 | -36.1859 | -23.4781 | -24.2866 | -15.3926 | -16.3338 | -24.8954 | -15.3926 | -15.9434
66 | 0.22 | 0.42 | South/Central | CA | Los.Angeles.Intl.AP.722950 | 3 | 13764852 | 11.6311 | 6.334 | 20.9522 | 11.5617 | 9.3905 | 617.78 | 0.706 | -91.59 | 3.1672 | -2.4612 | -57.0838 | -0.0088299 | -93.81 | 2.3042 | -2.3131 | -62.2516 | -0.43088 | -161.37 | 3.4312 | -3.8621 | -109.2641 | 0.706 | -91.59 | 3.1672 | -2.4612 | -57.0838 | 0.69124 | -96.03 | 3.258 | -2.5668 | -60.1081 | 0.18211 | 2.1182 | 1.1535 | 3.8157 | 112.506 | 0.12857 | -0.001608 | -0.078469 | 0.12857 | 0.12588 | -16.6798 | -17.0841 | -29.3876 | -16.6798 | -17.4884 | -10.3957 | -11.3369 | -19.8985 | -10.3957 | -10.9465 | 0.18211 | 2.1182 | 1.1535 | 3.8157 | 112.506 | 0.12857 | -0.001608 | -0.078469 | 0.12857 | 0.12588 | -16.6798 | -17.0841 | -29.3876 | -16.6798 | -17.4884 | -10.3957 | -11.3369 | -19.8985 | -10.3957 | -10.9465
67 | 0.22 | 0.37 | South/Central | CA | Los.Angeles.Intl.AP.722950 | 3 | 13764852 | 11.7708 | 6.0909 | 20.7573 | 11.7005 | 9.0568 | 602.03 | 0.90087 | -75.84 | 3.0283 | -2.1275 | -45.6245 | 0.18604 | -78.06 | 2.1654 | -1.9793 | -50.7924 | -0.23601 | -145.62 | 3.2923 | -3.5283 | -97.8048 | 0.90087 | -75.84 | 3.0283 | -2.1275 | -45.6245 | 0.88611 | -80.28 | 3.1191 | -2.233 | -48.6489 | 0.18211 | 2.1436 | 1.1092 | 3.7802 | 109.6377 | 0.16406 | 0.033881 | -0.04298 | 0.16406 | 0.16137 | -13.8115 | -14.2158 | -26.5194 | -13.8115 | -14.6201 | -8.3088 | -9.25 | -17.8116 | -8.3088 | -8.8596 | 0.18211 | 2.1436 | 1.1092 | 3.7802 | 109.6377 | 0.16406 | 0.033881 | -0.04298 | 0.16406 | 0.16137 | -13.8115 | -14.2158 | -26.5194 | -13.8115 | -14.6201 | -8.3088 | -9.25 | -17.8116 | -8.3088 | -8.8596
68 | 0.22 | 0.32 | South/Central | CA | Los.Angeles.Intl.AP.722950 | 3 | 13764852 | 11.9918 | 5.7317 | 20.4776 | 11.9203 | 8.5574 | 578.58 | 1.1805 | -52.39 | 2.8086 | -1.6281 | -28.6302 | 0.4657 | -54.61 | 1.9456 | -1.4799 | -33.7981 | 0.043649 | -122.17 | 3.0726 | -3.0289 | -80.8105 | 1.1805 | -52.39 | 2.8086 | -1.6281 | -28.6302 | 1.1658 | -56.83 | 2.8994 | -1.7336 | -31.6546 | 0.18211 | 2.1839 | 1.0438 | 3.7293 | 105.3672 | 0.21499 | 0.08481 | 0.007949 | 0.21499 | 0.2123 | -9.5409 | -9.9452 | -22.2488 | -9.5409 | -10.3495 | -5.2139 | -6.1551 | -14.7167 | -5.2139 | -5.7647 | 0.18211 | 2.1839 | 1.0438 | 3.7293 | 105.3672 | 0.21499 | 0.08481 | 0.007949 | 0.21499 | 0.2123 | -9.5409 | -9.9452 | -22.2488 | -9.5409 | -10.3495 | -5.2139 | -6.1551 | -14.7167 | -5.2139 | -5.7647
69 | 0.22 | 0.27 | South/Central | CA | Los.Angeles.Intl.AP.722950 | 3 | 13764852 | 12.4009 | 5.0326 | 19.9462 | 12.3269 | 7.6192 | 534.47 | 1.712 | -8.28 | 2.4019 | -0.68992 | 3.373 | 0.99717 | -10.5 | 1.539 | -0.5418 | -1.7949 | 0.57512 | -78.06 | 2.6659 | -2.0908 | -48.8073 | 1.712 | -8.28 | 2.4019 | -0.68992 | 3.373 | 1.6972 | -12.72 | 2.4927 | -0.79547 | 0.34859 | 0.18211 | 2.2584 | 0.9165 | 3.6325 | 97.3342 | 0.31178 | 0.1816 | 0.10474 | 0.31178 | 0.30909 | -1.5079 | -1.9122 | -14.2158 | -1.5079 | -2.3165 | 0.61426 | -0.32687 | -8.8885 | 0.61426 | 0.063484 | 0.18211 | 2.2584 | 0.9165 | 3.6325 | 97.3342 | 0.31178 | 0.1816 | 0.10474 | 0.31178 | 0.30909 | -1.5079 | -1.9122 | -14.2158 | -1.5079 | -2.3165 | 0.61426 | -0.32687 | -8.8885 | 0.61426 | 0.063484
70 | 0.22 | 0.23 | South/Central | CA | Los.Angeles.Intl.AP.722950 | 3 | 13764852 | 12.7931 | 4.475 | 19.5893 | 12.7168 | 6.8725 | 500.12 | 2.0688 | 26.07 | 2.012 | 0.056801 | 27.9993 | 1.354 | 23.85 | 1.1491 | 0.20493 | 22.8314 | 0.93196 | -43.71 | 2.276 | -1.3441 | -24.1811 | 2.0688 | 26.07 | 2.012 | 0.056801 | 27.9993 | 2.0541 | 21.63 | 2.1028 | -0.04875 | 24.9749 | 0.18211 | 2.3298 | 0.81496 | 3.5675 | 91.0786 | 0.37676 | 0.24658 | 0.16972 | 0.37676 | 0.37408 | 4.7477 | 4.3434 | -7.9602 | 4.7477 | 3.9391 | 5.099 | 4.1579 | -4.4037 | 5.099 | 4.5483 | 0.18211 | 2.3298 | 0.81496 | 3.5675 | 91.0786 | 0.37676 | 0.24658 | 0.16972 | 0.37676 | 0.37408 | 4.7477 | 4.3434 | -7.9602 | 4.7477 | 3.9391 | 5.099 | 4.1579 | -4.4037 | 5.099 | 4.5483
71 | 0.22 | 0.19 | South/Central | CA | Los.Angeles.Intl.AP.722950 | 3 | 13764852 | 13.272 | 3.9259 | 19.3361 | 13.1929 | 6.1431 | 467.68 | 2.3221 | 58.51 | 1.5359 | 0.78619 | 50.8345 | 1.6073 | 56.29 | 0.67297 | 0.93431 | 45.6666 | 1.1852 | -11.27 | 1.7999 | -0.61466 | -1.3458 | 2.3221 | 58.51 | 1.5359 | 0.78619 | 50.8345 | 2.3074 | 54.07 | 1.6267 | 0.68064 | 47.8101 | 0.18211 | 2.417 | 0.71495 | 3.5214 | 85.1708 | 0.42289 | 0.29271 | 0.21585 | 0.42289 | 0.4202 | 10.6555 | 10.2512 | -2.0524 | 10.6555 | 9.8469 | 9.2576 | 8.3165 | -0.24509 | 9.2576 | 8.7069 | 0.18211 | 2.417 | 0.71495 | 3.5214 | 85.1708 | 0.42289 | 0.29271 | 0.21585 | 0.42289 | 0.4202 | 10.6555 | 10.2512 | -2.0524 | 10.6555 | 9.8469 | 9.2576 | 8.3165 | -0.24509 | 9.2576 | 8.7069
72 | 0.22 | 0.17 | South/Central | CA | Los.Angeles.Intl.AP.722950 | 3 | 13764852 | 13.543 | 3.6529 | 19.2426 | 13.4623 | 5.7803 | 451.91 | 2.4156 | 74.28 | 1.2666 | 1.149 | 61.7775 | 1.7008 | 72.06 | 0.40364 | 1.2971 | 56.6097 | 1.2787 | 4.5 | 1.5306 | -0.25185 | 9.5972 | 2.4156 | 74.28 | 1.2666 | 1.149 | 61.7775 | 2.4008 | 69.84 | 1.3574 | 1.0435 | 58.7532 | 0.18211 | 2.4664 | 0.66524 | 3.5043 | 82.2989 | 0.43991 | 0.30973 | 0.23287 | 0.43991 | 0.43722 | 13.5274 | 13.1231 | 0.81951 | 13.5274 | 12.7188 | 11.2505 | 10.3094 | 1.7478 | 11.2505 | 10.6997 | 0.18211 | 2.4664 | 0.66524 | 3.5043 | 82.2989 | 0.43991 | 0.30973 | 0.23287 | 0.43991 | 0.43722 | 13.5274 | 13.1231 | 0.81951 | 13.5274 | 12.7188 | 11.2505 | 10.3094 | 1.7478 | 11.2505 | 10.6997
73 | 0.2 | 0.47 | South/Central | CA | Los.Angeles.Intl.AP.722950 | 3 | 13764852 | 11.0341 | 6.9816 | 21.2227 | 10.968 | 10.2546 | 655.92 | 0.43548 | -129.73 | 3.7608 | -3.3253 | -83.7596 | -0.27935 | -131.95 | 2.8979 | -3.1772 | -88.9275 | -0.7014 | -199.51 | 4.0248 | -4.7262 | -135.9399 | 0.43548 | -129.73 | 3.7608 | -3.3253 | -83.7596 | 0.42072 | -134.17 | 3.8516 | -3.4309 | -86.784 | 0.18211 | 2.0095 | 1.2714 | 3.8649 | 119.4518 | 0.079307 | -0.050873 | -0.12773 | 0.079307 | 0.076619 | -23.6256 | -24.0299 | -36.3334 | -23.6256 | -24.4342 | -15.2537 | -16.1949 | -24.7565 | -15.2537 | -15.8045 | 0.18211 | 2.0095 | 1.2714 | 3.8649 | 119.4518 | 0.079307 | -0.050873 | -0.12773 | 0.079307 | 0.076619 | -23.6256 | -24.0299 | -36.3334 | -23.6256 | -24.4342 | -15.2537 | -16.1949 | -24.7565 | -15.2537 | -15.8045
74 | 0.2 | 0.42 | South/Central | CA | Los.Angeles.Intl.AP.722950 | 3 | 13764852 | 11.2835 | 6.4155 | 20.696 | 11.216 | 9.48 | 618.48 | 0.96213 | -92.29 | 3.5128 | -2.5507 | -56.2109 | 0.2473 | -94.51 | 2.6499 | -2.4026 | -61.3788 | -0.17475 | -162.07 | 3.7768 | -3.9516 | -108.3912 | 0.96213 | -92.29 | 3.5128 | -2.5507 | -56.2109 | 0.94737 | -96.73 | 3.6036 | -2.6563 | -59.2353 | 0.18211 | 2.0549 | 1.1683 | 3.769 | 112.6335 | 0.17522 | 0.045037 | -0.031824 | 0.17522 | 0.17253 | -16.8072 | -17.2115 | -29.5151 | -16.8072 | -17.6158 | -10.2368 | -11.1779 | -19.7395 | -10.2368 | -10.7875 | 0.18211 | 2.0549 | 1.1683 | 3.769 | 112.6335 | 0.17522 | 0.045037 | -0.031824 | 0.17522 | 0.17253 | -16.8072 | -17.2115 | -29.5151 | -16.8072 | -17.6158 | -10.2368 | -11.1779 | -19.7395 | -10.2368 | -10.7875
75 | 0.2 | 0.37 | South/Central | CA | Los.Angeles.Intl.AP.722950 | 3 | 13764852 | 11.4232 | 6.1724 | 20.5012 | 11.3549 | 9.1463 | 602.73 | 1.157 | -76.54 | 3.374 | -2.217 | -44.7529 | 0.44214 | -78.76 | 2.511 | -2.0689 | -49.9208 | 0.020092 | -146.32 | 3.638 | -3.6179 | -96.9333 | 1.157 | -76.54 | 3.374 | -2.217 | -44.7529 | 1.1422 | -80.98 | 3.4648 | -2.3226 | -47.7773 | 0.18211 | 2.0803 | 1.1241 | 3.7335 | 109.7652 | 0.2107 | 0.08052 | 0.003659 | 0.2107 | 0.20801 | -13.939 | -14.3433 | -26.6468 | -13.939 | -14.7475 | -8.1501 | -9.0912 | -17.6528 | -8.1501 | -8.7009 | 0.18211 | 2.0803 | 1.1241 | 3.7335 | 109.7652 | 0.2107 | 0.08052 | 0.003659 | 0.2107 | 0.20801 | -13.939 | -14.3433 | -26.6468 | -13.939 | -14.7475 | -8.1501 | -9.0912 | -17.6528 | -8.1501 | -8.7009
76 | 0.2 | 0.32 | South/Central | CA | Los.Angeles.Intl.AP.722950 | 3 | 13764852 | 11.6327 | 5.8147 | 20.2116 | 11.5632 | 8.6484 | 579.22 | 1.4466 | -53.03 | 3.1657 | -1.7191 | -27.6709 | 0.73176 | -55.25 | 2.3027 | -1.571 | -32.8387 | 0.30971 | -122.81 | 3.4297 | -3.1199 | -79.8512 | 1.4466 | -53.03 | 3.1657 | -1.7191 | -27.6709 | 1.4318 | -57.47 | 3.2565 | -1.8246 | -30.6953 | 0.18211 | 2.1185 | 1.0589 | 3.6808 | 105.4837 | 0.26344 | 0.13326 | 0.056402 | 0.26344 | 0.26076 | -9.6575 | -10.0618 | -22.3653 | -9.6575 | -10.4661 | -5.0392 | -5.9804 | -14.542 | -5.0392 | -5.59 | 0.18211 | 2.1185 | 1.0589 | 3.6808 | 105.4837 | 0.26344 | 0.13326 | 0.056402 | 0.26344 | 0.26076 | -9.6575 | -10.0618 | -22.3653 | -9.6575 | -10.4661 | -5.0392 | -5.9804 | -14.542 | -5.0392 | -5.59
77 | 0.2 | 0.27 | South/Central | CA | Los.Angeles.Intl.AP.722950 | 3 | 13764852 | 12.0334 | 5.1056 | 19.6616 | 11.9615 | 7.7002 | 534.5 | 1.9965 | -8.31 | 2.7674 | -0.77087 | 4.8395 | 1.2817 | -10.53 | 1.9044 | -0.62274 | -0.32838 | 0.85965 | -78.09 | 3.0314 | -2.1717 | -47.3409 | 1.9965 | -8.31 | 2.7674 | -0.77087 | 4.8395 | 1.9818 | -12.75 | 2.8582 | -0.87642 | 1.8151 | 0.18211 | 2.1914 | 0.9298 | 3.5806 | 97.3396 | 0.3636 | 0.23342 | 0.15655 | 0.3636 | 0.36091 | -1.5134 | -1.9177 | -14.2212 | -1.5134 | -2.3219 | 0.88133 | -0.059803 | -8.6214 | 0.88133 | 0.33055 | 0.18211 | 2.1914 | 0.9298 | 3.5806 | 97.3396 | 0.3636 | 0.23342 | 0.15655 | 0.3636 | 0.36091 | -1.5134 | -1.9177 | -14.2212 | -1.5134 | -2.3219 | 0.88133 | -0.059803 | -8.6214 | 0.88133 | 0.33055
78 | 0.2 | 0.23 | South/Central | CA | Los.Angeles.Intl.AP.722950 | 3 | 13764852 | 12.4225 | 4.5465 | 19.2986 | 12.3483 | 6.9503 | 499.95 | 2.3596 | 26.24 | 2.3806 | -0.020999 | 29.6294 | 1.6447 | 24.02 | 1.5176 | 0.12713 | 24.4616 | 1.2227 | -43.54 | 2.6445 | -1.4218 | -22.5509 | 2.3596 | 26.24 | 2.3806 | -0.020999 | 29.6294 | 2.3448 | 21.8 | 2.4714 | -0.12655 | 26.6051 | 0.18211 | 2.2623 | 0.82797 | 3.5145 | 91.0476 | 0.42971 | 0.29953 | 0.22267 | 0.42971 | 0.42702 | 4.7787 | 4.3744 | -7.9292 | 4.7787 | 3.9701 | 5.3959 | 4.4548 | -4.1068 | 5.3959 | 4.8451 | 0.18211 | 2.2623 | 0.82797 | 3.5145 | 91.0476 | 0.42971 | 0.29953 | 0.22267 | 0.42971 | 0.42702 | 4.7787 | 4.3744 | -7.9292 | 4.7787 | 3.9701 | 5.3959 | 4.4548 | -4.1068 | 5.3959 | 4.8451
79 | 0.2 | 0.19 | South/Central | CA | Los.Angeles.Intl.AP.722950 | 3 | 13764852 | 12.8929 | 3.9889 | 19.0201 | 12.816 | 6.2041 | 466.52 | 2.6381 | 59.67 | 1.9128 | 0.72521 | 53.2393 | 1.9232 | 57.45 | 1.0499 | 0.87333 | 48.0714 | 1.5012 | -10.11 | 2.1768 | -0.67564 | 1.059 | 2.6381 | 59.67 | 1.9128 | 0.72521 | 53.2393 | 2.6233 | 55.23 | 2.0036 | 0.61966 | 50.2149 | 0.18211 | 2.348 | 0.72644 | 3.4638 | 84.9596 | 0.48043 | 0.35025 | 0.27338 | 0.48043 | 0.47774 | 10.8667 | 10.4624 | -1.8412 | 10.8667 | 10.0581 | 9.6956 | 8.7545 | 0.19285 | 9.6956 | 9.1448 | 0.18211 | 2.348 | 0.72644 | 3.4638 | 84.9596 | 0.48043 | 0.35025 | 0.27338 | 0.48043 | 0.47774 | 10.8667 | 10.4624 | -1.8412 | 10.8667 | 10.0581 | 9.6956 | 8.7545 | 0.19285 | 9.6956 | 9.1448
80 | 0.2 | 0.17 | South/Central | CA | Los.Angeles.Intl.AP.722950 | 3 | 13764852 | 13.1623 | 3.7143 | 18.9234 | 13.0838 | 5.8396 | 450.65 | 2.7347 | 75.54 | 1.645 | 1.0897 | 64.2682 | 2.0199 | 73.32 | 0.78208 | 1.2378 | 59.1004 | 1.5979 | 5.76 | 1.909 | -0.31115 | 12.0879 | 2.7347 | 75.54 | 1.645 | 1.0897 | 64.2682 | 2.72 | 71.1 | 1.7358 | 0.98415 | 61.2439 | 0.18211 | 2.397 | 0.67643 | 3.4462 | 82.0694 | 0.49803 | 0.36785 | 0.29099 | 0.49803 | 0.49534 | 13.7568 | 13.3526 | 1.049 | 13.7568 | 12.9483 | 11.7041 | 10.763 | 2.2014 | 11.7041 | 11.1533 | 0.18211 | 2.397 | 0.67643 | 3.4462 | 82.0694 | 0.49803 | 0.36785 | 0.29099 | 0.49803 | 0.49534 | 13.7568 | 13.3526 | 1.049 | 13.7568 | 12.9483 | 11.7041 | 10.763 | 2.2014 | 11.7041 | 11.1533
81 | 0.35 | 0.2 | South/Central | CA | Los.Angeles.Intl.AP.722950 | 3 | 13764852 | 15.5393 | 3.6868 | 21.3829 | 15.4476 | 5.9354 | 482.79 | 0.27522 | 43.4 | -0.71873 | 0.99395 | 30.2234 | -0.4396 | 41.18 | -1.5817 | 1.1421 | 25.0555 | -0.86165 | -26.38 | -0.45475 | -0.4069 | -21.9569 | 0.27522 | 43.4 | -0.71873 | 0.99395 | 30.2234 | 0.26046 | 38.96 | -0.62794 | 0.8884 | 27.199 | 0.18211 | 2.8299 | 0.67142 | 3.8941 | 87.9225 | 0.050122 | -0.080058 | -0.15692 | 0.050122 | 0.047434 | 7.9037 | 7.4994 | -4.8042 | 7.9037 | 7.0951 | 5.5041 | 4.5629 | -3.9987 | 5.5041 | 4.9533 | 0.18211 | 2.8299 | 0.67142 | 3.8941 | 87.9225 | 0.050122 | -0.080058 | -0.15692 | 0.050122 | 0.047434 | 7.9037 | 7.4994 | -4.8042 | 7.9037 | 7.0951 | 5.5041 | 4.5629 | -3.9987 | 5.5041 | 4.9533
82 | 0.35 | 0.25 | South/Central | CA | Los.Angeles.Intl.AP.722950 | 3 | 13764852 | 14.9077 | 4.3475 | 21.6434 | 14.8197 | 6.8238 | 521.75 | 0.01476 | 4.44 | -0.090791 | 0.10555 | 3.0244 | -0.70007 | 2.22 | -0.95374 | 0.25368 | -2.1435 | -1.1221 | -65.34 | 0.17318 | -1.2953 | -49.1559 | 0.01476 | 4.44 | -0.090791 | 0.10555 | 3.0244 | 0 | 0 | 0 | 0 | 0 | 0.18211 | 2.7149 | 0.79173 | 3.9416 | 95.0177 | 0.0026879 | -0.12749 | -0.20435 | 0.0026879 | 0 | 0.80858 | 0.40429 | -11.8993 | 0.80858 | 0 | 0.55078 | -0.39036 | -8.952 | 0.55078 | 0 | 0.18211 | 2.7149 | 0.79173 | 3.9416 | 95.0177 | 0.0026879 | -0.12749 | -0.20435 | 0.0026879 | 0 | 0.80858 | 0.40429 | -11.8993 | 0.80858 | 0 | 0.55078 | -0.39036 | -8.952 | 0.55078 | 0
83 | 0.35 | 0.3 | South/Central | CA | Los.Angeles.Intl.AP.722950 | 3 | 13764852 | 14.8164 | 4.4021 | 21.6582 | 14.7289 | 6.9293 | 526.19 | 0 | 0 | 0 | 0 | 0 | -0.71483 | -2.22 | -0.86295 | 0.14813 | -5.1678 | -1.1369 | -69.78 | 0.26397 | -1.4009 | -52.1803 | 0 | 0 | 0 | 0 | 0 | -0.01476 | -4.44 | 0.090791 | -0.10555 | -3.0244 | 0.18211 | 2.6983 | 0.80168 | 3.9442 | 95.8263 | 0 | -0.13018 | -0.20704 | 0 | -0.0026879 | 0 | -0.40429 | -12.7079 | 0 | -0.80858 | 0 | -0.94113 | -9.5027 | 0 | -0.55078 | 0.18211 | 2.6983 | 0.80168 | 3.9442 | 95.8263 | 0 | -0.13018 | -0.20704 | 0 | -0.0026879 | 0 | -0.40429 | -12.7079 | 0 | -0.80858 | 0 | -0.94113 | -9.5027 | 0 | -0.55078
84 | 0.35 | 0.35 | South/Central | CA | Los.Angeles.Intl.AP.722950 | 3 | 13764852 | 14.316 | 5.0396 | 22.0083 | 14.2314 | 7.7769 | 564.52 | -0.35018 | -38.33 | 0.49747 | -0.84765 | -27.2521 | -1.065 | -40.55 | -0.36548 | -0.69952 | -32.42 | -1.4871 | -108.11 | 0.76144 | -2.2485 | -79.4324 | -0.35018 | -38.33 | 0.49747 | -0.84765 | -27.2521 | -0.36494 | -42.77 | 0.58826 | -0.9532 | -30.2765 | 0.18211 | 2.6071 | 0.91778 | 4.008 | 102.8067 | -0.063772 | -0.19395 | -0.27081 | -0.063772 | -0.06646 | -6.9804 | -7.3847 | -19.6883 | -6.9804 | -7.789 | -4.963 | -5.9041 | -14.4657 | -4.963 | -5.5138 | 0.18211 | 2.6071 | 0.91778 | 4.008 | 102.8067 | -0.063772 | -0.19395 | -0.27081 | -0.063772 | -0.06646 | -6.9804 | -7.3847 | -19.6883 | -6.9804 | -7.789 | -4.963 | -5.9041 | -14.4657 | -4.963 | -5.5138
85 | 0.35 | 0.4 | South/Central | CA | Los.Angeles.Intl.AP.722950 | 3 | 13764852 | 13.9054 | 5.6773 | 22.4553 | 13.8232 | 8.6321 | 604.28 | -0.7971 | -78.09 | 0.90567 | -1.7028 | -55.9433 | -1.5119 | -80.31 | 0.042715 | -1.5546 | -61.1111 | -1.934 | -147.87 | 1.1696 | -3.1036 | -108.1236 | -0.7971 | -78.09 | 0.90567 | -1.7028 | -55.9433 | -0.81186 | -82.53 | 0.99646 | -1.8083 | -58.9677 | 0.18211 | 2.5324 | 1.0339 | 4.0894 | 110.0475 | -0.14516 | -0.27534 | -0.3522 | -0.14516 | -0.14785 | -14.2212 | -14.6255 | -26.9291 | -14.2212 | -15.0298 | -10.188 | -11.1292 | -19.6908 | -10.188 | -10.7388 | 0.18211 | 2.5324 | 1.0339 | 4.0894 | 110.0475 | -0.14516 | -0.27534 | -0.3522 | -0.14516 | -0.14785 | -14.2212 | -14.6255 | -26.9291 | -14.2212 | -15.0298 | -10.188 | -11.1292 | -19.6908 | -10.188 | -10.7388
86 | 0.33 | 0.2 | South/Central | CA | Los.Angeles.Intl.AP.722950 | 3 | 13764852 | 15.1803 | 3.7384 | 21.0754 | 15.0905 | 5.9849 | 481.27 | 0.58277 | 44.92 | -0.36164 | 0.94441 | 32.828 | -0.13206 | 42.7 | -1.2246 | 1.0925 | 27.6602 | -0.55411 | -24.86 | -0.09767 | -0.45644 | -19.3523 | 0.58277 | 44.92 | -0.36164 | 0.94441 | 32.828 | 0.56801 | 40.48 | -0.27085 | 0.83886 | 29.8037 | 0.18211 | 2.7645 | 0.6808 | 3.8381 | 87.6457 | 0.10613 | -0.024049 | -0.10091 | 0.10613 | 0.10344 | 8.1805 | 7.7762 | -4.5273 | 8.1805 | 7.372 | 5.9784 | 5.0373 | -3.5243 | 5.9784 | 5.4276 | 0.18211 | 2.7645 | 0.6808 | 3.8381 | 87.6457 | 0.10613 | -0.024049 | -0.10091 | 0.10613 | 0.10344 | 8.1805 | 7.7762 | -4.5273 | 8.1805 | 7.372 | 5.9784 | 5.0373 | -3.5243 | 5.9784 | 5.4276
87 | 0.33 | 0.25 | South/Central | CA | Los.Angeles.Intl.AP.722950 | 3 | 13764852 | 14.567 | 4.4006 | 21.3573 | 14.4809 | 6.8764 | 520.59 | 0.30089 | 5.6 | 0.24798 | 0.052913 | 5.2717 | -0.41394 | 3.38 | -0.61498 | 0.20104 | 0.10384 | -0.83599 | -64.18 | 0.51195 | -1.3479 | -46.9086 | 0.30089 | 5.6 | 0.24798 | 0.052913 | 5.2717 | 0.28613 | 1.16 | 0.33877 | -0.052637 | 2.2473 | 0.18211 | 2.6528 | 0.8014 | 3.8894 | 94.8064 | 0.054796 | -0.075384 | -0.15225 | 0.054796 | 0.052108 | 1.0198 | 0.61554 | -11.688 | 1.0198 | 0.21125 | 0.96005 | 0.018911 | -8.5427 | 0.96005 | 0.40927 | 0.18211 | 2.6528 | 0.8014 | 3.8894 | 94.8064 | 0.054796 | -0.075384 | -0.15225 | 0.054796 | 0.052108 | 1.0198 | 0.61554 | -11.688 | 1.0198 | 0.21125 | 0.96005 | 0.018911 | -8.5427 | 0.96005 | 0.40927
88 | 0.33 | 0.3 | South/Central | CA | Los.Angeles.Intl.AP.722950 | 3 | 13764852 | 14.4688 | 4.462 | 21.3706 | 14.3832 | 6.9874 | 525.23 | 0.28759 | 0.96 | 0.34565 | -0.058053 | 2.1206 | -0.42723 | -1.26 | -0.51731 | 0.090073 | -3.0473 | -0.84929 | -68.82 | 0.60962 | -1.4589 | -50.0597 | 0.28759 | 0.96 | 0.34565 | -0.058053 | 2.1206 | 0.27283 | -3.48 | 0.43644 | -0.1636 | -0.9038 | 0.18211 | 2.635 | 0.81259 | 3.8919 | 95.6514 | 0.052374 | -0.077805 | -0.15467 | 0.052374 | 0.049687 | 0.17483 | -0.22946 | -12.533 | 0.17483 | -0.63375 | 0.38618 | -0.55495 | -9.1166 | 0.38618 | -0.16459 | 0.18211 | 2.635 | 0.81259 | 3.8919 | 95.6514 | 0.052374 | -0.077805 | -0.15467 | 0.052374 | 0.049687 | 0.17483 | -0.22946 | -12.533 | 0.17483 | -0.63375 | 0.38618 | -0.55495 | -9.1166 | 0.38618 | -0.16459
89 | 0.33 | 0.35 | South/Central | CA | Los.Angeles.Intl.AP.722950 | 3 | 13764852 | 13.9769 | 5.0927 | 21.7307 | 13.8941 | 7.8366 | 563.75 | -0.072537 | -37.56 | 0.83472 | -0.90725 | -25.3007 | -0.78736 | -39.78 | -0.028237 | -0.75913 | -30.4685 | -1.2094 | -107.34 | 1.0987 | -2.3081 | -77.481 | -0.072537 | -37.56 | 0.83472 | -0.90725 | -25.3007 | -0.087297 | -42 | 0.92551 | -1.0128 | -28.3251 | 0.18211 | 2.5454 | 0.92745 | 3.9575 | 102.6664 | -0.01321 | -0.14339 | -0.22025 | -0.01321 | -0.015898 | -6.8402 | -7.2445 | -19.5481 | -6.8402 | -7.6488 | -4.6076 | -5.5487 | -14.1103 | -4.6076 | -5.1584 | 0.18211 | 2.5454 | 0.92745 | 3.9575 | 102.6664 | -0.01321 | -0.14339 | -0.22025 | -0.01321 | -0.015898 | -6.8402 | -7.2445 | -19.5481 | -6.8402 | -7.6488 | -4.6076 | -5.5487 | -14.1103 | -4.6076 | -5.1584
90 | 0.33 | 0.4 | South/Central | CA | Los.Angeles.Intl.AP.722950 | 3 | 13764852 | 13.5763 | 5.7403 | 22.1992 | 13.4959 | 8.7033 | 604.23 | -0.54099 | -78.04 | 1.233 | -1.774 | -54.5791 | -1.2558 | -80.26 | 0.37004 | -1.6259 | -59.7469 | -1.6779 | -147.82 | 1.497 | -3.1748 | -106.7594 | -0.54099 | -78.04 | 1.233 | -1.774 | -54.5791 | -0.55575 | -82.48 | 1.3238 | -1.8795 | -57.6034 | 0.18211 | 2.4724 | 1.0454 | 4.0428 | 110.0384 | -0.098521 | -0.2287 | -0.30556 | -0.098521 | -0.10121 | -14.2121 | -14.6164 | -26.92 | -14.2121 | -15.0207 | -9.9396 | -10.8807 | -19.4423 | -9.9396 | -10.4904 | 0.18211 | 2.4724 | 1.0454 | 4.0428 | 110.0384 | -0.098521 | -0.2287 | -0.30556 | -0.098521 | -0.10121 | -14.2121 | -14.6164 | -26.92 | -14.2121 | -15.0207 | -9.9396 | -10.8807 | -19.4423 | -9.9396 | -10.4904
91 | 0.3 | 0.2 | South/Central | CA | Los.Angeles.Intl.AP.722950 | 3 | 13764852 | 14.6416 | 3.8114 | 20.6198 | 14.5549 | 6.0649 | 479.26 | 1.0384 | 46.93 | 0.17398 | 0.86441 | 36.5089 | 0.32356 | 44.71 | -0.68897 | 1.0125 | 31.341 | -0.09849 | -22.85 | 0.43796 | -0.53645 | -15.6714 | 1.0384 | 46.93 | 0.17398 | 0.86441 | 36.5089 | 1.0236 | 42.49 | 0.26477 | 0.75885 | 33.4845 | 0.18211 | 2.6664 | 0.69411 | 3.7551 | 87.2797 | 0.1891 | 0.058925 | -0.017936 | 0.1891 | 0.18642 | 8.5466 | 8.1423 | -4.1613 | 8.5466 | 7.738 | 6.6488 | 5.7076 | -2.854 | 6.6488 | 6.098 | 0.18211 | 2.6664 | 0.69411 | 3.7551 | 87.2797 | 0.1891 | 0.058925 | -0.017936 | 0.1891 | 0.18642 | 8.5466 | 8.1423 | -4.1613 | 8.5466 | 7.738 | 6.6488 | 5.7076 | -2.854 | 6.6488 | 6.098
92 | 0.3 | 0.25 | South/Central | CA | Los.Angeles.Intl.AP.722950 | 3 | 13764852 | 14.0384 | 4.492 | 20.9301 | 13.9552 | 6.9749 | 519.67 | 0.72805 | 6.52 | 0.77368 | -0.045631 | 8.0905 | 0.013224 | 4.3 | -0.089271 | 0.10249 | 2.9226 | -0.40883 | -63.26 | 1.0377 | -1.4465 | -44.0898 | 0.72805 | 6.52 | 0.77368 | -0.045631 | 8.0905 | 0.71329 | 2.08 | 0.86447 | -0.15118 | 5.0661 | 0.18211 | 2.5566 | 0.81806 | 3.8117 | 94.6389 | 0.13259 | 0.0024083 | -0.074453 | 0.13259 | 0.1299 | 1.1874 | 0.78309 | -11.5205 | 1.1874 | 0.3788 | 1.4734 | 0.53225 | -8.0293 | 1.4734 | 0.92261 | 0.18211 | 2.5566 | 0.81806 | 3.8117 | 94.6389 | 0.13259 | 0.0024083 | -0.074453 | 0.13259 | 0.1299 | 1.1874 | 0.78309 | -11.5205 | 1.1874 | 0.3788 | 1.4734 | 0.53225 | -8.0293 | 1.4734 | 0.92261
93 | 0.3 | 0.3 | South/Central | CA | Los.Angeles.Intl.AP.722950 | 3 | 13764852 | 13.9486 | 4.5451 | 20.9433 | 13.8659 | 7.0774 | 523.97 | 0.71483 | 2.22 | 0.86295 | -0.14813 | 5.1678 | 0 | 0 | 0 | 0 | 0 | -0.42205 | -67.56 | 1.1269 | -1.549 | -47.0125 | 0.71483 | 2.22 | 0.86295 | -0.14813 | 5.1678 | 0.70007 | -2.22 | 0.95374 | -0.25368 | 2.1435 | 0.18211 | 2.5402 | 0.82772 | 3.8141 | 95.422 | 0.13018 | 0 | -0.076861 | 0.13018 | 0.12749 | 0.40429 | 0 | -12.3036 | 0.40429 | -0.40429 | 0.94113 | 0 | -8.5616 | 0.94113 | 0.39036 | 0.18211 | 2.5402 | 0.82772 | 3.8141 | 95.422 | 0.13018 | 0 | -0.076861 | 0.13018 | 0.12749 | 0.40429 | 0 | -12.3036 | 0.40429 | -0.40429 | 0.94113 | 0 | -8.5616 | 0.94113 | 0.39036
94 | 0.3 | 0.35 | South/Central | CA | Los.Angeles.Intl.AP.722950 | 3 | 13764852 | 13.4682 | 5.1941 | 21.3334 | 13.3883 | 7.9452 | 563.59 | 0.32472 | -37.4 | 1.3406 | -1.0159 | -23.1351 | -0.39011 | -39.62 | 0.47763 | -0.86774 | -28.3029 | -0.81216 | -107.18 | 1.6046 | -2.4167 | -75.3154 | 0.32472 | -37.4 | 1.3406 | -1.0159 | -23.1351 | 0.30996 | -41.84 | 1.4314 | -1.1214 | -26.1594 | 0.18211 | 2.4527 | 0.94592 | 3.8851 | 102.6373 | 0.059136 | -0.071044 | -0.14791 | 0.059136 | 0.056448 | -6.811 | -7.2153 | -19.5189 | -6.811 | -7.6196 | -4.2132 | -5.1543 | -13.7159 | -4.2132 | -4.764 | 0.18211 | 2.4527 | 0.94592 | 3.8851 | 102.6373 | 0.059136 | -0.071044 | -0.14791 | 0.059136 | 0.056448 | -6.811 | -7.2153 | -19.5189 | -6.811 | -7.6196 | -4.2132 | -5.1543 | -13.7159 | -4.2132 | -4.764
95 | 0.3 | 0.4 | South/Central | CA | Los.Angeles.Intl.AP.722950 | 3 | 13764852 | 13.0775 | 5.8418 | 21.8134 | 12.9999 | 8.8135 | 604.27 | -0.15527 | -78.08 | 1.7289 | -1.8842 | -52.6047 | -0.8701 | -80.3 | 0.86599 | -1.7361 | -57.7726 | -1.2922 | -147.86 | 1.9929 | -3.2851 | -104.785 | -0.15527 | -78.08 | 1.7289 | -1.8842 | -52.6047 | -0.17003 | -82.52 | 1.8197 | -1.9898 | -55.6291 | 0.18211 | 2.3816 | 1.0639 | 3.9725 | 110.0457 | -0.028278 | -0.15846 | -0.23532 | -0.028278 | -0.030966 | -14.2194 | -14.6237 | -26.9273 | -14.2194 | -15.028 | -9.58 | -10.5212 | -19.0828 | -9.58 | -10.1308 | 0.18211 | 2.3816 | 1.0639 | 3.9725 | 110.0457 | -0.028278 | -0.15846 | -0.23532 | -0.028278 | -0.030966 | -14.2194 | -14.6237 | -26.9273 | -14.2194 | -15.028 | -9.58 | -10.5212 | -19.0828 | -9.58 | -10.1308
96 | 0.28 | 0.2 | South/Central | CA | Los.Angeles.Intl.AP.722950 | 3 | 13764852 | 14.271 | 3.8729 | 20.3122 | 14.1864 | 6.1258 | 478.19 | 1.346 | 48 | 0.54251 | 0.8035 | 38.8089 | 0.63117 | 45.78 | -0.32045 | 0.95162 | 33.6411 | 0.20912 | -21.78 | 0.80648 | -0.59736 | -13.3714 | 1.346 | 48 | 0.54251 | 0.8035 | 38.8089 | 1.3312 | 43.56 | 0.6333 | 0.69795 | 35.7846 | 0.18211 | 2.5989 | 0.7053 | 3.6991 | 87.0848 | 0.24513 | 0.11495 | 0.038084 | 0.24513 | 0.24244 | 8.7414 | 8.3372 | -3.9664 | 8.7414 | 7.9329 | 7.0676 | 6.1265 | -2.4351 | 7.0676 | 6.5168 | 0.18211 | 2.5989 | 0.7053 | 3.6991 | 87.0848 | 0.24513 | 0.11495 | 0.038084 | 0.24513 | 0.24244 | 8.7414 | 8.3372 | -3.9664 | 8.7414 | 7.9329 | 7.0676 | 6.1265 | -2.4351 | 7.0676 | 6.5168
97 | 0.28 | 0.25 | South/Central | CA | Los.Angeles.Intl.AP.722950 | 3 | 13764852 | 13.6793 | 4.5535 | 20.6325 | 13.5981 | 7.0344 | 518.66 | 1.0257 | 7.53 | 1.1308 | -0.1051 | 10.3013 | 0.31084 | 5.31 | 0.26781 | 0.043027 | 5.1335 | -0.11121 | -62.25 | 1.3947 | -1.5059 | -41.879 | 1.0257 | 7.53 | 1.1308 | -0.1051 | 10.3013 | 1.0109 | 3.09 | 1.2216 | -0.21065 | 7.277 | 0.18211 | 2.4912 | 0.82925 | 3.7575 | 94.4549 | 0.18679 | 0.056608 | -0.020253 | 0.18679 | 0.1841 | 1.3713 | 0.96702 | -11.3366 | 1.3713 | 0.56273 | 1.876 | 0.93488 | -7.6267 | 1.876 | 1.3252 | 0.18211 | 2.4912 | 0.82925 | 3.7575 | 94.4549 | 0.18679 | 0.056608 | -0.020253 | 0.18679 | 0.1841 | 1.3713 | 0.96702 | -11.3366 | 1.3713 | 0.56273 | 1.876 | 0.93488 | -7.6267 | 1.876 | 1.3252
98 | 0.28 | 0.3 | South/Central | CA | Los.Angeles.Intl.AP.722950 | 3 | 13764852 | 13.4882 | 4.7481 | 20.7275 | 13.4081 | 7.3194 | 531.29 | 0.93069 | -5.1 | 1.3207 | -0.39006 | 1.4308 | 0.21586 | -7.32 | 0.45779 | -0.24193 | -3.7371 | -0.20619 | -74.88 | 1.5847 | -1.7909 | -50.7495 | 0.93069 | -5.1 | 1.3207 | -0.39006 | 1.4308 | 0.91593 | -9.54 | 1.4115 | -0.49561 | -1.5936 | 0.18211 | 2.4564 | 0.86469 | 3.7748 | 96.755 | 0.16949 | 0.039311 | -0.03755 | 0.16949 | 0.1668 | -0.92878 | -1.3331 | -13.6367 | -0.92878 | -1.7374 | 0.26056 | -0.68057 | -9.2422 | 0.26056 | -0.29022 | 0.18211 | 2.4564 | 0.86469 | 3.7748 | 96.755 | 0.16949 | 0.039311 | -0.03755 | 0.16949 | 0.1668 | -0.92878 | -1.3331 | -13.6367 | -0.92878 | -1.7374 | 0.26056 | -0.68057 | -9.2422 | 0.26056 | -0.29022
99 | 0.28 | 0.35 | South/Central | CA | Los.Angeles.Intl.AP.722950 | 3 | 13764852 | 13.0377 | 5.4072 | 21.1674 | 12.9602 | 8.2072 | 572.3 | 0.49072 | -46.11 | 1.7686 | -1.2779 | -28.0504 | -0.22411 | -48.33 | 0.90567 | -1.1298 | -33.2183 | -0.64616 | -115.89 | 2.0326 | -2.6788 | -80.2307 | 0.49072 | -46.11 | 1.7686 | -1.2779 | -28.0504 | 0.47596 | -50.55 | 1.8594 | -1.3835 | -31.0748 | 0.18211 | 2.3743 | 0.98473 | 3.8549 | 104.2235 | 0.089366 | -0.040814 | -0.11768 | 0.089366 | 0.086678 | -8.3972 | -8.8015 | -21.1051 | -8.3972 | -9.2058 | -5.1084 | -6.0495 | -14.6111 | -5.1084 | -5.6591 | 0.18211 | 2.3743 | 0.98473 | 3.8549 | 104.2235 | 0.089366 | -0.040814 | -0.11768 | 0.089366 | 0.086678 | -8.3972 | -8.8015 | -21.1051 | -8.3972 | -9.2058 | -5.1084 | -6.0495 | -14.6111 | -5.1084 | -5.6591
100 | 0.28 | 0.4 | South/Central | CA | Los.Angeles.Intl.AP.722950 | 3 | 13764852 | 12.7384 | 5.9149 | 21.5489 | 12.6627 | 8.8862 | 604.18 | 0.10926 | -77.99 | 2.0662 | -1.9569 | -51.1731 | -0.60557 | -80.21 | 1.2032 | -1.8088 | -56.341 | -1.0276 | -147.77 | 2.3302 | -3.3578 | -103.3534 | 0.10926 | -77.99 | 2.0662 | -1.9569 | -51.1731 | 0.094497 | -82.43 | 2.157 | -2.0625 | -54.1975 | 0.18211 | 2.3198 | 1.0772 | 3.9243 | 110.0293 | 0.019897 | -0.11028 | -0.18714 | 0.019897 | 0.017209 | -14.203 | -14.6073 | -26.9109 | -14.203 | -15.0116 | -9.3193 | -10.2604 | -18.822 | -9.3193 | -9.8701 | 0.18211 | 2.3198 | 1.0772 | 3.9243 | 110.0293 | 0.019897 | -0.11028 | -0.18714 | 0.019897 | 0.017209 | -14.203 | -14.6073 | -26.9109 | -14.203 | -15.0116 | -9.3193 | -10.2604 | -18.822 | -9.3193 | -9.8701
101 | 0.27 | 0.2 | South/Central | CA | Los.Angeles.Intl.AP.722950 | 3 | 13764852 | 14.0815 | 3.9044 | 20.1542 | 13.9979 | 6.1563 | 477.61 | 1.504 | 48.58 | 0.73097 | 0.77304 | 40.0124 | 0.78917 | 46.36 | -0.13199 | 0.92116 | 34.8446 | 0.36712 | -21.2 | 0.99494 | -0.62782 | -12.1679 | 1.504 | 48.58 | 0.73097 | 0.77304 | 40.0124 | 1.4892 | 44.14 | 0.82176 | 0.66748 | 36.9881 | 0.18211 | 2.5644 | 0.71105 | 3.6703 | 86.9792 | 0.2739 | 0.14372 | 0.066858 | 0.2739 | 0.27121 | 8.8471 | 8.4428 | -3.8608 | 8.8471 | 8.0385 | 7.2868 | 6.3457 | -2.2159 | 7.2868 | 6.736 | 0.18211 | 2.5644 | 0.71105 | 3.6703 | 86.9792 | 0.2739 | 0.14372 | 0.066858 | 0.2739 | 0.27121 | 8.8471 | 8.4428 | -3.8608 | 8.8471 | 8.0385 | 7.2868 | 6.3457 | -2.2159 | 7.2868 | 6.736
102 | 0.27 | 0.25 | South/Central | CA | Los.Angeles.Intl.AP.722950 | 3 | 13764852 | 13.4997 | 4.585 | 20.4944 | 13.4196 | 7.0748 | 518.71 | 1.1638 | 7.48 | 1.3093 | -0.14553 | 10.9823 | 0.44895 | 5.26 | 0.44635 | 0.0025919 | 5.8145 | 0.026895 | -62.3 | 1.5733 | -1.5464 | -41.198 | 1.1638 | 7.48 | 1.3093 | -0.14553 | 10.9823 | 1.149 | 3.04 | 1.4001 | -0.25108 | 7.9579 | 0.18211 | 2.4585 | 0.83499 | 3.7323 | 94.4641 | 0.21194 | 0.081759 | 0.004898 | 0.21194 | 0.20925 | 1.3622 | 0.95792 | -11.3457 | 1.3622 | 0.55362 | 2 | 1.0589 | -7.5027 | 2 | 1.4492 | 0.18211 | 2.4585 | 0.83499 | 3.7323 | 94.4641 | 0.21194 | 0.081759 | 0.004898 | 0.21194 | 0.20925 | 1.3622 | 0.95792 | -11.3457 | 1.3622 | 0.55362 | 2 | 1.0589 | -7.5027 | 2 | 1.4492
103 | 0.27 | 0.3 | South/Central | CA | Los.Angeles.Intl.AP.722950 | 3 | 13764852 | 13.2388 | 4.8911 | 20.6611 | 13.1601 | 7.501 | 537.89 | 0.99705 | -11.7 | 1.5687 | -0.57167 | -2.5988 | 0.28223 | -13.92 | 0.70577 | -0.42354 | -7.7666 | -0.13983 | -81.48 | 1.8327 | -1.9725 | -54.7791 | 0.99705 | -11.7 | 1.5687 | -0.57167 | -2.5988 | 0.98229 | -16.14 | 1.6595 | -0.67722 | -5.6232 | 0.18211 | 2.411 | 0.89074 | 3.7627 | 97.957 | 0.18158 | 0.051397 | -0.025464 | 0.18158 | 0.17889 | -2.1307 | -2.535 | -14.8386 | -2.1307 | -2.9393 | -0.47327 | -1.4144 | -9.976 | -0.47327 | -1.0241 | 0.18211 | 2.411 | 0.89074 | 3.7627 | 97.957 | 0.18158 | 0.051397 | -0.025464 | 0.18158 | 0.17889 | -2.1307 | -2.535 | -14.8386 | -2.1307 | -2.9393 | -0.47327 | -1.4144 | -9.976 | -0.47327 | -1.0241
104 | 0.27 | 0.35 | South/Central | CA | Los.Angeles.Intl.AP.722950 | 3 | 13764852 | 12.7898 | 5.5918 | 21.1542 | 12.7138 | 8.4404 | 581.6 | 0.50393 | -55.41 | 2.0151 | -1.5111 | -34.147 | -0.2109 | -57.63 | 1.1521 | -1.363 | -39.3149 | -0.63295 | -125.19 | 2.279 | -2.912 | -86.3273 | 0.50393 | -55.41 | 2.0151 | -1.5111 | -34.147 | 0.48917 | -59.85 | 2.1059 | -1.6167 | -37.1714 | 0.18211 | 2.3292 | 1.0183 | 3.8525 | 105.9172 | 0.091773 | -0.038407 | -0.11527 | 0.091773 | 0.089085 | -10.0909 | -10.4952 | -22.7988 | -10.0909 | -10.8995 | -6.2186 | -7.1598 | -15.7214 | -6.2186 | -6.7694 | 0.18211 | 2.3292 | 1.0183 | 3.8525 | 105.9172 | 0.091773 | -0.038407 | -0.11527 | 0.091773 | 0.089085 | -10.0909 | -10.4952 | -22.7988 | -10.0909 | -10.8995 | -6.2186 | -7.1598 | -15.7214 | -6.2186 | -6.7694
105 | 0.27 | 0.4 | South/Central | CA | Los.Angeles.Intl.AP.722950 | 3 | 13764852 | 12.5688 | 5.9564 | 21.4292 | 12.494 | 8.9352 | 604.79 | 0.22894 | -78.6 | 2.2348 | -2.0059 | -50.9561 | -0.48588 | -80.82 | 1.3719 | -1.8577 | -56.124 | -0.90793 | -148.38 | 2.4988 | -3.4067 | -103.1364 | 0.22894 | -78.6 | 2.2348 | -2.0059 | -50.9561 | 0.21419 | -83.04 | 2.3256 | -2.1114 | -53.9805 | 0.18211 | 2.2889 | 1.0847 | 3.9025 | 110.1404 | 0.041694 | -0.088486 | -0.16535 | 0.041694 | 0.039006 | -14.3141 | -14.7184 | -27.022 | -14.3141 | -15.1227 | -9.2798 | -10.2209 | -18.7825 | -9.2798 | -9.8306 | 0.18211 | 2.2889 | 1.0847 | 3.9025 | 110.1404 | 0.041694 | -0.088486 | -0.16535 | 0.041694 | 0.039006 | -14.3141 | -14.7184 | -27.022 | -14.3141 | -15.1227 | -9.2798 | -10.2209 | -18.7825 | -9.2798 | -9.8306
106 | 0.26 | 0.2 | South/Central | CA | Los.Angeles.Intl.AP.722950 | 3 | 13764852 | 13.892 | 3.9344 | 20.0031 | 13.8094 | 6.1937 | 477.39 | 1.6551 | 48.8 | 0.91943 | 0.73565 | 40.9414 | 0.94025 | 46.58 | 0.056475 | 0.88378 | 35.7735 | 0.5182 | -20.98 | 1.1834 | -0.6652 | -11.2389 | 1.6551 | 48.8 | 0.91943 | 0.73565 | 40.9414 | 1.6403 | 44.36 | 1.0102 | 0.6301 | 37.917 | 0.18211 | 2.5299 | 0.71651 | 3.6428 | 86.9391 | 0.30141 | 0.17123 | 0.094371 | 0.30141 | 0.29872 | 8.8871 | 8.4828 | -3.8207 | 8.8871 | 8.0786 | 7.456 | 6.5148 | -2.0468 | 7.456 | 6.9052 | 0.18211 | 2.5299 | 0.71651 | 3.6428 | 86.9391 | 0.30141 | 0.17123 | 0.094371 | 0.30141 | 0.29872 | 8.8871 | 8.4828 | -3.8207 | 8.8871 | 8.0786 | 7.456 | 6.5148 | -2.0468 | 7.456 | 6.9052
107 | 0.26 | 0.25 | South/Central | CA | Los.Angeles.Intl.AP.722950 | 3 | 13764852 | 13.3202 | 4.615 | 20.3449 | 13.241 | 7.1038 | 518.17 | 1.3133 | 8.02 | 1.4878 | -0.17454 | 12.1167 | 0.59849 | 5.8 | 0.6249 | -0.026412 | 6.9488 | 0.17643 | -61.76 | 1.7518 | -1.5754 | -40.0636 | 1.3133 | 8.02 | 1.4878 | -0.17454 | 12.1167 | 1.2986 | 3.58 | 1.5786 | -0.28009 | 9.0923 | 0.18211 | 2.4258 | 0.84046 | 3.7051 | 94.3657 | 0.23917 | 0.10899 | 0.032131 | 0.23917 | 0.23648 | 1.4605 | 1.0563 | -11.2473 | 1.4605 | 0.65197 | 2.2066 | 1.2655 | -7.2961 | 2.2066 | 1.6558 | 0.18211 | 2.4258 | 0.84046 | 3.7051 | 94.3657 | 0.23917 | 0.10899 | 0.032131 | 0.23917 | 0.23648 | 1.4605 | 1.0563 | -11.2473 | 1.4605 | 0.65197 | 2.2066 | 1.2655 | -7.2961 | 2.2066 | 1.6558
108 | 0.26 | 0.3 | South/Central | CA | Los.Angeles.Intl.AP.722950 | 3 | 13764852 | 12.9595 | 5.1041 | 20.6463 | 12.8824 | 7.7639 | 548.36 | 1.0119 | -22.17 | 1.8465 | -0.83457 | -9.4717 | 0.29705 | -24.39 | 0.9835 | -0.68645 | -14.6395 | -0.125 | -91.95 | 2.1104 | -2.2354 | -61.652 | 1.0119 | -22.17 | 1.8465 | -0.83457 | -9.4717 | 0.99712 | -26.61 | 1.9372 | -0.94012 | -12.4961 | 0.18211 | 2.3601 | 0.92953 | 3.76 | 99.8637 | 0.18428 | 0.054098 | -0.022764 | 0.18428 | 0.18159 | -4.0375 | -4.4417 | -16.7453 | -4.0375 | -4.846 | -1.7249 | -2.6661 | -11.2277 | -1.7249 | -2.2757 | 0.18211 | 2.3601 | 0.92953 | 3.76 | 99.8637 | 0.18428 | 0.054098 | -0.022764 | 0.18428 | 0.18159 | -4.0375 | -4.4417 | -16.7453 | -4.0375 | -4.846 | -1.7249 | -2.6661 | -11.2277 | -1.7249 | -2.2757
109 | 0.26 | 0.35 | South/Central | CA | Los.Angeles.Intl.AP.722950 | 3 | 13764852 | 12.5489 | 5.7934 | 21.1664 | 12.4742 | 8.6922 | 591.93 | 0.49177 | -65.74 | 2.2547 | -1.7629 | -41.0653 | -0.22306 | -67.96 | 1.3917 | -1.6148 | -46.2331 | -0.64511 | -135.52 | 2.5186 | -3.1637 | -93.2456 | 0.49177 | -65.74 | 2.2547 | -1.7629 | -41.0653 | 0.47701 | -70.18 | 2.3454 | -1.8684 | -44.0896 | 0.18211 | 2.2853 | 1.0551 | 3.8547 | 107.7984 | 0.089558 | -0.040621 | -0.11748 | 0.089558 | 0.08687 | -11.9721 | -12.3764 | -24.68 | -11.9721 | -12.7807 | -7.4785 | -8.4197 | -16.9813 | -7.4785 | -8.0293 | 0.18211 | 2.2853 | 1.0551 | 3.8547 | 107.7984 | 0.089558 | -0.040621 | -0.11748 | 0.089558 | 0.08687 | -11.9721 | -12.3764 | -24.68 | -11.9721 | -12.7807 | -7.4785 | -8.4197 | -16.9813 | -7.4785 | -8.0293
110 | 0.26 | 0.4 | South/Central | CA | Los.Angeles.Intl.AP.722950 | 3 | 13764852 | 12.3908 | 5.9979 | 21.2943 | 12.317 | 8.9773 | 604.96 | 0.36382 | -78.77 | 2.4118 | -2.048 | -50.3626 | -0.35101 | -80.99 | 1.5489 | -1.8999 | -55.5305 | -0.77306 | -148.55 | 2.6758 | -3.4489 | -102.5429 | 0.36382 | -78.77 | 2.4118 | -2.048 | -50.3626 | 0.34906 | -83.21 | 2.5026 | -2.1536 | -53.387 | 0.18211 | 2.2565 | 1.0923 | 3.878 | 110.1713 | 0.066256 | -0.063924 | -0.14078 | 0.066256 | 0.063568 | -14.3451 | -14.7494 | -27.0529 | -14.3451 | -15.1537 | -9.1717 | -10.1128 | -18.6744 | -9.1717 | -9.7225 | 0.18211 | 2.2565 | 1.0923 | 3.878 | 110.1713 | 0.066256 | -0.063924 | -0.14078 | 0.066256 | 0.063568 | -14.3451 | -14.7494 | -27.0529 | -14.3451 | -15.1537 | -9.1717 | -10.1128 | -18.6744 | -9.1717 | -9.7225
111 | 0.25 | 0.2 | South/Central | CA | Los.Angeles.Intl.AP.722950 | 3 | 13764852 | 13.7025 | 3.9659 | 19.8466 | 13.621 | 6.2256 | 476.88 | 1.8116 | 49.31 | 1.1079 | 0.70368 | 42.085 | 1.0967 | 47.09 | 0.24494 | 0.85181 | 36.9171 | 0.67469 | -20.47 | 1.3719 | -0.69717 | -10.0953 | 1.8116 | 49.31 | 1.1079 | 0.70368 | 42.085 | 1.7968 | 44.87 | 1.1987 | 0.59813 | 39.0606 | 0.18211 | 2.4954 | 0.72225 | 3.6143 | 86.8462 | 0.32991 | 0.19973 | 0.12287 | 0.32991 | 0.32722 | 8.98 | 8.5757 | -3.7279 | 8.98 | 8.1714 | 7.6642 | 6.7231 | -1.8385 | 7.6642 | 7.1135 | 0.18211 | 2.4954 | 0.72225 | 3.6143 | 86.8462 | 0.32991 | 0.19973 | 0.12287 | 0.32991 | 0.32722 | 8.98 | 8.5757 | -3.7279 | 8.98 | 8.1714 | 7.6642 | 6.7231 | -1.8385 | 7.6642 | 7.1135
112 | 0.25 | 0.25 | South/Central | CA | Los.Angeles.Intl.AP.722950 | 3 | 13764852 | 13.1406 | 4.6465 | 20.1968 | 13.0625 | 7.1344 | 517.71 | 1.4613 | 8.48 | 1.6664 | -0.20505 | 13.1912 | 0.74651 | 6.26 | 0.80344 | -0.056925 | 8.0233 | 0.32446 | -61.3 | 1.9304 | -1.6059 | -38.9891 | 1.4613 | 8.48 | 1.6664 | -0.20505 | 13.1912 | 1.4466 | 4.04 | 1.7572 | -0.3106 | 10.1668 | 0.18211 | 2.3931 | 0.8462 | 3.6781 | 94.2819 | 0.26613 | 0.13595 | 0.059089 | 0.26613 | 0.26344 | 1.5443 | 1.14 | -11.1636 | 1.5443 | 0.73574 | 2.4023 | 1.4612 | -7.1004 | 2.4023 | 1.8515 | 0.18211 | 2.3931 | 0.8462 | 3.6781 | 94.2819 | 0.26613 | 0.13595 | 0.059089 | 0.26613 | 0.26344 | 1.5443 | 1.14 | -11.1636 | 1.5443 | 0.73574 | 2.4023 | 1.4612 | -7.1004 | 2.4023 | 1.8515
113 | 0.25 | 0.3 | South/Central | CA | Los.Angeles.Intl.AP.722950 | 3 | 13764852 | 12.6801 | 5.3356 | 20.6668 | 12.6047 | 8.0622 | 560.68 | 0.99133 | -34.49 | 2.1242 | -1.1329 | -17.7479 | 0.2765 | -36.71 | 1.2612 | -0.98473 | -22.9157 | -0.14555 | -104.27 | 2.3882 | -2.5337 | -69.9282 | 0.99133 | -34.49 | 2.1242 | -1.1329 | -17.7479 | 0.97657 | -38.93 | 2.215 | -1.2384 | -20.7723 | 0.18211 | 2.3092 | 0.97169 | 3.7637 | 102.1074 | 0.18053 | 0.050354 | -0.026507 | 0.18053 | 0.17785 | -6.2811 | -6.6854 | -18.989 | -6.2811 | -7.0897 | -3.2321 | -4.1733 | -12.7349 | -3.2321 | -3.7829 | 0.18211 | 2.3092 | 0.97169 | 3.7637 | 102.1074 | 0.18053 | 0.050354 | -0.026507 | 0.18053 | 0.17785 | -6.2811 | -6.6854 | -18.989 | -6.2811 | -7.0897 | -3.2321 | -4.1733 | -12.7349 | -3.2321 | -3.7829
114 | 0.25 | 0.35 | South/Central | CA | Los.Angeles.Intl.AP.722950 | 3 | 13764852 | 12.2895 | 6.0564 | 21.2499 | 12.2163 | 9.0336 | 606.73 | 0.40822 | -80.54 | 2.5125 | -2.1043 | -51.3069 | -0.3066 | -82.76 | 1.6496 | -1.9562 | -56.4748 | -0.72866 | -150.32 | 2.7765 | -3.5052 | -103.4872 | 0.40822 | -80.54 | 2.5125 | -2.1043 | -51.3069 | 0.39346 | -84.98 | 2.6033 | -2.2099 | -54.3313 | 0.18211 | 2.2381 | 1.1029 | 3.8699 | 110.4937 | 0.074343 | -0.055837 | -0.1327 | 0.074343 | 0.071655 | -14.6674 | -15.0717 | -27.3753 | -14.6674 | -15.476 | -9.3437 | -10.2848 | -18.8464 | -9.3437 | -9.8945 | 0.18211 | 2.2381 | 1.1029 | 3.8699 | 110.4937 | 0.074343 | -0.055837 | -0.1327 | 0.074343 | 0.071655 | -14.6674 | -15.0717 | -27.3753 | -14.6674 | -15.476 | -9.3437 | -10.2848 | -18.8464 | -9.3437 | -9.8945
115 | 0.25 | 0.4 | South/Central | CA | Los.Angeles.Intl.AP.722950 | 3 | 13764852 | 12.2212 | 6.0379 | 21.1732 | 12.1484 | 9.0248 | 605.48 | 0.48501 | -79.29 | 2.5805 | -2.0955 | -50.0861 | -0.22982 | -81.51 | 1.7175 | -1.9473 | -55.254 | -0.65187 | -149.07 | 2.8444 | -3.4963 | -102.2664 | 0.48501 | -79.29 | 2.5805 | -2.0955 | -50.0861 | 0.47025 | -83.73 | 2.6713 | -2.201 | -53.1105 | 0.18211 | 2.2256 | 1.0996 | 3.8559 | 110.266 | 0.088326 | -0.041854 | -0.11871 | 0.088326 | 0.085638 | -14.4398 | -14.8441 | -27.1476 | -14.4398 | -15.2484 | -9.1214 | -10.0625 | -18.6241 | -9.1214 | -9.6721 | 0.18211 | 2.2256 | 1.0996 | 3.8559 | 110.266 | 0.088326 | -0.041854 | -0.11871 | 0.088326 | 0.085638 | -14.4398 | -14.8441 | -27.1476 | -14.4398 | -15.2484 | -9.1214 | -10.0625 | -18.6241 | -9.1214 | -9.6721
116 | 0.24 | 0.2 | South/Central | CA | Los.Angeles.Intl.AP.722950 | 3 | 13764852 | 13.5213 | 3.9974 | 19.697 | 13.4409 | 6.2561 | 476.4 | 1.9612 | 49.79 | 1.288 | 0.67322 | 43.1811 | 1.2463 | 47.57 | 0.425 | 0.82135 | 38.0133 | 0.82429 | -19.99 | 1.5519 | -0.72763 | -8.9992 | 1.9612 | 49.79 | 1.288 | 0.67322 | 43.1811 | 1.9464 | 45.35 | 1.3787 | 0.56767 | 40.1568 | 0.18211 | 2.4624 | 0.72798 | 3.5871 | 86.7588 | 0.35716 | 0.22698 | 0.15012 | 0.35716 | 0.35447 | 9.0674 | 8.6631 | -3.6404 | 9.0674 | 8.2588 | 7.8639 | 6.9227 | -1.6389 | 7.8639 | 7.3131 | 0.18211 | 2.4624 | 0.72798 | 3.5871 | 86.7588 | 0.35716 | 0.22698 | 0.15012 | 0.35716 | 0.35447 | 9.0674 | 8.6631 | -3.6404 | 9.0674 | 8.2588 | 7.8639 | 6.9227 | -1.6389 | 7.8639 | 7.3131
117 | 0.24 | 0.25 | South/Central | CA | Los.Angeles.Intl.AP.722950 | 3 | 13764852 | 12.9511 | 4.6781 | 20.0404 | 12.874 | 7.1664 | 517.21 | 1.6178 | 8.98 | 1.8549 | -0.2371 | 14.3317 | 0.90293 | 6.76 | 0.9919 | -0.088974 | 9.1639 | 0.48087 | -60.8 | 2.1188 | -1.638 | -37.8486 | 1.6178 | 8.98 | 1.8549 | -0.2371 | 14.3317 | 1.603 | 4.54 | 1.9456 | -0.34265 | 11.3074 | 0.18211 | 2.3586 | 0.85194 | 3.6496 | 94.1909 | 0.29461 | 0.16443 | 0.087574 | 0.29461 | 0.29193 | 1.6354 | 1.2311 | -11.0725 | 1.6354 | 0.82679 | 2.61 | 1.6689 | -6.8927 | 2.61 | 2.0592 | 0.18211 | 2.3586 | 0.85194 | 3.6496 | 94.1909 | 0.29461 | 0.16443 | 0.087574 | 0.29461 | 0.29193 | 1.6354 | 1.2311 | -11.0725 | 1.6354 | 0.82679 | 2.61 | 1.6689 | -6.8927 | 2.61 | 2.0592
118 | 0.24 | 0.3 | South/Central | CA | Los.Angeles.Intl.AP.722950 | 3 | 13764852 | 12.5006 | 5.3672 | 20.5204 | 12.4261 | 8.0943 | 560.31 | 1.1378 | -34.12 | 2.3027 | -1.165 | -16.737 | 0.42292 | -36.34 | 1.4398 | -1.0168 | -21.9048 | 0.00087344 | -103.9 | 2.5667 | -2.5658 | -68.9173 | 1.1378 | -34.12 | 2.3027 | -1.165 | -16.737 | 1.123 | -38.56 | 2.3935 | -1.2705 | -19.7614 | 0.18211 | 2.2765 | 0.97744 | 3.737 | 102.04 | 0.2072 | 0.07702 | 0.00015907 | 0.2072 | 0.20451 | -6.2137 | -6.618 | -18.9216 | -6.2137 | -7.0223 | -3.048 | -3.9892 | -12.5508 | -3.048 | -3.5988 | 0.18211 | 2.2765 | 0.97744 | 3.737 | 102.04 | 0.2072 | 0.07702 | 0.00015907 | 0.2072 | 0.20451 | -6.2137 | -6.618 | -18.9216 | -6.2137 | -7.0223 | -3.048 | -3.9892 | -12.5508 | -3.048 | -3.5988
119 | 0.24 | 0.35 | South/Central | CA | Los.Angeles.Intl.AP.722950 | 3 | 13764852 | 12.1115 | 6.0964 | 21.1119 | 12.0393 | 9.0726 | 606.73 | 0.54624 | -80.54 | 2.6896 | -2.1433 | -50.5888 | -0.16859 | -82.76 | 1.8266 | -1.9952 | -55.7567 | -0.59064 | -150.32 | 2.9535 | -3.5442 | -102.7691 | 0.54624 | -80.54 | 2.6896 | -2.1433 | -50.5888 | 0.53148 | -84.98 | 2.7804 | -2.2489 | -53.6132 | 0.18211 | 2.2057 | 1.1102 | 3.8448 | 110.4937 | 0.099477 | -0.030703 | -0.10756 | 0.099477 | 0.096789 | -14.6674 | -15.0717 | -27.3753 | -14.6674 | -15.476 | -9.2129 | -10.154 | -18.7156 | -9.2129 | -9.7637 | 0.18211 | 2.2057 | 1.1102 | 3.8448 | 110.4937 | 0.099477 | -0.030703 | -0.10756 | 0.099477 | 0.096789 | -14.6674 | -15.0717 | -27.3753 | -14.6674 | -15.476 | -9.2129 | -10.154 | -18.7156 | -9.2129 | -9.7637
120 | 0.24 | 0.4 | South/Central | CA | Los.Angeles.Intl.AP.722950 | 3 | 13764852 | 12.0501 | 6.0794 | 21.045 | 11.9783 | 9.0668 | 605.73 | 0.61312 | -79.54 | 2.7506 | -2.1375 | -49.5757 | -0.10171 | -81.76 | 1.8876 | -1.9894 | -54.7436 | -0.52376 | -149.32 | 3.0146 | -3.5383 | -101.756 | 0.61312 | -79.54 | 2.7506 | -2.1375 | -49.5757 | 0.59836 | -83.98 | 2.8414 | -2.243 | -52.6001 | 0.18211 | 2.1945 | 1.1071 | 3.8326 | 110.3116 | 0.11166 | -0.018522 | -0.095383 | 0.11166 | 0.10897 | -14.4853 | -14.8896 | -27.1932 | -14.4853 | -15.2939 | -9.0284 | -9.9695 | -18.5311 | -9.0284 | -9.5792 | 0.18211 | 2.1945 | 1.1071 | 3.8326 | 110.3116 | 0.11166 | -0.018522 | -0.095383 | 0.11166 | 0.10897 | -14.4853 | -14.8896 | -27.1932 | -14.4853 | -15.2939 | -9.0284 | -9.9695 | -18.5311 | -9.0284 | -9.5792
121 | 0.22 | 0.2 | South/Central | CA | Los.Angeles.Intl.AP.722950 | 3 | 13764852 | 13.1423 | 4.0589 | 19.381 | 13.064 | 6.317 | 475.24 | 2.2771 | 50.95 | 1.6649 | 0.61227 | 45.5871 | 1.5623 | 48.73 | 0.80192 | 0.7604 | 40.4192 | 1.1403 | -18.83 | 1.9288 | -0.78858 | -6.5932 | 2.2771 | 50.95 | 1.6649 | 0.61227 | 45.5871 | 2.2624 | 46.51 | 1.7557 | 0.50672 | 42.5627 | 0.18211 | 2.3934 | 0.73919 | 3.5295 | 86.5476 | 0.4147 | 0.28452 | 0.20766 | 0.4147 | 0.41201 | 9.2787 | 8.8744 | -3.4292 | 9.2787 | 8.4701 | 8.302 | 7.3609 | -1.2007 | 8.302 | 7.7512 | 0.18211 | 2.3934 | 0.73919 | 3.5295 | 86.5476 | 0.4147 | 0.28452 | 0.20766 | 0.4147 | 0.41201 | 9.2787 | 8.8744 | -3.4292 | 9.2787 | 8.4701 | 8.302 | 7.3609 | -1.2007 | 8.302 | 7.7512
122 | 0.22 | 0.25 | South/Central | CA | Los.Angeles.Intl.AP.722950 | 3 | 13764852 | 12.592 | 4.7496 | 19.7627 | 12.5169 | 7.2458 | 517.24 | 1.8955 | 8.95 | 2.2119 | -0.31646 | 15.7536 | 1.1806 | 6.73 | 1.349 | -0.16833 | 10.5857 | 0.7586 | -60.83 | 2.4759 | -1.7173 | -36.4267 | 1.8955 | 8.95 | 2.2119 | -0.31646 | 15.7536 | 1.8807 | 4.51 | 2.3027 | -0.42201 | 12.7292 | 0.18211 | 2.2932 | 0.86496 | 3.5991 | 94.1963 | 0.34519 | 0.21501 | 0.13815 | 0.34519 | 0.3425 | 1.6299 | 1.2256 | -11.078 | 1.6299 | 0.82133 | 2.8689 | 1.9278 | -6.6338 | 2.8689 | 2.3182 | 0.18211 | 2.2932 | 0.86496 | 3.5991 | 94.1963 | 0.34519 | 0.21501 | 0.13815 | 0.34519 | 0.3425 | 1.6299 | 1.2256 | -11.078 | 1.6299 | 0.82133 | 2.8689 | 1.9278 | -6.6338 | 2.8689 | 2.3182
123 | 0.22 | 0.3 | South/Central | CA | Los.Angeles.Intl.AP.722950 | 3 | 13764852 | 12.1415 | 5.4487 | 20.2528 | 12.0691 | 8.1838 | 560.86 | 1.4053 | -34.67 | 2.6598 | -1.2545 | -15.717 | 0.69051 | -36.89 | 1.7969 | -1.1063 | -20.8849 | 0.26846 | -104.45 | 2.9238 | -2.6553 | -67.8973 | 1.4053 | -34.67 | 2.6598 | -1.2545 | -15.717 | 1.3906 | -39.11 | 2.7506 | -1.36 | -18.7414 | 0.18211 | 2.2111 | 0.99228 | 3.6883 | 102.1401 | 0.25593 | 0.12575 | 0.048891 | 0.25593 | 0.25324 | -6.3139 | -6.7182 | -19.0217 | -6.3139 | -7.1225 | -2.8623 | -3.8034 | -12.365 | -2.8623 | -3.4131 | 0.18211 | 2.2111 | 0.99228 | 3.6883 | 102.1401 | 0.25593 | 0.12575 | 0.048891 | 0.25593 | 0.25324 | -6.3139 | -6.7182 | -19.0217 | -6.3139 | -7.1225 | -2.8623 | -3.8034 | -12.365 | -2.8623 | -3.4131
124 | 0.22 | 0.35 | South/Central | CA | Los.Angeles.Intl.AP.722950 | 3 | 13764852 | 11.7708 | 6.1794 | 20.8657 | 11.7005 | 9.1652 | 607.67 | 0.79242 | -81.48 | 3.0283 | -2.2359 | -49.9256 | 0.077596 | -83.7 | 2.1654 | -2.0878 | -55.0934 | -0.34446 | -151.26 | 3.2923 | -3.6368 | -102.1059 | 0.79242 | -81.48 | 3.0283 | -2.2359 | -49.9256 | 0.77766 | -85.92 | 3.1191 | -2.3415 | -52.9499 | 0.18211 | 2.1436 | 1.1253 | 3.7999 | 110.6649 | 0.14431 | 0.014131 | -0.06273 | 0.14431 | 0.14162 | -14.8386 | -15.2429 | -27.5465 | -14.8386 | -15.6472 | -9.0921 | -10.0333 | -18.5949 | -9.0921 | -9.6429 | 0.18211 | 2.1436 | 1.1253 | 3.7999 | 110.6649 | 0.14431 | 0.014131 | -0.06273 | 0.14431 | 0.14162 | -14.8386 | -15.2429 | -27.5465 | -14.8386 | -15.6472 | -9.0921 | -10.0333 | -18.5949 | -9.0921 | -9.6429
125 | 0.22 | 0.4 | South/Central | CA | Los.Angeles.Intl.AP.722950 | 3 | 13764852 | 11.7109 | 6.1524 | 20.7889 | 11.641 | 9.1479 | 606.08 | 0.86924 | -79.89 | 3.0878 | -2.2186 | -48.4779 | 0.15441 | -82.11 | 2.2249 | -2.0705 | -53.6457 | -0.26764 | -149.67 | 3.3518 | -3.6195 | -100.6582 | 0.86924 | -79.89 | 3.0878 | -2.2186 | -48.4779 | 0.85448 | -84.33 | 3.1786 | -2.3242 | -51.5023 | 0.18211 | 2.1327 | 1.1204 | 3.7859 | 110.3753 | 0.1583 | 0.02812 | -0.048741 | 0.1583 | 0.15561 | -14.549 | -14.9533 | -27.2569 | -14.549 | -15.3576 | -8.8285 | -9.7696 | -18.3312 | -8.8285 | -9.3793 | 0.18211 | 2.1327 | 1.1204 | 3.7859 | 110.3753 | 0.1583 | 0.02812 | -0.048741 | 0.1583 | 0.15561 | -14.549 | -14.9533 | -27.2569 | -14.549 | -15.3576 | -8.8285 | -9.7696 | -18.3312 | -8.8285 | -9.3793
126 | 0.2 | 0.2 | South/Central | CA | Los.Angeles.Intl.AP.722950 | 3 | 13764852 | 12.7632 | 4.1304 | 19.0818 | 12.6871 | 6.3947 | 474.95 | 2.5764 | 51.24 | 2.0418 | 0.53457 | 47.3286 | 1.8615 | 49.02 | 1.1788 | 0.6827 | 42.1608 | 1.4395 | -18.54 | 2.3058 | -0.86628 | -4.8517 | 2.5764 | 51.24 | 2.0418 | 0.53457 | 47.3286 | 2.5616 | 46.8 | 2.1326 | 0.42902 | 44.3042 | 0.18211 | 2.3244 | 0.7522 | 3.4751 | 86.4948 | 0.46919 | 0.33901 | 0.26215 | 0.46919 | 0.4665 | 9.3315 | 8.9272 | -3.3764 | 9.3315 | 8.5229 | 8.6192 | 7.678 | -0.88356 | 8.6192 | 8.0684 | 0.18211 | 2.3244 | 0.7522 | 3.4751 | 86.4948 | 0.46919 | 0.33901 | 0.26215 | 0.46919 | 0.4665 | 9.3315 | 8.9272 | -3.3764 | 9.3315 | 8.5229 | 8.6192 | 7.678 | -0.88356 | 8.6192 | 8.0684
127 | 0.2 | 0.25 | South/Central | CA | Los.Angeles.Intl.AP.722950 | 3 | 13764852 | 12.2229 | 4.8226 | 19.4682 | 12.1499 | 7.3183 | 516.8 | 2.1899 | 9.39 | 2.5789 | -0.38902 | 17.5721 | 1.4751 | 7.17 | 1.716 | -0.24089 | 12.4043 | 1.053 | -60.39 | 2.8429 | -1.7899 | -34.6082 | 2.1899 | 9.39 | 2.5789 | -0.38902 | 17.5721 | 2.1752 | 4.95 | 2.6697 | -0.49457 | 14.5478 | 0.18211 | 2.226 | 0.87826 | 3.5454 | 94.1162 | 0.39881 | 0.26863 | 0.19177 | 0.39881 | 0.39613 | 1.71 | 1.3058 | -10.9978 | 1.71 | 0.90146 | 3.2001 | 2.259 | -6.3026 | 3.2001 | 2.6493 | 0.18211 | 2.226 | 0.87826 | 3.5454 | 94.1162 | 0.39881 | 0.26863 | 0.19177 | 0.39881 | 0.39613 | 1.71 | 1.3058 | -10.9978 | 1.71 | 0.90146 | 3.2001 | 2.259 | -6.3026 | 3.2001 | 2.6493
128 | 0.2 | 0.3 | South/Central | CA | Los.Angeles.Intl.AP.722950 | 3 | 13764852 | 11.7824 | 5.5317 | 19.9867 | 11.712 | 8.2747 | 561.51 | 1.6715 | -35.32 | 3.0169 | -1.3454 | -14.7556 | 0.95663 | -37.54 | 2.1539 | -1.1973 | -19.9235 | 0.53458 | -105.1 | 3.2809 | -2.7463 | -66.9359 | 1.6715 | -35.32 | 3.0169 | -1.3454 | -14.7556 | 1.6567 | -39.76 | 3.1077 | -1.451 | -17.78 | 0.18211 | 2.1457 | 1.0074 | 3.6398 | 102.2585 | 0.30439 | 0.17421 | 0.097353 | 0.30439 | 0.30171 | -6.4322 | -6.8365 | -19.1401 | -6.4322 | -7.2408 | -2.6872 | -3.6283 | -12.1899 | -2.6872 | -3.238 | 0.18211 | 2.1457 | 1.0074 | 3.6398 | 102.2585 | 0.30439 | 0.17421 | 0.097353 | 0.30439 | 0.30171 | -6.4322 | -6.8365 | -19.1401 | -6.4322 | -7.2408 | -2.6872 | -3.6283 | -12.1899 | -2.6872 | -3.238
129 | 0.2 | 0.35 | South/Central | CA | Los.Angeles.Intl.AP.722950 | 3 | 13764852 | 11.4132 | 6.2708 | 20.6097 | 11.345 | 9.2647 | 608.77 | 1.0485 | -82.58 | 3.3839 | -2.3354 | -49.3214 | 0.33367 | -84.8 | 2.5209 | -2.1873 | -54.4892 | -0.088379 | -152.36 | 3.6479 | -3.7362 | -101.5017 | 1.0485 | -82.58 | 3.3839 | -2.3354 | -49.3214 | 1.0337 | -87.02 | 3.4747 | -2.4409 | -52.3458 | 0.18211 | 2.0785 | 1.142 | 3.7533 | 110.8652 | 0.19095 | 0.060766 | -0.016095 | 0.19095 | 0.18826 | -15.0389 | -15.4432 | -27.7468 | -15.0389 | -15.8475 | -8.9821 | -9.9232 | -18.4848 | -8.9821 | -9.5329 | 0.18211 | 2.0785 | 1.142 | 3.7533 | 110.8652 | 0.19095 | 0.060766 | -0.016095 | 0.19095 | 0.18826 | -15.0389 | -15.4432 | -27.7468 | -15.0389 | -15.8475 | -8.9821 | -9.9232 | -18.4848 | -8.9821 | -9.5329
130 | 0.2 | 0.4 | South/Central | CA | Los.Angeles.Intl.AP.722950 | 3 | 13764852 | 11.3618 | 6.234 | 20.5313 | 11.2938 | 9.2375 | 606.77 | 1.1268 | -80.58 | 3.435 | -2.3082 | -47.5878 | 0.41201 | -82.8 | 2.5721 | -2.1601 | -52.7557 | -0.010045 | -150.36 | 3.699 | -3.709 | -99.7681 | 1.1268 | -80.58 | 3.435 | -2.3082 | -47.5878 | 1.1121 | -85.02 | 3.5258 | -2.4137 | -50.6122 | 0.18211 | 2.0691 | 1.1353 | 3.739 | 110.501 | 0.20521 | 0.075032 | -0.0018294 | 0.20521 | 0.20252 | -14.6747 | -15.079 | -27.3826 | -14.6747 | -15.4833 | -8.6664 | -9.6075 | -18.1691 | -8.6664 | -9.2172 | 0.18211 | 2.0691 | 1.1353 | 3.739 | 110.501 | 0.20521 | 0.075032 | -0.0018294 | 0.20521 | 0.20252 | -14.6747 | -15.079 | -27.3826 | -14.6747 | -15.4833 | -8.6664 | -9.6075 | -18.1691 | -8.6664 | -9.2172
133 | 0.32 | 0.2 | South/Central | CA | Los.Angeles.Intl.AP.722950 | 3 | 13764852 | 15.0007 | 3.7599 | 20.919 | 14.912 | 6.007 | 480.36 | 0.7392 | 45.83 | -0.1831 | 0.9223 | 34.2356 | 0.024371 | 43.61 | -1.0461 | 1.0704 | 29.0678 | -0.39768 | -23.95 | 0.080872 | -0.47855 | -17.9447 | 0.7392 | 45.83 | -0.1831 | 0.9223 | 34.2356 | 0.72444 | 41.39 | -0.09231 | 0.81675 | 31.2113 | 0.18211 | 2.7318 | 0.68473 | 3.8096 | 87.48 | 0.13462 | 0.0044383 | -0.072423 | 0.13462 | 0.13193 | 8.3463 | 7.942 | -4.3616 | 8.3463 | 7.5377 | 6.2348 | 5.2936 | -3.268 | 6.2348 | 5.684 | 0.18211 | 2.7318 | 0.68473 | 3.8096 | 87.48 | 0.13462 | 0.0044383 | -0.072423 | 0.13462 | 0.13193 | 8.3463 | 7.942 | -4.3616 | 8.3463 | 7.5377 | 6.2348 | 5.2936 | -3.268 | 6.2348 | 5.684
134 | 0.32 | 0.23 | South/Central | CA | Los.Angeles.Intl.AP.722950 | 3 | 13764852 | 14.6185 | 4.1659 | 21.0826 | 14.532 | 6.5506 | 504.24 | 0.57554 | 21.95 | 0.19686 | 0.37868 | 17.5375 | -0.13929 | 19.73 | -0.66609 | 0.5268 | 12.3697 | -0.56134 | -47.83 | 0.46083 | -1.0222 | -34.6428 | 0.57554 | 21.95 | 0.19686 | 0.37868 | 17.5375 | 0.56078 | 17.51 | 0.28765 | 0.27313 | 14.5132 | 0.18211 | 2.6622 | 0.75867 | 3.8394 | 91.8289 | 0.10481 | -0.025366 | -0.10223 | 0.10481 | 0.10213 | 3.9974 | 3.5931 | -8.7105 | 3.9974 | 3.1888 | 3.1938 | 2.2527 | -6.3089 | 3.1938 | 2.643 | 0.18211 | 2.6622 | 0.75867 | 3.8394 | 91.8289 | 0.10481 | -0.025366 | -0.10223 | 0.10481 | 0.10213 | 3.9974 | 3.5931 | -8.7105 | 3.9974 | 3.1888 | 3.1938 | 2.2527 | -6.3089 | 3.1938 | 2.643
135 | 0.32 | 0.25 | South/Central | CA | Los.Angeles.Intl.AP.722950 | 3 | 13764852 | 14.389 | 4.4305 | 21.2093 | 14.3039 | 6.9054 | 520.06 | 0.44891 | 6.13 | 0.425 | 0.023916 | 6.3869 | -0.26591 | 3.91 | -0.43796 | 0.17204 | 1.219 | -0.68797 | -63.65 | 0.68897 | -1.3769 | -45.7934 | 0.44891 | 6.13 | 0.425 | 0.023916 | 6.3869 | 0.43415 | 1.69 | 0.51579 | -0.081634 | 3.3625 | 0.18211 | 2.6204 | 0.80685 | 3.8625 | 94.7099 | 0.081753 | -0.048426 | -0.12529 | 0.081753 | 0.079065 | 1.1164 | 0.71206 | -11.5915 | 1.1164 | 0.30777 | 1.1631 | 0.222 | -8.3396 | 1.1631 | 0.61236 | 0.18211 | 2.6204 | 0.80685 | 3.8625 | 94.7099 | 0.081753 | -0.048426 | -0.12529 | 0.081753 | 0.079065 | 1.1164 | 0.71206 | -11.5915 | 1.1164 | 0.30777 | 1.1631 | 0.222 | -8.3396 | 1.1631 | 0.61236
136 | 0.32 | 0.3 | South/Central | CA | Los.Angeles.Intl.AP.722950 | 3 | 13764852 | 14.2977 | 4.4836 | 21.2309 | 14.2131 | 7.0179 | 524.86 | 0.42723 | 1.33 | 0.51579 | -0.088563 | 3.0877 | -0.2876 | -0.89 | -0.34716 | 0.059563 | -2.0801 | -0.70965 | -68.45 | 0.77976 | -1.4894 | -49.0926 | 0.42723 | 1.33 | 0.51579 | -0.088563 | 3.0877 | 0.41247 | -3.11 | 0.60658 | -0.19411 | 0.063352 | 0.18211 | 2.6038 | 0.81652 | 3.8664 | 95.584 | 0.077803 | -0.052376 | -0.12924 | 0.077803 | 0.075116 | 0.24221 | -0.16208 | -12.4657 | 0.24221 | -0.56637 | 0.56232 | -0.37882 | -8.9404 | 0.56232 | 0.011537 | 0.18211 | 2.6038 | 0.81652 | 3.8664 | 95.584 | 0.077803 | -0.052376 | -0.12924 | 0.077803 | 0.075116 | 0.24221 | -0.16208 | -12.4657 | 0.24221 | -0.56637 | 0.56232 | -0.37882 | -8.9404 | 0.56232 | 0.011537
137 | 0.32 | 0.35 | South/Central | CA | Los.Angeles.Intl.AP.722950 | 3 | 13764852 | 13.8073 | 5.1227 | 21.5927 | 13.7255 | 7.8672 | 563.41 | 0.065482 | -37.22 | 1.0033 | -0.93786 | -24.3567 | -0.64935 | -39.44 | 0.14039 | -0.78973 | -29.5246 | -1.0714 | -107 | 1.2673 | -2.3387 | -76.537 | 0.065482 | -37.22 | 1.0033 | -0.93786 | -24.3567 | 0.050722 | -41.66 | 1.0941 | -1.0434 | -27.3811 | 0.18211 | 2.5145 | 0.93291 | 3.9323 | 102.6045 | 0.011925 | -0.11825 | -0.19512 | 0.011925 | 0.0092372 | -6.7783 | -7.1826 | -19.4861 | -6.7783 | -7.5868 | -4.4357 | -5.3768 | -13.9384 | -4.4357 | -4.9865 | 0.18211 | 2.5145 | 0.93291 | 3.9323 | 102.6045 | 0.011925 | -0.11825 | -0.19512 | 0.011925 | 0.0092372 | -6.7783 | -7.1826 | -19.4861 | -6.7783 | -7.5868 | -4.4357 | -5.3768 | -13.9384 | -4.4357 | -4.9865
138 | 0.32 | 0.4 | South/Central | CA | Los.Angeles.Intl.AP.722950 | 3 | 13764852 | 13.4067 | 5.7703 | 22.0611 | 13.3272 | 8.7339 | 603.89 | -0.40297 | -77.7 | 1.4016 | -1.8046 | -53.6352 | -1.1178 | -79.92 | 0.53867 | -1.6565 | -58.803 | -1.5399 | -147.48 | 1.6656 | -3.2054 | -105.8155 | -0.40297 | -77.7 | 1.4016 | -1.8046 | -53.6352 | -0.41773 | -82.14 | 1.4924 | -1.9101 | -56.6596 | 0.18211 | 2.4415 | 1.0509 | 4.0176 | 109.9765 | -0.073387 | -0.20357 | -0.28043 | -0.073387 | -0.076075 | -14.1502 | -14.5545 | -26.8581 | -14.1502 | -14.9588 | -9.7677 | -10.7088 | -19.2704 | -9.7677 | -10.3185 | 0.18211 | 2.4415 | 1.0509 | 4.0176 | 109.9765 | -0.073387 | -0.20357 | -0.28043 | -0.073387 | -0.076075 | -14.1502 | -14.5545 | -26.8581 | -14.1502 | -14.9588 | -9.7677 | -10.7088 | -19.2704 | -9.7677 | -10.3185
140 | 0.2 | 0.45 | South/Central | CA | Los.Angeles.Intl.AP.722950 | 3 | 13764852 | 11.1538 | 6.6985 | 20.9594 | 11.0871 | 9.8723 | 637.4 | 0.69878 | -111.21 | 3.6418 | -2.943 | -70.1195 | -0.016047 | -113.43 | 2.7788 | -2.7949 | -75.2873 | -0.4381 | -180.99 | 3.9058 | -4.3439 | -122.2998 | 0.69878 | -111.21 | 3.6418 | -2.943 | -70.1195 | 0.68402 | -115.65 | 3.7326 | -3.0486 | -73.1438 | 0.18211 | 2.0313 | 1.2199 | 3.817 | 116.0791 | 0.12726 | -0.0029224 | -0.079784 | 0.12726 | 0.12457 | -20.2528 | -20.6571 | -32.9607 | -20.2528 | -21.0614 | -12.7697 | -13.7108 | -22.2724 | -12.7697 | -13.3205 | 0.18211 | 2.0313 | 1.2199 | 3.817 | 116.0791 | 0.12726 | -0.0029224 | -0.079784 | 0.12726 | 0.12457 | -20.2528 | -20.6571 | -32.9607 | -20.2528 | -21.0614 | -12.7697 | -13.7108 | -22.2724 | -12.7697 | -13.3205
141 | 0.22 | 0.45 | South/Central | CA | Los.Angeles.Intl.AP.722950 | 3 | 13764852 | 11.5014 | 6.617 | 21.2154 | 11.4327 | 9.7827 | 636.7 | 0.44272 | -110.51 | 3.2961 | -2.8534 | -70.9896 | -0.27211 | -112.73 | 2.4332 | -2.7053 | -76.1574 | -0.69416 | -180.29 | 3.5601 | -4.2543 | -123.1699 | 0.44272 | -110.51 | 3.2961 | -2.8534 | -70.9896 | 0.42796 | -114.95 | 3.3869 | -2.959 | -74.014 | 0.18211 | 2.0946 | 1.205 | 3.8636 | 115.9516 | 0.080625 | -0.049555 | -0.12642 | 0.080625 | 0.077937 | -20.1254 | -20.5296 | -32.8332 | -20.1254 | -20.9339 | -12.9282 | -13.8693 | -22.4309 | -12.9282 | -13.4789 | 0.18211 | 2.0946 | 1.205 | 3.8636 | 115.9516 | 0.080625 | -0.049555 | -0.12642 | 0.080625 | 0.077937 | -20.1254 | -20.5296 | -32.8332 | -20.1254 | -20.9339 | -12.9282 | -13.8693 | -22.4309 | -12.9282 | -13.4789
142 | 0.24 | 0.45 | South/Central | CA | Los.Angeles.Intl.AP.722950 | 3 | 13764852 | 11.8406 | 6.534 | 21.4617 | 11.77 | 9.6917 | 635.83 | 0.19651 | -109.64 | 2.9589 | -2.7624 | -71.6943 | -0.51831 | -111.86 | 2.0959 | -2.6143 | -76.8622 | -0.94037 | -179.42 | 3.2229 | -4.1632 | -123.8746 | 0.19651 | -109.64 | 2.9589 | -2.7624 | -71.6943 | 0.18175 | -114.08 | 3.0497 | -2.8679 | -74.7187 | 0.18211 | 2.1563 | 1.1899 | 3.9085 | 115.7932 | 0.035788 | -0.094392 | -0.17125 | 0.035788 | 0.0331 | -19.9669 | -20.3712 | -32.6748 | -19.9669 | -20.7755 | -13.0565 | -13.9976 | -22.5592 | -13.0565 | -13.6073 | 0.18211 | 2.1563 | 1.1899 | 3.9085 | 115.7932 | 0.035788 | -0.094392 | -0.17125 | 0.035788 | 0.0331 | -19.9669 | -20.3712 | -32.6748 | -19.9669 | -20.7755 | -13.0565 | -13.9976 | -22.5592 | -13.0565 | -13.6073
143 | 0.25 | 0.45 | South/Central | CA | Los.Angeles.Intl.AP.722950 | 3 | 13764852 | 12.0101 | 6.494 | 21.5897 | 11.9386 | 9.6511 | 635.65 | 0.068471 | -109.46 | 2.7903 | -2.7218 | -72.2426 | -0.64636 | -111.68 | 1.9273 | -2.5737 | -77.4104 | -1.0684 | -179.24 | 3.0543 | -4.1227 | -124.4229 | 0.068471 | -109.46 | 2.7903 | -2.7218 | -72.2426 | 0.053712 | -113.9 | 2.8811 | -2.8274 | -75.2669 | 0.18211 | 2.1872 | 1.1826 | 3.9318 | 115.7604 | 0.01247 | -0.11771 | -0.19457 | 0.01247 | 0.0097816 | -19.9341 | -20.3384 | -32.642 | -19.9341 | -20.7427 | -13.1563 | -14.0975 | -22.6591 | -13.1563 | -13.7071 | 0.18211 | 2.1872 | 1.1826 | 3.9318 | 115.7604 | 0.01247 | -0.11771 | -0.19457 | 0.01247 | 0.0097816 | -19.9341 | -20.3384 | -32.642 | -19.9341 | -20.7427 | -13.1563 | -14.0975 | -22.6591 | -13.1563 | -13.7071
144 | 0.26 | 0.45 | South/Central | CA | Los.Angeles.Intl.AP.722950 | 3 | 13764852 | 12.1513 | 6.5024 | 21.7493 | 12.079 | 9.6703 | 638.25 | -0.091124 | -112.06 | 2.6499 | -2.741 | -74.8009 | -0.80595 | -114.28 | 1.7869 | -2.5929 | -79.9687 | -1.228 | -181.84 | 2.9139 | -4.1419 | -126.9812 | -0.091124 | -112.06 | 2.6499 | -2.741 | -74.8009 | -0.10588 | -116.5 | 2.7407 | -2.8466 | -77.8252 | 0.18211 | 2.2129 | 1.1842 | 3.9608 | 116.2339 | -0.016595 | -0.14677 | -0.22364 | -0.016595 | -0.019283 | -20.4076 | -20.8119 | -33.1155 | -20.4076 | -21.2162 | -13.6222 | -14.5634 | -23.125 | -13.6222 | -14.173 | 0.18211 | 2.2129 | 1.1842 | 3.9608 | 116.2339 | -0.016595 | -0.14677 | -0.22364 | -0.016595 | -0.019283 | -20.4076 | -20.8119 | -33.1155 | -20.4076 | -21.2162 | -13.6222 | -14.5634 | -23.125 | -13.6222 | -14.173
145 | 0.27 | 0.45 | South/Central | CA | Los.Angeles.Intl.AP.722950 | 3 | 13764852 | 12.2994 | 6.5009 | 21.9059 | 12.2262 | 9.6796 | 640.42 | -0.24769 | -114.23 | 2.5026 | -2.7503 | -77.054 | -0.96251 | -116.45 | 1.6397 | -2.6022 | -82.2219 | -1.3846 | -184.01 | 2.7666 | -4.1512 | -129.2344 | -0.24769 | -114.23 | 2.5026 | -2.7503 | -77.054 | -0.26245 | -118.67 | 2.5934 | -2.8559 | -80.0784 | 0.18211 | 2.2399 | 1.1839 | 3.9893 | 116.6291 | -0.045107 | -0.17529 | -0.25215 | -0.045107 | -0.047795 | -20.8028 | -21.2071 | -33.5107 | -20.8028 | -21.6114 | -14.0326 | -14.9737 | -23.5353 | -14.0326 | -14.5834 | 0.18211 | 2.2399 | 1.1839 | 3.9893 | 116.6291 | -0.045107 | -0.17529 | -0.25215 | -0.045107 | -0.047795 | -20.8028 | -21.2071 | -33.5107 | -20.8028 | -21.6114 | -14.0326 | -14.9737 | -23.5353 | -14.0326 | -14.5834
146 | 0.28 | 0.45 | South/Central | CA | Los.Angeles.Intl.AP.722950 | 3 | 13764852 | 12.4491 | 6.5009 | 22.0556 | 12.375 | 9.6806 | 642.18 | -0.39742 | -115.99 | 2.3538 | -2.7513 | -78.9954 | -1.1122 | -118.21 | 1.4909 | -2.6031 | -84.1632 | -1.5343 | -185.77 | 2.6178 | -4.1521 | -131.1757 | -0.39742 | -115.99 | 2.3538 | -2.7513 | -78.9954 | -0.41218 | -120.43 | 2.4446 | -2.8568 | -82.0197 | 0.18211 | 2.2671 | 1.1839 | 4.0166 | 116.9496 | -0.072375 | -0.20255 | -0.27942 | -0.072375 | -0.075063 | -21.1233 | -21.5276 | -33.8312 | -21.1233 | -21.9319 | -14.3861 | -15.3273 | -23.8889 | -14.3861 | -14.9369 | 0.18211 | 2.2671 | 1.1839 | 4.0166 | 116.9496 | -0.072375 | -0.20255 | -0.27942 | -0.072375 | -0.075063 | -21.1233 | -21.5276 | -33.8312 | -21.1233 | -21.9319 | -14.3861 | -15.3273 | -23.8889 | -14.3861 | -14.9369
147 | 0.3 | 0.45 | South/Central | CA | Los.Angeles.Intl.AP.722950 | 3 | 13764852 | 12.7184 | 6.561 | 22.4149 | 12.6428 | 9.7721 | 650.01 | -0.75676 | -123.82 | 2.086 | -2.8428 | -86.0526 | -1.4716 | -126.04 | 1.2231 | -2.6947 | -91.2205 | -1.8936 | -193.6 | 2.35 | -4.2436 | -138.2329 | -0.75676 | -123.82 | 2.086 | -2.8428 | -86.0526 | -0.77152 | -128.26 | 2.1768 | -2.9483 | -89.077 | 0.18211 | 2.3162 | 1.1948 | 4.0821 | 118.3755 | -0.13782 | -0.268 | -0.34486 | -0.13782 | -0.1405 | -22.5493 | -22.9536 | -35.2572 | -22.5493 | -23.3579 | -15.6713 | -16.6125 | -25.1741 | -15.6713 | -16.2221 | 0.18211 | 2.3162 | 1.1948 | 4.0821 | 118.3755 | -0.13782 | -0.268 | -0.34486 | -0.13782 | -0.1405 | -22.5493 | -22.9536 | -35.2572 | -22.5493 | -23.3579 | -15.6713 | -16.6125 | -25.1741 | -15.6713 | -16.2221
148 | 0.2 | 0.5 | South/Central | CA | Los.Angeles.Intl.AP.722950 | 3 | 13764852 | 10.8745 | 7.4062 | 21.6391 | 10.8093 | 10.8298 | 684 | 0.019049 | -157.81 | 3.9195 | -3.9005 | -104.5388 | -0.69578 | -160.03 | 3.0566 | -3.7523 | -109.7066 | -1.1178 | -227.59 | 4.1835 | -5.3013 | -156.7191 | 0.019049 | -157.81 | 3.9195 | -3.9005 | -104.5388 | 0.0042899 | -162.25 | 4.0103 | -4.006 | -107.5632 | 0.18211 | 1.9804 | 1.3488 | 3.9408 | 124.5656 | 0.0034692 | -0.12671 | -0.20357 | 0.0034692 | 0.00078124 | -28.7393 | -29.1436 | -41.4472 | -28.7393 | -29.5479 | -19.0379 | -19.9791 | -28.5407 | -19.0379 | -19.5887 | 0.18211 | 1.9804 | 1.3488 | 3.9408 | 124.5656 | 0.0034692 | -0.12671 | -0.20357 | 0.0034692 | 0.00078124 | -28.7393 | -29.1436 | -41.4472 | -28.7393 | -29.5479 | -19.0379 | -19.9791 | -28.5407 | -19.0379 | -19.5887
149 | 0.22 | 0.5 | South/Central | CA | Los.Angeles.Intl.AP.722950 | 3 | 13764852 | 11.2121 | 7.3147 | 21.8737 | 11.1451 | 10.7287 | 682.58 | -0.21555 | -156.39 | 3.5838 | -3.7993 | -104.8241 | -0.93038 | -158.61 | 2.7208 | -3.6512 | -109.992 | -1.3524 | -226.17 | 3.8478 | -5.2002 | -157.0044 | -0.21555 | -156.39 | 3.5838 | -3.7993 | -104.8241 | -0.23031 | -160.83 | 3.6746 | -3.9049 | -107.8485 | 0.18211 | 2.0419 | 1.3321 | 3.9835 | 124.307 | -0.039255 | -0.16943 | -0.2463 | -0.039255 | -0.041943 | -28.4807 | -28.885 | -41.1886 | -28.4807 | -29.2893 | -19.0899 | -20.031 | -28.5926 | -19.0899 | -19.6407 | 0.18211 | 2.0419 | 1.3321 | 3.9835 | 124.307 | -0.039255 | -0.16943 | -0.2463 | -0.039255 | -0.041943 | -28.4807 | -28.885 | -41.1886 | -28.4807 | -29.2893 | -19.0899 | -20.031 | -28.5926 | -19.0899 | -19.6407
150 | 0.24 | 0.5 | South/Central | CA | Los.Angeles.Intl.AP.722950 | 3 | 13764852 | 11.5413 | 7.2316 | 22.1099 | 11.4724 | 10.6375 | 681.58 | -0.45171 | -155.39 | 3.2565 | -3.7082 | -105.3971 | -1.1665 | -157.61 | 2.3935 | -3.5601 | -110.565 | -1.5886 | -225.17 | 3.5204 | -5.109 | -157.5774 | -0.45171 | -155.39 | 3.2565 | -3.7082 | -105.3971 | -0.46647 | -159.83 | 3.3473 | -3.8137 | -108.4215 | 0.18211 | 2.1018 | 1.317 | 4.0265 | 124.1249 | -0.082263 | -0.21244 | -0.2893 | -0.082263 | -0.084951 | -28.2986 | -28.7029 | -41.0065 | -28.2986 | -29.1072 | -19.1942 | -20.1354 | -28.697 | -19.1942 | -19.745 | 0.18211 | 2.1018 | 1.317 | 4.0265 | 124.1249 | -0.082263 | -0.21244 | -0.2893 | -0.082263 | -0.084951 | -28.2986 | -28.7029 | -41.0065 | -28.2986 | -29.1072 | -19.1942 | -20.1354 | -28.697 | -19.1942 | -19.745
151 | 0.25 | 0.5 | South/Central | CA | Los.Angeles.Intl.AP.722950 | 3 | 13764852 | 11.7109 | 7.1916 | 22.231 | 11.641 | 10.59 | 681.05 | -0.57287 | -154.86 | 3.0878 | -3.6607 | -105.6723 | -1.2877 | -157.08 | 2.2249 | -3.5126 | -110.8401 | -1.7097 | -224.64 | 3.3518 | -5.0616 | -157.8526 | -0.57287 | -154.86 | 3.0878 | -3.6607 | -105.6723 | -0.58763 | -159.3 | 3.1786 | -3.7663 | -108.6966 | 0.18211 | 2.1327 | 1.3097 | 4.0486 | 124.0283 | -0.10433 | -0.23451 | -0.31137 | -0.10433 | -0.10702 | -28.2021 | -28.6064 | -40.91 | -28.2021 | -29.0107 | -19.2443 | -20.1855 | -28.7471 | -19.2443 | -19.7951 | 0.18211 | 2.1327 | 1.3097 | 4.0486 | 124.0283 | -0.10433 | -0.23451 | -0.31137 | -0.10433 | -0.10702 | -28.2021 | -28.6064 | -40.91 | -28.2021 | -29.0107 | -19.2443 | -20.1855 | -28.7471 | -19.2443 | -19.7951
152 | 0.26 | 0.5 | South/Central | CA | Los.Angeles.Intl.AP.722950 | 3 | 13764852 | 11.8605 | 7.1886 | 22.386 | 11.7898 | 10.5962 | 683.07 | -0.72786 | -156.88 | 2.9391 | -3.6669 | -107.8225 | -1.4427 | -159.1 | 2.0761 | -3.5188 | -112.9903 | -1.8647 | -226.66 | 3.203 | -5.0678 | -160.0028 | -0.72786 | -156.88 | 2.9391 | -3.6669 | -107.8225 | -0.74262 | -161.32 | 3.0299 | -3.7725 | -110.8468 | 0.18211 | 2.1599 | 1.3091 | 4.0768 | 124.3962 | -0.13255 | -0.26273 | -0.33959 | -0.13255 | -0.13524 | -28.57 | -28.9742 | -41.2778 | -28.57 | -29.3785 | -19.6359 | -20.5771 | -29.1387 | -19.6359 | -20.1867 | 0.18211 | 2.1599 | 1.3091 | 4.0768 | 124.3962 | -0.13255 | -0.26273 | -0.33959 | -0.13255 | -0.13524 | -28.57 | -28.9742 | -41.2778 | -28.57 | -29.3785 | -19.6359 | -20.5771 | -29.1387 | -19.6359 | -20.1867
153 | 0.27 | 0.5 | South/Central | CA | Los.Angeles.Intl.AP.722950 | 3 | 13764852 | 12.0101 | 7.1786 | 22.534 | 11.9386 | 10.5955 | 684.73 | -0.87589 | -158.54 | 2.7903 | -3.6662 | -109.696 | -1.5907 | -160.76 | 1.9273 | -3.518 | -114.8639 | -2.0128 | -228.32 | 3.0543 | -5.067 | -161.8764 | -0.87589 | -158.54 | 2.7903 | -3.6662 | -109.696 | -0.89065 | -162.98 | 2.8811 | -3.7717 | -112.7204 | 0.18211 | 2.1872 | 1.3073 | 4.1038 | 124.6985 | -0.15951 | -0.28969 | -0.36655 | -0.15951 | -0.1622 | -28.8723 | -29.2766 | -41.5801 | -28.8723 | -29.6808 | -19.9771 | -20.9183 | -29.4799 | -19.9771 | -20.5279 | 0.18211 | 2.1872 | 1.3073 | 4.1038 | 124.6985 | -0.15951 | -0.28969 | -0.36655 | -0.15951 | -0.1622 | -28.8723 | -29.2766 | -41.5801 | -28.8723 | -29.6808 | -19.9771 | -20.9183 | -29.4799 | -19.9771 | -20.5279
154 | 0.28 | 0.5 | South/Central | CA | Los.Angeles.Intl.AP.722950 | 3 | 13764852 | 12.1398 | 7.2186 | 22.7154 | 12.0675 | 10.6479 | 688.93 | -1.0572 | -162.74 | 2.6613 | -3.7186 | -113.4243 | -1.7721 | -164.96 | 1.7984 | -3.5704 | -118.5922 | -2.1941 | -232.52 | 2.9253 | -5.1194 | -165.6047 | -1.0572 | -162.74 | 2.6613 | -3.7186 | -113.4243 | -1.072 | -167.18 | 2.7521 | -3.8241 | -116.4487 | 0.18211 | 2.2108 | 1.3146 | 4.1368 | 125.4634 | -0.19254 | -0.32272 | -0.39958 | -0.19254 | -0.19522 | -29.6371 | -30.0414 | -42.345 | -29.6371 | -30.4457 | -20.6561 | -21.5972 | -30.1588 | -20.6561 | -21.2069 | 0.18211 | 2.2108 | 1.3146 | 4.1368 | 125.4634 | -0.19254 | -0.32272 | -0.39958 | -0.19254 | -0.19522 | -29.6371 | -30.0414 | -42.345 | -29.6371 | -30.4457 | -20.6561 | -21.5972 | -30.1588 | -20.6561 | -21.2069
155 | 0.3 | 0.5 | South/Central | CA | Los.Angeles.Intl.AP.722950 | 3 | 13764852 | 12.409 | 7.3171 | 23.1332 | 12.3353 | 10.7978 | 699.79 | -1.475 | -173.6 | 2.3935 | -3.8685 | -122.7986 | -2.1898 | -175.82 | 1.5306 | -3.7204 | -127.9665 | -2.6119 | -243.38 | 2.6575 | -5.2694 | -174.9789 | -1.475 | -173.6 | 2.3935 | -3.8685 | -122.7986 | -1.4898 | -178.04 | 2.4843 | -3.9741 | -125.823 | 0.18211 | 2.2599 | 1.3325 | 4.2129 | 127.4411 | -0.26862 | -0.3988 | -0.47566 | -0.26862 | -0.27131 | -31.6149 | -32.0192 | -44.3228 | -31.6149 | -32.4235 | -22.3633 | -23.3044 | -31.866 | -22.3633 | -22.9141 | 0.18211 | 2.2599 | 1.3325 | 4.2129 | 127.4411 | -0.26862 | -0.3988 | -0.47566 | -0.26862 | -0.27131 | -31.6149 | -32.0192 | -44.3228 | -31.6149 | -32.4235 | -22.3633 | -23.3044 | -31.866 | -22.3633 | -22.9141
156 | 0.37 | 0.17 | South/Central | CA | Los.Angeles.Intl.AP.722950 | 3 | 13764852 | 16.3504 | 3.2593 | 21.6336 | 16.2541 | 5.3795 | 463.19 | 0.02461 | 63 | -1.5252 | 1.5498 | 41.9492 | -0.69022 | 60.78 | -2.3882 | 1.6979 | 36.7814 | -1.1123 | -6.78 | -1.2612 | 0.14896 | -10.2311 | 0.02461 | 63 | -1.5252 | 1.5498 | 41.9492 | 0.0098506 | 58.56 | -1.4344 | 1.4443 | 38.9249 | 0.18211 | 2.9776 | 0.59356 | 3.9398 | 84.3531 | 0.0044819 | -0.1257 | -0.20256 | 0.0044819 | 0.0017939 | 11.4731 | 11.0689 | -1.2347 | 11.4731 | 10.6646 | 7.6395 | 6.6984 | -1.8632 | 7.6395 | 7.0887 | 0.18211 | 2.9776 | 0.59356 | 3.9398 | 84.3531 | 0.0044819 | -0.1257 | -0.20256 | 0.0044819 | 0.0017939 | 11.4731 | 11.0689 | -1.2347 | 11.4731 | 10.6646 | 7.6395 | 6.6984 | -1.8632 | 7.6395 | 7.0887
157 | 0.37 | 0.19 | South/Central | CA | Los.Angeles.Intl.AP.722950 | 3 | 13764852 | 16.0396 | 3.5138 | 21.6687 | 15.9451 | 5.7236 | 477.52 | -0.010528 | 48.67 | -1.2162 | 1.2057 | 32.2544 | -0.72535 | 46.45 | -2.0791 | 1.3538 | 27.0866 | -1.1474 | -21.11 | -0.95222 | -0.19518 | -19.9259 | -0.010528 | 48.67 | -1.2162 | 1.2057 | 32.2544 | -0.025287 | 44.23 | -1.1254 | 1.1001 | 29.2301 | 0.18211 | 2.921 | 0.63992 | 3.9462 | 86.9628 | -0.0019172 | -0.1321 | -0.20896 | -0.0019172 | -0.0046052 | 8.8635 | 8.4592 | -3.8444 | 8.8635 | 8.0549 | 5.874 | 4.9328 | -3.6288 | 5.874 | 5.3232 | 0.18211 | 2.921 | 0.63992 | 3.9462 | 86.9628 | -0.0019172 | -0.1321 | -0.20896 | -0.0019172 | -0.0046052 | 8.8635 | 8.4592 | -3.8444 | 8.8635 | 8.0549 | 5.874 | 4.9328 | -3.6288 | 5.874 | 5.3232
158 | 0.37 | 0.2 | South/Central | CA | Los.Angeles.Intl.AP.722950 | 3 | 13764852 | 15.8899 | 3.6369 | 21.6836 | 15.7963 | 5.8873 | 484.31 | -0.025447 | 41.88 | -1.0674 | 1.042 | 27.6657 | -0.74027 | 39.66 | -1.9304 | 1.1901 | 22.4979 | -1.1623 | -27.9 | -0.80344 | -0.35889 | -24.5146 | -0.025447 | 41.88 | -1.0674 | 1.042 | 27.6657 | -0.040207 | 37.44 | -0.97662 | 0.93641 | 24.6414 | 0.18211 | 2.8938 | 0.66233 | 3.9489 | 88.1993 | -0.0046343 | -0.13481 | -0.21168 | -0.0046343 | -0.0073222 | 7.6269 | 7.2226 | -5.081 | 7.6269 | 6.8183 | 5.0383 | 4.0972 | -4.4644 | 5.0383 | 4.4875 | 0.18211 | 2.8938 | 0.66233 | 3.9489 | 88.1993 | -0.0046343 | -0.13481 | -0.21168 | -0.0046343 | -0.0073222 | 7.6269 | 7.2226 | -5.081 | 7.6269 | 6.8183 | 5.0383 | 4.0972 | -4.4644 | 5.0383 | 4.4875
159 | 0.37 | 0.23 | South/Central | CA | Los.Angeles.Intl.AP.722950 | 3 | 13764852 | 15.4878 | 4.0314 | 21.8075 | 15.3965 | 6.411 | 506.93 | -0.14933 | 19.26 | -0.66761 | 0.51828 | 12.0124 | -0.86416 | 17.04 | -1.5306 | 0.66641 | 6.8445 | -1.2862 | -50.52 | -0.40364 | -0.88257 | -40.168 | -0.14933 | 19.26 | -0.66761 | 0.51828 | 12.0124 | -0.16409 | 14.82 | -0.57682 | 0.41273 | 8.988 | 0.18211 | 2.8205 | 0.73417 | 3.9714 | 92.3188 | -0.027195 | -0.15737 | -0.23424 | -0.027195 | -0.029883 | 3.5075 | 3.1032 | -9.2004 | 3.5075 | 2.6989 | 2.1876 | 1.2465 | -7.3151 | 2.1876 | 1.6368 | 0.18211 | 2.8205 | 0.73417 | 3.9714 | 92.3188 | -0.027195 | -0.15737 | -0.23424 | -0.027195 | -0.029883 | 3.5075 | 3.1032 | -9.2004 | 3.5075 | 2.6989 | 2.1876 | 1.2465 | -7.3151 | 2.1876 | 1.6368
160 | 0.37 | 0.25 | South/Central | CA | Los.Angeles.Intl.AP.722950 | 3 | 13764852 | 15.2568 | 4.2959 | 21.9326 | 15.1668 | 6.7657 | 522.72 | -0.2744 | 3.47 | -0.43796 | 0.16356 | 0.88265 | -0.98922 | 1.25 | -1.3009 | 0.31169 | -4.2852 | -1.4113 | -66.31 | -0.17398 | -1.2373 | -51.2977 | -0.2744 | 3.47 | -0.43796 | 0.16356 | 0.88265 | -0.28916 | -0.97 | -0.34716 | 0.05801 | -2.1417 | 0.18211 | 2.7785 | 0.78235 | 3.9942 | 95.1943 | -0.049971 | -0.18015 | -0.25701 | -0.049971 | -0.052659 | 0.63193 | 0.22764 | -12.0759 | 0.63193 | -0.17665 | 0.16074 | -0.78039 | -9.342 | 0.16074 | -0.39004 | 0.18211 | 2.7785 | 0.78235 | 3.9942 | 95.1943 | -0.049971 | -0.18015 | -0.25701 | -0.049971 | -0.052659 | 0.63193 | 0.22764 | -12.0759 | 0.63193 | -0.17665 | 0.16074 | -0.78039 | -9.342 | 0.16074 | -0.39004
161 | 0.4 | 0.17 | South/Central | CA | Los.Angeles.Intl.AP.722950 | 3 | 13764852 | 16.8722 | 3.1963 | 22.0924 | 16.7729 | 5.3195 | 466.05 | -0.43421 | 60.14 | -2.044 | 1.6098 | 37.6902 | -1.149 | 57.92 | -2.907 | 1.758 | 32.5224 | -1.5711 | -9.64 | -1.7801 | 0.20898 | -14.4901 | -0.43421 | 60.14 | -2.044 | 1.6098 | 37.6902 | -0.44897 | 55.7 | -1.9532 | 1.5043 | 34.6659 | 0.18211 | 3.0726 | 0.58209 | 4.0233 | 84.874 | -0.079075 | -0.20925 | -0.28612 | -0.079075 | -0.081763 | 10.9523 | 10.548 | -1.7556 | 10.9523 | 10.1437 | 6.8639 | 5.9228 | -2.6388 | 6.8639 | 6.3131 | 0.18211 | 3.0726 | 0.58209 | 4.0233 | 84.874 | -0.079075 | -0.20925 | -0.28612 | -0.079075 | -0.081763 | 10.9523 | 10.548 | -1.7556 | 10.9523 | 10.1437 | 6.8639 | 5.9228 | -2.6388 | 6.8639 | 6.3131
162 | 0.4 | 0.19 | South/Central | CA | Los.Angeles.Intl.AP.722950 | 3 | 13764852 | 16.5598 | 3.4508 | 22.1159 | 16.4624 | 5.6536 | 479.83 | -0.45777 | 46.36 | -1.7335 | 1.2757 | 28.4136 | -1.1726 | 44.14 | -2.5965 | 1.4239 | 23.2457 | -1.5947 | -23.42 | -1.4695 | -0.12512 | -23.7668 | -0.45777 | 46.36 | -1.7335 | 1.2757 | 28.4136 | -0.47253 | 41.92 | -1.6427 | 1.1702 | 25.3892 | 0.18211 | 3.0158 | 0.62843 | 4.0276 | 87.3835 | -0.083366 | -0.21355 | -0.29041 | -0.083366 | -0.086054 | 8.4428 | 8.0385 | -4.2651 | 8.4428 | 7.6342 | 5.1745 | 4.2334 | -4.3282 | 5.1745 | 4.6237 | 0.18211 | 3.0158 | 0.62843 | 4.0276 | 87.3835 | -0.083366 | -0.21355 | -0.29041 | -0.083366 | -0.086054 | 8.4428 | 8.0385 | -4.2651 | 8.4428 | 7.6342 | 5.1745 | 4.2334 | -4.3282 | 5.1745 | 4.6237
163 | 0.4 | 0.2 | South/Central | CA | Los.Angeles.Intl.AP.722950 | 3 | 13764852 | 16.4101 | 3.5738 | 22.1393 | 16.3136 | 5.8257 | 487.06 | -0.48109 | 39.13 | -1.5847 | 1.1036 | 23.4918 | -1.1959 | 36.91 | -2.4477 | 1.2518 | 18.3239 | -1.618 | -30.65 | -1.3207 | -0.29722 | -28.6886 | -0.48109 | 39.13 | -1.5847 | 1.1036 | 23.4918 | -0.49585 | 34.69 | -1.4939 | 0.99808 | 20.4674 | 0.18211 | 2.9885 | 0.65084 | 4.0319 | 88.7002 | -0.087613 | -0.21779 | -0.29465 | -0.087613 | -0.090301 | 7.1261 | 6.7218 | -5.5818 | 7.1261 | 6.3175 | 4.2782 | 3.337 | -5.2246 | 4.2782 | 3.7274 | 0.18211 | 2.9885 | 0.65084 | 4.0319 | 88.7002 | -0.087613 | -0.21779 | -0.29465 | -0.087613 | -0.090301 | 7.1261 | 6.7218 | -5.5818 | 7.1261 | 6.3175 | 4.2782 | 3.337 | -5.2246 | 4.2782 | 3.7274
164 | 0.4 | 0.23 | South/Central | CA | Los.Angeles.Intl.AP.722950 | 3 | 13764852 | 16.008 | 3.9599 | 22.2546 | 15.9138 | 6.3408 | 509.23 | -0.59646 | 16.96 | -1.1849 | 0.58846 | 8.176 | -1.3113 | 14.74 | -2.0479 | 0.73659 | 3.0081 | -1.7333 | -52.82 | -0.92095 | -0.81239 | -44.0043 | -0.59646 | 16.96 | -1.1849 | 0.58846 | 8.176 | -0.61122 | 12.52 | -1.0941 | 0.48291 | 5.1516 | 0.18211 | 2.9153 | 0.72115 | 4.0529 | 92.7376 | -0.10862 | -0.2388 | -0.31566 | -0.10862 | -0.11131 | 3.0886 | 2.6844 | -9.6192 | 3.0886 | 2.2801 | 1.489 | 0.54782 | -8.0138 | 1.489 | 0.93818 | 0.18211 | 2.9153 | 0.72115 | 4.0529 | 92.7376 | -0.10862 | -0.2388 | -0.31566 | -0.10862 | -0.11131 | 3.0886 | 2.6844 | -9.6192 | 3.0886 | 2.2801 | 1.489 | 0.54782 | -8.0138 | 1.489 | 0.93818
165 | 0.4 | 0.25 | South/Central | CA | Los.Angeles.Intl.AP.722950 | 3 | 13764852 | 15.7571 | 4.2145 | 22.3498 | 15.6643 | 6.6856 | 524.28 | -0.69168 | 1.91 | -0.93543 | 0.24374 | -2.3031 | -1.4065 | -0.31 | -1.7984 | 0.39187 | -7.4709 | -1.8286 | -67.87 | -0.67145 | -1.1571 | -54.4834 | -0.69168 | 1.91 | -0.93543 | 0.24374 | -2.3031 | -0.70644 | -2.53 | -0.84463 | 0.13819 | -5.3274 | 0.18211 | 2.8696 | 0.76752 | 4.0702 | 95.4784 | -0.12596 | -0.25614 | -0.33301 | -0.12596 | -0.12865 | 0.34784 | -0.056455 | -12.36 | 0.34784 | -0.46075 | -0.41942 | -1.3606 | -9.9222 | -0.41942 | -0.9702 | 0.18211 | 2.8696 | 0.76752 | 4.0702 | 95.4784 | -0.12596 | -0.25614 | -0.33301 | -0.12596 | -0.12865 | 0.34784 | -0.056455 | -12.36 | 0.34784 | -0.46075 | -0.41942 | -1.3606 | -9.9222 | -0.41942 | -0.9702
166 | 0.21 | 0.17 | South/Central | CA | Los.Angeles.Intl.AP.722950 | 3 | 13764852 | 13.3534 | 3.6829 | 19.083 | 13.2738 | 5.8092 | 451.24 | 2.5751 | 74.95 | 1.4551 | 1.1201 | 63.0422 | 1.8603 | 72.73 | 0.5921 | 1.2682 | 57.8744 | 1.4383 | 5.17 | 1.719 | -0.28076 | 10.8619 | 2.5751 | 74.95 | 1.4551 | 1.1201 | 63.0422 | 2.5604 | 70.51 | 1.5458 | 1.0145 | 60.0178 | 0.18211 | 2.4318 | 0.6707 | 3.4753 | 82.1769 | 0.46897 | 0.33879 | 0.26193 | 0.46897 | 0.46628 | 13.6494 | 13.2451 | 0.94153 | 13.6494 | 12.8408 | 11.4808 | 10.5397 | 1.9781 | 11.4808 | 10.9301 | 0.18211 | 2.4318 | 0.6707 | 3.4753 | 82.1769 | 0.46897 | 0.33879 | 0.26193 | 0.46897 | 0.46628 | 13.6494 | 13.2451 | 0.94153 | 13.6494 | 12.8408 | 11.4808 | 10.5397 | 1.9781 | 11.4808 | 10.9301
167 | 0.21 | 0.19 | South/Central | CA | Los.Angeles.Intl.AP.722950 | 3 | 13764852 | 13.0824 | 3.9574 | 19.178 | 13.0045 | 6.1736 | 467.1 | 2.4801 | 59.09 | 1.7244 | 0.75573 | 52.0382 | 1.7653 | 56.87 | 0.86143 | 0.90386 | 46.8704 | 1.3432 | -10.69 | 1.9884 | -0.64512 | -0.14208 | 2.4801 | 59.09 | 1.7244 | 0.75573 | 52.0382 | 2.4654 | 54.65 | 1.8152 | 0.65018 | 49.0139 | 0.18211 | 2.3825 | 0.72069 | 3.4926 | 85.0652 | 0.45166 | 0.32148 | 0.24462 | 0.45166 | 0.44897 | 10.7611 | 10.3568 | -1.9468 | 10.7611 | 9.9525 | 9.4769 | 8.5357 | -0.025874 | 9.4769 | 8.9261 | 0.18211 | 2.3825 | 0.72069 | 3.4926 | 85.0652 | 0.45166 | 0.32148 | 0.24462 | 0.45166 | 0.44897 | 10.7611 | 10.3568 | -1.9468 | 10.7611 | 9.9525 | 9.4769 | 8.5357 | -0.025874 | 9.4769 | 8.9261
168 | 0.21 | 0.2 | South/Central | CA | Los.Angeles.Intl.AP.722950 | 3 | 13764852 | 12.9528 | 4.0905 | 19.2314 | 12.8755 | 6.3559 | 475.09 | 2.4268 | 51.1 | 1.8533 | 0.57342 | 46.4576 | 1.7119 | 48.88 | 0.99038 | 0.72154 | 41.2897 | 1.2899 | -18.68 | 2.1173 | -0.82743 | -5.7227 | 2.4268 | 51.1 | 1.8533 | 0.57342 | 46.4576 | 2.412 | 46.66 | 1.9441 | 0.46787 | 43.4332 | 0.18211 | 2.3589 | 0.74493 | 3.5023 | 86.5203 | 0.44194 | 0.31176 | 0.2349 | 0.44194 | 0.43926 | 9.306 | 8.9017 | -3.4019 | 9.306 | 8.4974 | 8.4606 | 7.5194 | -1.0422 | 8.4606 | 7.9098 | 0.18211 | 2.3589 | 0.74493 | 3.5023 | 86.5203 | 0.44194 | 0.31176 | 0.2349 | 0.44194 | 0.43926 | 9.306 | 8.9017 | -3.4019 | 9.306 | 8.4974 | 8.4606 | 7.5194 | -1.0422 | 8.4606 | 7.9098
169 | 0.21 | 0.23 | South/Central | CA | Los.Angeles.Intl.AP.722950 | 3 | 13764852 | 12.612 | 4.5065 | 19.4482 | 12.5368 | 6.9114 | 500.08 | 2.21 | 26.11 | 2.1921 | 0.017855 | 28.7588 | 1.4951 | 23.89 | 1.3291 | 0.16598 | 23.5909 | 1.0731 | -43.67 | 2.4561 | -1.383 | -23.4215 | 2.21 | 26.11 | 2.1921 | 0.017855 | 28.7588 | 2.1952 | 21.67 | 2.2829 | -0.087695 | 25.7344 | 0.18211 | 2.2968 | 0.8207 | 3.5418 | 91.0713 | 0.40246 | 0.27228 | 0.19542 | 0.40246 | 0.39977 | 4.755 | 4.3507 | -7.9529 | 4.755 | 3.9464 | 5.2374 | 4.2962 | -4.2654 | 5.2374 | 4.6866 | 0.18211 | 2.2968 | 0.8207 | 3.5418 | 91.0713 | 0.40246 | 0.27228 | 0.19542 | 0.40246 | 0.39977 | 4.755 | 4.3507 | -7.9529 | 4.755 | 3.9464 | 5.2374 | 4.2962 | -4.2654 | 5.2374 | 4.6866
170 | 0.21 | 0.25 | South/Central | CA | Los.Angeles.Intl.AP.722950 | 3 | 13764852 | 12.4025 | 4.7895 | 19.6132 | 12.3285 | 7.2847 | 517.1 | 2.045 | 9.09 | 2.4004 | -0.35544 | 16.6193 | 1.3301 | 6.87 | 1.5374 | -0.20731 | 11.4515 | 0.90808 | -60.69 | 2.6644 | -1.7563 | -35.561 | 2.045 | 9.09 | 2.4004 | -0.35544 | 16.6193 | 2.0302 | 4.65 | 2.4912 | -0.46099 | 13.5949 | 0.18211 | 2.2587 | 0.87224 | 3.5718 | 94.1708 | 0.37241 | 0.24223 | 0.16537 | 0.37241 | 0.36973 | 1.6554 | 1.2511 | -11.0525 | 1.6554 | 0.84683 | 3.0266 | 2.0855 | -6.4761 | 3.0266 | 2.4758 | 0.18211 | 2.2587 | 0.87224 | 3.5718 | 94.1708 | 0.37241 | 0.24223 | 0.16537 | 0.37241 | 0.36973 | 1.6554 | 1.2511 | -11.0525 | 1.6554 | 0.84683 | 3.0266 | 2.0855 | -6.4761 | 3.0266 | 2.4758
171 | 0.21 | 0.27 | South/Central | CA | Los.Angeles.Intl.AP.722950 | 3 | 13764852 | 12.2213 | 5.0657 | 19.8081 | 12.1484 | 7.6597 | 534.53 | 1.8501 | -8.34 | 2.5805 | -0.73041 | 4.052 | 1.1352 | -10.56 | 1.7175 | -0.58228 | -1.1158 | 0.71317 | -78.12 | 2.8444 | -2.1313 | -48.1283 | 1.8501 | -8.34 | 2.5805 | -0.73041 | 4.052 | 1.8353 | -12.78 | 2.6713 | -0.83596 | 1.0276 | 0.18211 | 2.2257 | 0.92253 | 3.6073 | 97.3451 | 0.33692 | 0.20674 | 0.12988 | 0.33692 | 0.33423 | -1.5188 | -1.9231 | -14.2267 | -1.5188 | -2.3274 | 0.73793 | -0.20321 | -8.7648 | 0.73793 | 0.18715 | 0.18211 | 2.2257 | 0.92253 | 3.6073 | 97.3451 | 0.33692 | 0.20674 | 0.12988 | 0.33692 | 0.33423 | -1.5188 | -1.9231 | -14.2267 | -1.5188 | -2.3274 | 0.73793 | -0.20321 | -8.7648 | 0.73793 | 0.18715
172 | 0.21 | 0.3 | South/Central | CA | Los.Angeles.Intl.AP.722950 | 3 | 13764852 | 11.962 | 5.4902 | 20.1163 | 11.8905 | 8.2258 | 561.01 | 1.5418 | -34.82 | 2.8384 | -1.2965 | -15.0998 | 0.82701 | -37.04 | 1.9754 | -1.1484 | -20.2676 | 0.40496 | -104.6 | 3.1023 | -2.6974 | -67.2801 | 1.5418 | -34.82 | 2.8384 | -1.2965 | -15.0998 | 1.5271 | -39.26 | 2.9291 | -1.4021 | -18.1242 | 0.18211 | 2.1784 | 0.99984 | 3.6635 | 102.1674 | 0.28079 | 0.15061 | 0.073749 | 0.28079 | 0.2781 | -6.3412 | -6.7455 | -19.0491 | -6.3412 | -7.1498 | -2.7499 | -3.691 | -12.2526 | -2.7499 | -3.3007 | 0.18211 | 2.1784 | 0.99984 | 3.6635 | 102.1674 | 0.28079 | 0.15061 | 0.073749 | 0.28079 | 0.2781 | -6.3412 | -6.7455 | -19.0491 | -6.3412 | -7.1498 | -2.7499 | -3.691 | -12.2526 | -2.7499 | -3.3007
173 | 0.21 | 0.32 | South/Central | CA | Los.Angeles.Intl.AP.722950 | 3 | 13764852 | 11.8123 | 5.7732 | 20.3496 | 11.7417 | 8.6079 | 579.17 | 1.3086 | -52.98 | 2.9871 | -1.6786 | -28.3487 | 0.59374 | -55.2 | 2.1242 | -1.5305 | -33.5165 | 0.17168 | -122.76 | 3.2511 | -3.0794 | -80.529 | 1.3086 | -52.98 | 2.9871 | -1.6786 | -28.3487 | 1.2938 | -57.42 | 3.0779 | -1.7841 | -31.373 | 0.18211 | 2.1512 | 1.0514 | 3.7059 | 105.4746 | 0.23831 | 0.10813 | 0.031266 | 0.23831 | 0.23562 | -9.6484 | -10.0527 | -22.3562 | -9.6484 | -10.457 | -5.1627 | -6.1038 | -14.6654 | -5.1627 | -5.7135 | 0.18211 | 2.1512 | 1.0514 | 3.7059 | 105.4746 | 0.23831 | 0.10813 | 0.031266 | 0.23831 | 0.23562 | -9.6484 | -10.0527 | -22.3562 | -9.6484 | -10.457 | -5.1627 | -6.1038 | -14.6654 | -5.1627 | -5.7135
174 | 0.21 | 0.35 | South/Central | CA | Los.Angeles.Intl.AP.722950 | 3 | 13764852 | 11.5927 | 6.2209 | 20.7377 | 11.5235 | 9.2142 | 608.19 | 0.92047 | -82 | 3.2054 | -2.2849 | -49.6028 | 0.20564 | -84.22 | 2.3424 | -2.1368 | -54.7707 | -0.21641 | -151.78 | 3.4693 | -3.6857 | -101.7831 | 0.92047 | -82 | 3.2054 | -2.2849 | -49.6028 | 0.90571 | -86.44 | 3.2961 | -2.3904 | -52.6272 | 0.18211 | 2.1112 | 1.1329 | 3.7766 | 110.7596 | 0.16763 | 0.03745 | -0.039411 | 0.16763 | 0.16494 | -14.9333 | -15.3376 | -27.6412 | -14.9333 | -15.7419 | -9.0333 | -9.9745 | -18.5361 | -9.0333 | -9.5841 | 0.18211 | 2.1112 | 1.1329 | 3.7766 | 110.7596 | 0.16763 | 0.03745 | -0.039411 | 0.16763 | 0.16494 | -14.9333 | -15.3376 | -27.6412 | -14.9333 | -15.7419 | -9.0333 | -9.9745 | -18.5361 | -9.0333 | -9.5841
175 | 0.21 | 0.37 | South/Central | CA | Los.Angeles.Intl.AP.722950 | 3 | 13764852 | 11.5928 | 6.1309 | 20.6193 | 11.5235 | 9.0958 | 602.03 | 1.0388 | -75.84 | 3.2054 | -2.1665 | -44.9091 | 0.32399 | -78.06 | 2.3424 | -2.0184 | -50.077 | -0.098063 | -145.62 | 3.4693 | -3.5674 | -97.0894 | 1.0388 | -75.84 | 3.2054 | -2.1665 | -44.9091 | 1.0241 | -80.28 | 3.2961 | -2.2721 | -47.9335 | 0.18211 | 2.1112 | 1.1165 | 3.7551 | 109.6377 | 0.18918 | 0.059003 | -0.017859 | 0.18918 | 0.18649 | -13.8115 | -14.2158 | -26.5194 | -13.8115 | -14.6201 | -8.1786 | -9.1197 | -17.6813 | -8.1786 | -8.7293 | 0.18211 | 2.1112 | 1.1165 | 3.7551 | 109.6377 | 0.18918 | 0.059003 | -0.017859 | 0.18918 | 0.18649 | -13.8115 | -14.2158 | -26.5194 | -13.8115 | -14.6201 | -8.1786 | -9.1197 | -17.6813 | -8.1786 | -8.7293
176 | 0.21 | 0.4 | South/Central | CA | Los.Angeles.Intl.AP.722950 | 3 | 13764852 | 11.5329 | 6.194 | 20.6525 | 11.464 | 9.1885 | 606.17 | 1.0057 | -79.98 | 3.2649 | -2.2592 | -47.8221 | 0.29085 | -82.2 | 2.4019 | -2.1111 | -52.99 | -0.1312 | -149.76 | 3.5288 | -3.66 | -100.0025 | 1.0057 | -79.98 | 3.2649 | -2.2592 | -47.8221 | 0.99092 | -84.42 | 3.3557 | -2.3647 | -50.8465 | 0.18211 | 2.1003 | 1.128 | 3.7611 | 110.3917 | 0.18315 | 0.052968 | -0.023893 | 0.18315 | 0.18046 | -14.5654 | -14.9697 | -27.2733 | -14.5654 | -15.374 | -8.7091 | -9.6502 | -18.2118 | -8.7091 | -9.2598 | 0.18211 | 2.1003 | 1.128 | 3.7611 | 110.3917 | 0.18315 | 0.052968 | -0.023893 | 0.18315 | 0.18046 | -14.5654 | -14.9697 | -27.2733 | -14.5654 | -15.374 | -8.7091 | -9.6502 | -18.2118 | -8.7091 | -9.2598
177 | 0.21 | 0.42 | South/Central | CA | Los.Angeles.Intl.AP.722950 | 3 | 13764852 | 11.4531 | 6.374 | 20.8226 | 11.3846 | 9.438 | 618.22 | 0.83552 | -92.03 | 3.3442 | -2.5087 | -56.7024 | 0.12069 | -94.25 | 2.4813 | -2.3606 | -61.8703 | -0.30136 | -161.81 | 3.6082 | -3.9096 | -108.8828 | 0.83552 | -92.03 | 3.3442 | -2.5087 | -56.7024 | 0.82076 | -96.47 | 3.435 | -2.6143 | -59.7268 | 0.18211 | 2.0858 | 1.1608 | 3.7921 | 112.5862 | 0.15216 | 0.021979 | -0.054882 | 0.15216 | 0.14947 | -16.7599 | -17.1642 | -29.4678 | -16.7599 | -17.5685 | -10.3263 | -11.2674 | -19.829 | -10.3263 | -10.8771 | 0.18211 | 2.0858 | 1.1608 | 3.7921 | 112.5862 | 0.15216 | 0.021979 | -0.054882 | 0.15216 | 0.14947 | -16.7599 | -17.1642 | -29.4678 | -16.7599 | -17.5685 | -10.3263 | -11.2674 | -19.829 | -10.3263 | -10.8771
178 | 0.21 | 0.45 | South/Central | CA | Los.Angeles.Intl.AP.722950 | 3 | 13764852 | 11.3318 | 6.657 | 21.0943 | 11.2641 | 9.8302 | 637.24 | 0.56388 | -111.05 | 3.4648 | -2.9009 | -70.7141 | -0.15095 | -113.27 | 2.6018 | -2.7528 | -75.8819 | -0.573 | -180.83 | 3.7287 | -4.3017 | -122.8944 | 0.56388 | -111.05 | 3.4648 | -2.9009 | -70.7141 | 0.54912 | -115.49 | 3.5556 | -3.0064 | -73.7384 | 0.18211 | 2.0637 | 1.2123 | 3.8416 | 116.05 | 0.10269 | -0.027489 | -0.10435 | 0.10269 | 0.1 | -20.2237 | -20.628 | -32.9316 | -20.2237 | -21.0323 | -12.878 | -13.8191 | -22.3807 | -12.878 | -13.4288 | 0.18211 | 2.0637 | 1.2123 | 3.8416 | 116.05 | 0.10269 | -0.027489 | -0.10435 | 0.10269 | 0.1 | -20.2237 | -20.628 | -32.9316 | -20.2237 | -21.0323 | -12.878 | -13.8191 | -22.3807 | -12.878 | -13.4288
179 | 0.21 | 0.47 | South/Central | CA | Los.Angeles.Intl.AP.722950 | 3 | 13764852 | 11.2121 | 6.9401 | 21.3508 | 11.1451 | 10.2057 | 655.4 | 0.30738 | -129.21 | 3.5838 | -3.2764 | -84.0845 | -0.40745 | -131.43 | 2.7208 | -3.1283 | -89.2524 | -0.8295 | -198.99 | 3.8478 | -4.6773 | -136.2649 | 0.30738 | -129.21 | 3.5838 | -3.2764 | -84.0845 | 0.29262 | -133.65 | 3.6746 | -3.382 | -87.1089 | 0.18211 | 2.0419 | 1.2639 | 3.8883 | 119.3571 | 0.055978 | -0.074202 | -0.15106 | 0.055978 | 0.05329 | -23.5309 | -23.9352 | -36.2387 | -23.5309 | -24.3395 | -15.3129 | -16.2541 | -24.8157 | -15.3129 | -15.8637 | 0.18211 | 2.0419 | 1.2639 | 3.8883 | 119.3571 | 0.055978 | -0.074202 | -0.15106 | 0.055978 | 0.05329 | -23.5309 | -23.9352 | -36.2387 | -23.5309 | -24.3395 | -15.3129 | -16.2541 | -24.8157 | -15.3129 | -15.8637
180 | 0.21 | 0.5 | South/Central | CA | Los.Angeles.Intl.AP.722950 | 3 | 13764852 | 11.044 | 7.3646 | 21.7572 | 10.978 | 10.7792 | 683.3 | -0.099035 | -157.11 | 3.7509 | -3.8499 | -104.6922 | -0.81386 | -159.33 | 2.8879 | -3.7018 | -109.86 | -1.2359 | -226.89 | 4.0149 | -5.2508 | -156.8725 | -0.099035 | -157.11 | 3.7509 | -3.8499 | -104.6922 | -0.11379 | -161.55 | 3.8417 | -3.9555 | -107.7165 | 0.18211 | 2.0113 | 1.3412 | 3.9623 | 124.4381 | -0.018036 | -0.14822 | -0.22508 | -0.018036 | -0.020724 | -28.6118 | -29.0161 | -41.3197 | -28.6118 | -29.4204 | -19.0658 | -20.007 | -28.5686 | -19.0658 | -19.6166 | 0.18211 | 2.0113 | 1.3412 | 3.9623 | 124.4381 | -0.018036 | -0.14822 | -0.22508 | -0.018036 | -0.020724 | -28.6118 | -29.0161 | -41.3197 | -28.6118 | -29.4204 | -19.0658 | -20.007 | -28.5686 | -19.0658 | -19.6166
181 | 0.23 | 0.17 | South/Central | CA | Los.Angeles.Intl.AP.722950 | 3 | 13764852 | 13.734 | 3.6214 | 19.4021 | 13.6522 | 5.7499 | 452.51 | 2.256 | 73.68 | 1.0766 | 1.1794 | 60.5524 | 1.5412 | 71.46 | 0.21366 | 1.3275 | 55.3845 | 1.1191 | 3.9 | 1.3406 | -0.22144 | 8.3721 | 2.256 | 73.68 | 1.0766 | 1.1794 | 60.5524 | 2.2413 | 69.24 | 1.1674 | 1.0739 | 57.528 | 0.18211 | 2.5012 | 0.65951 | 3.5334 | 82.4081 | 0.41085 | 0.28067 | 0.20381 | 0.41085 | 0.40816 | 13.4181 | 13.0138 | 0.71024 | 13.4181 | 12.6095 | 11.0274 | 10.0863 | 1.5247 | 11.0274 | 10.4766 | 0.18211 | 2.5012 | 0.65951 | 3.5334 | 82.4081 | 0.41085 | 0.28067 | 0.20381 | 0.41085 | 0.40816 | 13.4181 | 13.0138 | 0.71024 | 13.4181 | 12.6095 | 11.0274 | 10.0863 | 1.5247 | 11.0274 | 10.4766
182 | 0.23 | 0.19 | South/Central | CA | Los.Angeles.Intl.AP.722950 | 3 | 13764852 | 13.4615 | 3.8959 | 19.4941 | 13.3814 | 6.1127 | 468.26 | 2.1641 | 57.93 | 1.3475 | 0.81662 | 49.63 | 1.4493 | 55.71 | 0.48451 | 0.96475 | 44.4621 | 1.0272 | -11.85 | 1.6114 | -0.58423 | -2.5503 | 2.1641 | 57.93 | 1.3475 | 0.81662 | 49.63 | 2.1493 | 53.49 | 1.4383 | 0.71107 | 46.6056 | 0.18211 | 2.4515 | 0.70949 | 3.5501 | 85.2764 | 0.39411 | 0.26393 | 0.18707 | 0.39411 | 0.39142 | 10.5498 | 10.1455 | -2.158 | 10.5498 | 9.7412 | 9.0383 | 8.0971 | -0.46445 | 9.0383 | 8.4875 | 0.18211 | 2.4515 | 0.70949 | 3.5501 | 85.2764 | 0.39411 | 0.26393 | 0.18707 | 0.39411 | 0.39142 | 10.5498 | 10.1455 | -2.158 | 10.5498 | 9.7412 | 9.0383 | 8.0971 | -0.46445 | 9.0383 | 8.4875
183 | 0.23 | 0.2 | South/Central | CA | Los.Angeles.Intl.AP.722950 | 3 | 13764852 | 13.3318 | 4.0274 | 19.5375 | 13.2525 | 6.2851 | 475.73 | 2.1207 | 50.46 | 1.4764 | 0.64424 | 44.4433 | 1.4058 | 48.24 | 0.61346 | 0.79237 | 39.2755 | 0.98377 | -19.32 | 1.7404 | -0.75661 | -7.737 | 2.1207 | 50.46 | 1.4764 | 0.64424 | 44.4433 | 2.1059 | 46.02 | 1.5672 | 0.53869 | 41.4189 | 0.18211 | 2.4279 | 0.73345 | 3.558 | 86.6368 | 0.3862 | 0.25602 | 0.17916 | 0.3862 | 0.38351 | 9.1894 | 8.7852 | -3.5184 | 9.1894 | 8.3809 | 8.0937 | 7.1526 | -1.409 | 8.0937 | 7.5429 | 0.18211 | 2.4279 | 0.73345 | 3.558 | 86.6368 | 0.3862 | 0.25602 | 0.17916 | 0.3862 | 0.38351 | 9.1894 | 8.7852 | -3.5184 | 9.1894 | 8.3809 | 8.0937 | 7.1526 | -1.409 | 8.0937 | 7.5429
184 | 0.23 | 0.23 | South/Central | CA | Los.Angeles.Intl.AP.722950 | 3 | 13764852 | 12.9811 | 4.4435 | 19.7443 | 12.9038 | 6.8405 | 500.61 | 1.9139 | 25.58 | 1.8251 | 0.0888 | 26.8762 | 1.1991 | 23.36 | 0.96214 | 0.23693 | 21.7084 | 0.77702 | -44.2 | 2.0891 | -1.3121 | -25.3041 | 1.9139 | 25.58 | 1.8251 | 0.0888 | 26.8762 | 1.8991 | 21.14 | 1.9159 | -0.01675 | 23.8519 | 0.18211 | 2.364 | 0.80922 | 3.5957 | 91.1678 | 0.34855 | 0.21837 | 0.14151 | 0.34855 | 0.34586 | 4.6585 | 4.2542 | -8.0494 | 4.6585 | 3.8499 | 4.8945 | 3.9534 | -4.6082 | 4.8945 | 4.3437 | 0.18211 | 2.364 | 0.80922 | 3.5957 | 91.1678 | 0.34855 | 0.21837 | 0.14151 | 0.34855 | 0.34586 | 4.6585 | 4.2542 | -8.0494 | 4.6585 | 3.8499 | 4.8945 | 3.9534 | -4.6082 | 4.8945 | 4.3437
185 | 0.23 | 0.25 | South/Central | CA | Los.Angeles.Intl.AP.722950 | 3 | 13764852 | 12.7715 | 4.718 | 19.9092 | 12.6955 | 7.2137 | 517.62 | 1.749 | 8.57 | 2.0334 | -0.2844 | 14.7405 | 1.0342 | 6.35 | 1.1704 | -0.13627 | 9.5726 | 0.61212 | -61.21 | 2.2974 | -1.6852 | -37.4398 | 1.749 | 8.57 | 2.0334 | -0.2844 | 14.7405 | 1.7342 | 4.13 | 2.1242 | -0.38995 | 11.7161 | 0.18211 | 2.3259 | 0.85921 | 3.6257 | 94.2655 | 0.31852 | 0.18834 | 0.11147 | 0.31852 | 0.31583 | 1.5607 | 1.1564 | -11.1472 | 1.5607 | 0.75213 | 2.6844 | 1.7433 | -6.8183 | 2.6844 | 2.1337 | 0.18211 | 2.3259 | 0.85921 | 3.6257 | 94.2655 | 0.31852 | 0.18834 | 0.11147 | 0.31852 | 0.31583 | 1.5607 | 1.1564 | -11.1472 | 1.5607 | 0.75213 | 2.6844 | 1.7433 | -6.8183 | 2.6844 | 2.1337
186 | 0.23 | 0.27 | South/Central | CA | Los.Angeles.Intl.AP.722950 | 3 | 13764852 | 12.582 | 4.9926 | 20.0857 | 12.507 | 7.5787 | 534.43 | 1.5725 | -8.24 | 2.2219 | -0.6494 | 2.6761 | 0.85763 | -10.46 | 1.3589 | -0.50127 | -2.4917 | 0.43558 | -78.02 | 2.4858 | -2.0502 | -49.5042 | 1.5725 | -8.24 | 2.2219 | -0.6494 | 2.6761 | 1.5577 | -12.68 | 2.3126 | -0.75495 | -0.34825 | 0.18211 | 2.2913 | 0.90922 | 3.6579 | 97.3269 | 0.28637 | 0.15619 | 0.079325 | 0.28637 | 0.28368 | -1.5006 | -1.9049 | -14.2085 | -1.5006 | -2.3092 | 0.48736 | -0.45378 | -9.0154 | 0.48736 | -0.06342 | 0.18211 | 2.2913 | 0.90922 | 3.6579 | 97.3269 | 0.28637 | 0.15619 | 0.079325 | 0.28637 | 0.28368 | -1.5006 | -1.9049 | -14.2085 | -1.5006 | -2.3092 | 0.48736 | -0.45378 | -9.0154 | 0.48736 | -0.06342
187 | 0.23 | 0.3 | South/Central | CA | Los.Angeles.Intl.AP.722950 | 3 | 13764852 | 12.3211 | 5.4087 | 20.3824 | 12.2476 | 8.1348 | 560.37 | 1.2757 | -34.18 | 2.4813 | -1.2055 | -16.0613 | 0.5609 | -36.4 | 1.6183 | -1.0574 | -21.2292 | 0.13885 | -103.96 | 2.7452 | -2.6064 | -68.2416 | 1.2757 | -34.18 | 2.4813 | -1.2055 | -16.0613 | 1.261 | -38.62 | 2.5721 | -1.3111 | -19.0857 | 0.18211 | 2.2438 | 0.985 | 3.7119 | 102.0509 | 0.23233 | 0.10215 | 0.025286 | 0.23233 | 0.22964 | -6.2246 | -6.6289 | -18.9325 | -6.2246 | -7.0332 | -2.925 | -3.8661 | -12.4277 | -2.925 | -3.4758 | 0.18211 | 2.2438 | 0.985 | 3.7119 | 102.0509 | 0.23233 | 0.10215 | 0.025286 | 0.23233 | 0.22964 | -6.2246 | -6.6289 | -18.9325 | -6.2246 | -7.0332 | -2.925 | -3.8661 | -12.4277 | -2.925 | -3.4758
188 | 0.23 | 0.32 | South/Central | CA | Los.Angeles.Intl.AP.722950 | 3 | 13764852 | 12.1698 | 5.6917 | 20.6156 | 12.0973 | 8.5184 | 578.58 | 1.0425 | -52.39 | 2.6316 | -1.5891 | -29.3482 | 0.32769 | -54.61 | 1.7686 | -1.4409 | -34.516 | -0.094361 | -122.17 | 2.8955 | -2.9899 | -81.5285 | 1.0425 | -52.39 | 2.6316 | -1.5891 | -29.3482 | 1.0278 | -56.83 | 2.7224 | -1.6946 | -32.3725 | 0.18211 | 2.2163 | 1.0365 | 3.7544 | 105.3672 | 0.18986 | 0.059677 | -0.017184 | 0.18986 | 0.18717 | -9.5409 | -9.9452 | -22.2488 | -9.5409 | -10.3495 | -5.3447 | -6.2858 | -14.8474 | -5.3447 | -5.8955 | 0.18211 | 2.2163 | 1.0365 | 3.7544 | 105.3672 | 0.18986 | 0.059677 | -0.017184 | 0.18986 | 0.18717 | -9.5409 | -9.9452 | -22.2488 | -9.5409 | -10.3495 | -5.3447 | -6.2858 | -14.8474 | -5.3447 | -5.8955
189 | 0.23 | 0.35 | South/Central | CA | Los.Angeles.Intl.AP.722950 | 3 | 13764852 | 11.9419 | 6.1379 | 20.9938 | 11.8707 | 9.1231 | 607.43 | 0.66435 | -81.24 | 2.8582 | -2.1938 | -50.4342 | -0.050475 | -83.46 | 1.9952 | -2.0457 | -55.6021 | -0.47253 | -151.02 | 3.1222 | -3.5947 | -102.6145 | 0.66435 | -81.24 | 2.8582 | -2.1938 | -50.4342 | 0.64959 | -85.68 | 2.949 | -2.2994 | -53.4586 | 0.18211 | 2.1748 | 1.1178 | 3.8233 | 110.6212 | 0.12099 | -0.0091922 | -0.086054 | 0.12099 | 0.1183 | -14.7949 | -15.1992 | -27.5028 | -14.7949 | -15.6035 | -9.1847 | -10.1259 | -18.6875 | -9.1847 | -9.7355 | 0.18211 | 2.1748 | 1.1178 | 3.8233 | 110.6212 | 0.12099 | -0.0091922 | -0.086054 | 0.12099 | 0.1183 | -14.7949 | -15.1992 | -27.5028 | -14.7949 | -15.6035 | -9.1847 | -10.1259 | -18.6875 | -9.1847 | -9.7355
190 | 0.23 | 0.37 | South/Central | CA | Los.Angeles.Intl.AP.722950 | 3 | 13764852 | 11.9419 | 6.0494 | 20.8853 | 11.8707 | 9.0146 | 601.78 | 0.77285 | -75.59 | 2.8582 | -2.0853 | -46.1311 | 0.058025 | -77.81 | 1.9952 | -1.9372 | -51.2989 | -0.36403 | -145.37 | 3.1222 | -3.4862 | -98.3114 | 0.77285 | -75.59 | 2.8582 | -2.0853 | -46.1311 | 0.75809 | -80.03 | 2.949 | -2.1909 | -49.1554 | 0.18211 | 2.1748 | 1.1017 | 3.8035 | 109.5922 | 0.14075 | 0.010567 | -0.066294 | 0.14075 | 0.13806 | -13.766 | -14.1702 | -26.4738 | -13.766 | -14.5745 | -8.4011 | -9.3422 | -17.9038 | -8.4011 | -8.9519 | 0.18211 | 2.1748 | 1.1017 | 3.8035 | 109.5922 | 0.14075 | 0.010567 | -0.066294 | 0.14075 | 0.13806 | -13.766 | -14.1702 | -26.4738 | -13.766 | -14.5745 | -8.4011 | -9.3422 | -17.9038 | -8.4011 | -8.9519
191 | 0.23 | 0.4 | South/Central | CA | Los.Angeles.Intl.AP.722950 | 3 | 13764852 | 11.8805 | 6.1194 | 20.9155 | 11.8096 | 9.1059 | 605.83 | 0.74264 | -79.64 | 2.9192 | -2.1766 | -48.9689 | 0.027812 | -81.86 | 2.0563 | -2.0285 | -54.1367 | -0.39424 | -149.42 | 3.1832 | -3.5774 | -101.1492 | 0.74264 | -79.64 | 2.9192 | -2.1766 | -48.9689 | 0.72788 | -84.08 | 3.01 | -2.2821 | -51.9933 | 0.18211 | 2.1636 | 1.1144 | 3.809 | 110.3298 | 0.13524 | 0.005065 | -0.071796 | 0.13524 | 0.13256 | -14.5035 | -14.9078 | -27.2114 | -14.5035 | -15.3121 | -8.9179 | -9.859 | -18.4206 | -8.9179 | -9.4687 | 0.18211 | 2.1636 | 1.1144 | 3.809 | 110.3298 | 0.13524 | 0.005065 | -0.071796 | 0.13524 | 0.13256 | -14.5035 | -14.9078 | -27.2114 | -14.5035 | -15.3121 | -8.9179 | -9.859 | -18.4206 | -8.9179 | -9.4687
192 | 0.23 | 0.42 | South/Central | CA | Los.Angeles.Intl.AP.722950 | 3 | 13764852 | 11.8007 | 6.2924 | 21.0787 | 11.7303 | 9.3484 | 617.53 | 0.57949 | -91.34 | 2.9986 | -2.4191 | -57.571 | -0.13533 | -93.56 | 2.1356 | -2.271 | -62.7389 | -0.55738 | -161.12 | 3.2625 | -3.8199 | -109.7513 | 0.57949 | -91.34 | 2.9986 | -2.4191 | -57.571 | 0.56473 | -95.78 | 3.0894 | -2.5246 | -60.5954 | 0.18211 | 2.1491 | 1.1459 | 3.8387 | 112.4605 | 0.10553 | -0.024646 | -0.10151 | 0.10553 | 0.10285 | -16.6342 | -17.0385 | -29.3421 | -16.6342 | -17.4428 | -10.4845 | -11.4256 | -19.9872 | -10.4845 | -11.0352 | 0.18211 | 2.1491 | 1.1459 | 3.8387 | 112.4605 | 0.10553 | -0.024646 | -0.10151 | 0.10553 | 0.10285 | -16.6342 | -17.0385 | -29.3421 | -16.6342 | -17.4428 | -10.4845 | -11.4256 | -19.9872 | -10.4845 | -11.0352
193 | 0.23 | 0.45 | South/Central | CA | Los.Angeles.Intl.AP.722950 | 3 | 13764852 | 11.671 | 6.5755 | 21.342 | 11.6013 | 9.7407 | 636.44 | 0.31615 | -110.25 | 3.1275 | -2.8114 | -71.4793 | -0.39868 | -112.47 | 2.2646 | -2.6632 | -76.6472 | -0.82073 | -180.03 | 3.3915 | -4.2122 | -123.6596 | 0.31615 | -110.25 | 3.1275 | -2.8114 | -71.4793 | 0.30139 | -114.69 | 3.2183 | -2.9169 | -74.5037 | 0.18211 | 2.1254 | 1.1975 | 3.8867 | 115.9043 | 0.057575 | -0.072604 | -0.14947 | 0.057575 | 0.054887 | -20.078 | -20.4823 | -32.7859 | -20.078 | -20.8866 | -13.0173 | -13.9585 | -22.5201 | -13.0173 | -13.5681 | 0.18211 | 2.1254 | 1.1975 | 3.8867 | 115.9043 | 0.057575 | -0.072604 | -0.14947 | 0.057575 | 0.054887 | -20.078 | -20.4823 | -32.7859 | -20.078 | -20.8866 | -13.0173 | -13.9585 | -22.5201 | -13.0173 | -13.5681
194 | 0.23 | 0.47 | South/Central | CA | Los.Angeles.Intl.AP.722950 | 3 | 13764852 | 11.5429 | 6.8585 | 21.5969 | 11.4739 | 10.1229 | 654.86 | 0.061303 | -128.67 | 3.255 | -3.1936 | -85.0099 | -0.65352 | -130.89 | 2.392 | -3.0455 | -90.1777 | -1.0756 | -198.45 | 3.5189 | -4.5945 | -137.1902 | 0.061303 | -128.67 | 3.255 | -3.1936 | -85.0099 | 0.046544 | -133.11 | 3.3457 | -3.2992 | -88.0342 | 0.18211 | 2.1021 | 1.249 | 3.9331 | 119.2588 | 0.011164 | -0.11902 | -0.19588 | 0.011164 | 0.0084762 | -23.4325 | -23.8368 | -36.1404 | -23.4325 | -24.2411 | -15.4814 | -16.4226 | -24.9842 | -15.4814 | -16.0322 | 0.18211 | 2.1021 | 1.249 | 3.9331 | 119.2588 | 0.011164 | -0.11902 | -0.19588 | 0.011164 | 0.0084762 | -23.4325 | -23.8368 | -36.1404 | -23.4325 | -24.2411 | -15.4814 | -16.4226 | -24.9842 | -15.4814 | -16.0322
195 | 0.23 | 0.5 | South/Central | CA | Los.Angeles.Intl.AP.722950 | 3 | 13764852 | 11.3733 | 7.2731 | 21.985 | 11.3053 | 10.6797 | 681.87 | -0.32679 | -155.68 | 3.4236 | -3.7504 | -104.9316 | -1.0416 | -157.9 | 2.5606 | -3.6022 | -110.0995 | -1.4637 | -225.46 | 3.6875 | -5.1512 | -157.112 | -0.32679 | -155.68 | 3.4236 | -3.7504 | -104.9316 | -0.34155 | -160.12 | 3.5144 | -3.8559 | -107.956 | 0.18211 | 2.0712 | 1.3245 | 4.0038 | 124.1777 | -0.059513 | -0.18969 | -0.26655 | -0.059513 | -0.062201 | -28.3514 | -28.7557 | -41.0593 | -28.3514 | -29.16 | -19.1095 | -20.0506 | -28.6122 | -19.1095 | -19.6602 | 0.18211 | 2.0712 | 1.3245 | 4.0038 | 124.1777 | -0.059513 | -0.18969 | -0.26655 | -0.059513 | -0.062201 | -28.3514 | -28.7557 | -41.0593 | -28.3514 | -29.16 | -19.1095 | -20.0506 | -28.6122 | -19.1095 | -19.6602
196 | 0.29 | 0.17 | South/Central | CA | Los.Angeles.Intl.AP.722950 | 3 | 13764852 | 14.8911 | 3.4454 | 20.3633 | 14.8029 | 5.5605 | 455.9 | 1.2948 | 70.29 | -0.073992 | 1.3688 | 53.3413 | 0.58001 | 68.07 | -0.93694 | 1.517 | 48.1734 | 0.15796 | 0.51 | 0.18998 | -0.032024 | 1.161 | 1.2948 | 70.29 | -0.073992 | 1.3688 | 53.3413 | 1.2801 | 65.85 | 0.016799 | 1.2633 | 50.3169 | 0.18211 | 2.7119 | 0.62745 | 3.7084 | 83.0255 | 0.23581 | 0.10563 | 0.028766 | 0.23581 | 0.23312 | 12.8008 | 12.3965 | 0.092878 | 12.8008 | 11.9922 | 9.7142 | 8.773 | 0.21143 | 9.7142 | 9.1634 | 0.18211 | 2.7119 | 0.62745 | 3.7084 | 83.0255 | 0.23581 | 0.10563 | 0.028766 | 0.23581 | 0.23312 | 12.8008 | 12.3965 | 0.092878 | 12.8008 | 11.9922 | 9.7142 | 8.773 | 0.21143 | 9.7142 | 9.1634
197 | 0.29 | 0.19 | South/Central | CA | Los.Angeles.Intl.AP.722950 | 3 | 13764852 | 14.5918 | 3.7099 | 20.4185 | 14.5053 | 5.9132 | 470.8 | 1.2397 | 55.39 | 0.22358 | 1.0161 | 43.161 | 0.52488 | 53.17 | -0.63937 | 1.1643 | 37.9931 | 0.10283 | -14.39 | 0.48755 | -0.38472 | -9.0193 | 1.2397 | 55.39 | 0.22358 | 1.0161 | 43.161 | 1.2249 | 50.95 | 0.31437 | 0.91058 | 40.1366 | 0.18211 | 2.6574 | 0.67562 | 3.7185 | 85.739 | 0.22577 | 0.095588 | 0.018727 | 0.22577 | 0.22308 | 10.0873 | 9.683 | -2.6206 | 10.0873 | 9.2787 | 7.8602 | 6.9191 | -1.6425 | 7.8602 | 7.3094 | 0.18211 | 2.6574 | 0.67562 | 3.7185 | 85.739 | 0.22577 | 0.095588 | 0.018727 | 0.22577 | 0.22308 | 10.0873 | 9.683 | -2.6206 | 10.0873 | 9.2787 | 7.8602 | 6.9191 | -1.6425 | 7.8602 | 7.3094
198 | 0.29 | 0.2 | South/Central | CA | Los.Angeles.Intl.AP.722950 | 3 | 13764852 | 14.4605 | 3.8429 | 20.4702 | 14.3748 | 6.0954 | 478.77 | 1.188 | 47.42 | 0.35404 | 0.83394 | 37.6049 | 0.47316 | 45.2 | -0.50891 | 0.98207 | 32.4371 | 0.05111 | -22.36 | 0.61802 | -0.56691 | -14.5754 | 1.188 | 47.42 | 0.35404 | 0.83394 | 37.6049 | 1.1732 | 42.98 | 0.44484 | 0.72839 | 34.5805 | 0.18211 | 2.6335 | 0.69984 | 3.7279 | 87.1904 | 0.21635 | 0.086169 | 0.0093078 | 0.21635 | 0.21366 | 8.6358 | 8.2315 | -4.0721 | 8.6358 | 7.8272 | 6.8484 | 5.9072 | -2.6544 | 6.8484 | 6.2976 | 0.18211 | 2.6335 | 0.69984 | 3.7279 | 87.1904 | 0.21635 | 0.086169 | 0.0093078 | 0.21635 | 0.21366 | 8.6358 | 8.2315 | -4.0721 | 8.6358 | 7.8272 | 6.8484 | 5.9072 | -2.6544 | 6.8484 | 6.2976
199 | 0.29 | 0.23 | South/Central | CA | Los.Angeles.Intl.AP.722950 | 3 | 13764852 | 14.0798 | 4.249 | 20.6369 | 13.9964 | 6.6406 | 502.76 | 1.0212 | 23.43 | 0.73249 | 0.28874 | 20.8244 | 0.30639 | 21.21 | -0.13047 | 0.43686 | 15.6566 | -0.11566 | -46.35 | 0.99646 | -1.1121 | -31.3559 | 1.0212 | 23.43 | 0.73249 | 0.28874 | 20.8244 | 1.0065 | 18.99 | 0.82328 | 0.18319 | 17.8 | 0.18211 | 2.5641 | 0.77379 | 3.7583 | 91.5593 | 0.18598 | 0.055799 | -0.021063 | 0.18598 | 0.18329 | 4.2669 | 3.8626 | -8.441 | 4.2669 | 3.4583 | 3.7924 | 2.8513 | -5.7103 | 3.7924 | 3.2416 | 0.18211 | 2.5641 | 0.77379 | 3.7583 | 91.5593 | 0.18598 | 0.055799 | -0.021063 | 0.18598 | 0.18329 | 4.2669 | 3.8626 | -8.441 | 4.2669 | 3.4583 | 3.7924 | 2.8513 | -5.7103 | 3.7924 | 3.2416
200 | 0.29 | 0.25 | South/Central | CA | Los.Angeles.Intl.AP.722950 | 3 | 13764852 | 13.8588 | 4.522 | 20.7805 | 13.7766 | 7.0039 | 519.13 | 0.87765 | 7.06 | 0.95222 | -0.074575 | 9.2272 | 0.16282 | 4.84 | 0.089271 | 0.073551 | 4.0594 | -0.25923 | -62.72 | 1.2162 | -1.4754 | -42.9531 | 0.87765 | 7.06 | 0.95222 | -0.074575 | 9.2272 | 0.86289 | 2.62 | 1.043 | -0.18013 | 6.2028 | 0.18211 | 2.5239 | 0.82351 | 3.7844 | 94.5405 | 0.15983 | 0.029652 | -0.047209 | 0.15983 | 0.15714 | 1.2857 | 0.88143 | -11.4222 | 1.2857 | 0.47714 | 1.6804 | 0.73927 | -7.8223 | 1.6804 | 1.1296 | 0.18211 | 2.5239 | 0.82351 | 3.7844 | 94.5405 | 0.15983 | 0.029652 | -0.047209 | 0.15983 | 0.15714 | 1.2857 | 0.88143 | -11.4222 | 1.2857 | 0.47714 | 1.6804 | 0.73927 | -7.8223 | 1.6804 | 1.1296
201 | 0.29 | 0.27 | South/Central | CA | Los.Angeles.Intl.AP.722950 | 3 | 13764852 | 13.8489 | 4.4935 | 20.752 | 13.7667 | 6.9853 | 518.05 | 0.90617 | 8.14 | 0.96214 | -0.055971 | 10.092 | 0.19134 | 5.92 | 0.09919 | 0.092155 | 4.9242 | -0.23071 | -61.64 | 1.2261 | -1.4568 | -42.0883 | 0.90617 | 8.14 | 0.96214 | -0.055971 | 10.092 | 0.89141 | 3.7 | 1.0529 | -0.16152 | 7.0676 | 0.18211 | 2.5221 | 0.81833 | 3.7792 | 94.3439 | 0.16503 | 0.034846 | -0.042015 | 0.16503 | 0.16234 | 1.4824 | 1.0781 | -11.2255 | 1.4824 | 0.67382 | 1.8379 | 0.89675 | -7.6648 | 1.8379 | 1.2871 | 0.18211 | 2.5221 | 0.81833 | 3.7792 | 94.3439 | 0.16503 | 0.034846 | -0.042015 | 0.16503 | 0.16234 | 1.4824 | 1.0781 | -11.2255 | 1.4824 | 0.67382 | 1.8379 | 0.89675 | -7.6648 | 1.8379 | 1.2871
202 | 0.29 | 0.3 | South/Central | CA | Los.Angeles.Intl.AP.722950 | 3 | 13764852 | 13.7191 | 4.6466 | 20.8369 | 13.6378 | 7.1991 | 527.67 | 0.82129 | -1.48 | 1.0911 | -0.2698 | 3.2615 | 0.10646 | -3.7 | 0.22814 | -0.12167 | -1.9063 | -0.31559 | -71.26 | 1.3551 | -1.6707 | -48.9188 | 0.82129 | -1.48 | 1.0911 | -0.2698 | 3.2615 | 0.80653 | -5.92 | 1.1819 | -0.37535 | 0.23716 | 0.18211 | 2.4984 | 0.8462 | 3.7947 | 96.0958 | 0.14957 | 0.019388 | -0.057473 | 0.14957 | 0.14688 | -0.26953 | -0.67382 | -12.9774 | -0.26953 | -1.0781 | 0.59397 | -0.34717 | -8.9088 | 0.59397 | 0.043191 | 0.18211 | 2.4984 | 0.8462 | 3.7947 | 96.0958 | 0.14957 | 0.019388 | -0.057473 | 0.14957 | 0.14688 | -0.26953 | -0.67382 | -12.9774 | -0.26953 | -1.0781 | 0.59397 | -0.34717 | -8.9088 | 0.59397 | 0.043191
203 | 0.29 | 0.32 | South/Central | CA | Los.Angeles.Intl.AP.722950 | 3 | 13764852 | 13.5196 | 4.9011 | 20.9819 | 13.4394 | 7.5425 | 543.25 | 0.67625 | -17.06 | 1.2895 | -0.61322 | -7.82 | -0.038575 | -19.28 | 0.42652 | -0.46509 | -12.9879 | -0.46063 | -86.84 | 1.5534 | -2.0141 | -60.0003 | 0.67625 | -17.06 | 1.2895 | -0.61322 | -7.82 | 0.66149 | -21.5 | 1.3803 | -0.71877 | -10.8444 | 0.18211 | 2.4621 | 0.89256 | 3.8211 | 98.9331 | 0.12315 | -0.007025 | -0.083886 | 0.12315 | 0.12047 | -3.1069 | -3.5111 | -15.8147 | -3.1069 | -3.9154 | -1.4241 | -2.3653 | -10.9269 | -1.4241 | -1.9749 | 0.18211 | 2.4621 | 0.89256 | 3.8211 | 98.9331 | 0.12315 | -0.007025 | -0.083886 | 0.12315 | 0.12047 | -3.1069 | -3.5111 | -15.8147 | -3.1069 | -3.9154 | -1.4241 | -2.3653 | -10.9269 | -1.4241 | -1.9749
204 | 0.29 | 0.35 | South/Central | CA | Los.Angeles.Intl.AP.722950 | 3 | 13764852 | 13.2587 | 5.2773 | 21.2286 | 13.18 | 8.0486 | 566.58 | 0.42959 | -40.39 | 1.5489 | -1.1193 | -24.5715 | -0.28523 | -42.61 | 0.68593 | -0.97116 | -29.7393 | -0.70729 | -110.17 | 1.8129 | -2.5201 | -76.7518 | 0.42959 | -40.39 | 1.5489 | -1.1193 | -24.5715 | 0.41483 | -44.83 | 1.6397 | -1.2248 | -27.5959 | 0.18211 | 2.4146 | 0.96106 | 3.866 | 103.1818 | 0.078235 | -0.051945 | -0.12881 | 0.078235 | 0.075547 | -7.3556 | -7.7599 | -20.0634 | -7.3556 | -8.1641 | -4.4748 | -5.4159 | -13.9775 | -4.4748 | -5.0256 | 0.18211 | 2.4146 | 0.96106 | 3.866 | 103.1818 | 0.078235 | -0.051945 | -0.12881 | 0.078235 | 0.075547 | -7.3556 | -7.7599 | -20.0634 | -7.3556 | -8.1641 | -4.4748 | -5.4159 | -13.9775 | -4.4748 | -5.0256
205 | 0.29 | 0.37 | South/Central | CA | Los.Angeles.Intl.AP.722950 | 3 | 13764852 | 13.109 | 5.5188 | 21.4004 | 13.0312 | 8.3692 | 581.54 | 0.25777 | -55.35 | 1.6977 | -1.4399 | -35.3831 | -0.45706 | -57.57 | 0.83472 | -1.2918 | -40.5509 | -0.87911 | -125.13 | 1.9616 | -2.8408 | -87.5634 | 0.25777 | -55.35 | 1.6977 | -1.4399 | -35.3831 | 0.24301 | -59.79 | 1.7885 | -1.5455 | -38.4075 | 0.18211 | 2.3873 | 1.005 | 3.8973 | 105.9062 | 0.046943 | -0.083237 | -0.1601 | 0.046943 | 0.044255 | -10.08 | -10.4843 | -22.7879 | -10.08 | -10.8886 | -6.4437 | -7.3849 | -15.9465 | -6.4437 | -6.9945 | 0.18211 | 2.3873 | 1.005 | 3.8973 | 105.9062 | 0.046943 | -0.083237 | -0.1601 | 0.046943 | 0.044255 | -10.08 | -10.4843 | -22.7879 | -10.08 | -10.8886 | -6.4437 | -7.3849 | -15.9465 | -6.4437 | -6.9945
206 | 0.29 | 0.4 | South/Central | CA | Los.Angeles.Intl.AP.722950 | 3 | 13764852 | 12.9079 | 5.8833 | 21.6853 | 12.8313 | 8.854 | 604.44 | -0.027178 | -78.25 | 1.8976 | -1.9247 | -52.0542 | -0.742 | -80.47 | 1.0346 | -1.7766 | -57.2221 | -1.1641 | -148.03 | 2.1615 | -3.3256 | -104.2346 | -0.027178 | -78.25 | 1.8976 | -1.9247 | -52.0542 | -0.041937 | -82.69 | 1.9884 | -2.0303 | -55.0786 | 0.18211 | 2.3507 | 1.0714 | 3.9492 | 110.0766 | -0.0049494 | -0.13513 | -0.21199 | -0.0049494 | -0.0076373 | -14.2504 | -14.6547 | -26.9582 | -14.2504 | -15.059 | -9.4798 | -10.4209 | -18.9825 | -9.4798 | -10.0306 | 0.18211 | 2.3507 | 1.0714 | 3.9492 | 110.0766 | -0.0049494 | -0.13513 | -0.21199 | -0.0049494 | -0.0076373 | -14.2504 | -14.6547 | -26.9582 | -14.2504 | -15.059 | -9.4798 | -10.4209 | -18.9825 | -9.4798 | -10.0306
207 | 0.29 | 0.42 | South/Central | CA | Los.Angeles.Intl.AP.722950 | 3 | 13764852 | 12.7783 | 6.1264 | 21.8887 | 12.7023 | 9.1863 | 620.24 | -0.2305 | -94.05 | 2.0265 | -2.257 | -63.5821 | -0.94533 | -96.27 | 1.1636 | -2.1089 | -68.75 | -1.3674 | -163.83 | 2.2905 | -3.6579 | -115.7624 | -0.2305 | -94.05 | 2.0265 | -2.257 | -63.5821 | -0.24526 | -98.49 | 2.1173 | -2.3626 | -66.6065 | 0.18211 | 2.3271 | 1.1157 | 3.9862 | 112.954 | -0.041977 | -0.17216 | -0.24902 | -0.041977 | -0.044665 | -17.1278 | -17.5321 | -29.8356 | -17.1278 | -17.9364 | -11.5792 | -12.5203 | -21.0819 | -11.5792 | -12.1299 | 0.18211 | 2.3271 | 1.1157 | 3.9862 | 112.954 | -0.041977 | -0.17216 | -0.24902 | -0.041977 | -0.044665 | -17.1278 | -17.5321 | -29.8356 | -17.1278 | -17.9364 | -11.5792 | -12.5203 | -21.0819 | -11.5792 | -12.1299
208 | 0.29 | 0.47 | South/Central | CA | Los.Angeles.Intl.AP.722950 | 3 | 13764852 | 12.459 | 6.804 | 22.4801 | 12.3849 | 10.0952 | 663.84 | -0.82194 | -137.65 | 2.3439 | -3.1659 | -95.5656 | -1.5368 | -139.87 | 1.481 | -3.0177 | -100.7334 | -1.9588 | -207.43 | 2.6079 | -4.5667 | -147.7459 | -0.82194 | -137.65 | 2.3439 | -3.1659 | -95.5656 | -0.8367 | -142.09 | 2.4347 | -3.2714 | -98.5899 | 0.18211 | 2.269 | 1.2391 | 4.0939 | 120.8942 | -0.14969 | -0.27987 | -0.35673 | -0.14969 | -0.15237 | -25.0679 | -25.4722 | -37.7758 | -25.0679 | -25.8765 | -17.4038 | -18.3449 | -26.9065 | -17.4038 | -17.9545 | 0.18211 | 2.269 | 1.2391 | 4.0939 | 120.8942 | -0.14969 | -0.27987 | -0.35673 | -0.14969 | -0.15237 | -25.0679 | -25.4722 | -37.7758 | -25.0679 | -25.8765 | -17.4038 | -18.3449 | -26.9065 | -17.4038 | -17.9545
209 | 0.31 | 0.17 | South/Central | CA | Los.Angeles.Intl.AP.722950 | 3 | 13764852 | 15.2701 | 3.3938 | 20.6892 | 15.1798 | 5.5095 | 457.58 | 0.96892 | 68.61 | -0.45091 | 1.4198 | 50.5411 | 0.25409 | 66.39 | -1.3139 | 1.568 | 45.3732 | -0.16796 | -1.17 | -0.18694 | 0.018985 | -1.6392 | 0.96892 | 68.61 | -0.45091 | 1.4198 | 50.5411 | 0.95416 | 64.17 | -0.36012 | 1.3143 | 47.5167 | 0.18211 | 2.7809 | 0.61806 | 3.7678 | 83.3315 | 0.17645 | 0.046274 | -0.030587 | 0.17645 | 0.17377 | 12.4948 | 12.0905 | -0.21307 | 12.4948 | 11.6862 | 9.2042 | 8.2631 | -0.29852 | 9.2042 | 8.6534 | 0.18211 | 2.7809 | 0.61806 | 3.7678 | 83.3315 | 0.17645 | 0.046274 | -0.030587 | 0.17645 | 0.17377 | 12.4948 | 12.0905 | -0.21307 | 12.4948 | 11.6862 | 9.2042 | 8.2631 | -0.29852 | 9.2042 | 8.6534
210 | 0.31 | 0.19 | South/Central | CA | Los.Angeles.Intl.AP.722950 | 3 | 13764852 | 14.9608 | 3.6583 | 20.736 | 14.8723 | 5.8637 | 472.45 | 0.92221 | 53.74 | -0.14342 | 1.0656 | 40.428 | 0.20738 | 51.52 | -1.0064 | 1.2138 | 35.2602 | -0.21467 | -16.04 | 0.12055 | -0.33522 | -11.7523 | 0.92221 | 53.74 | -0.14342 | 1.0656 | 40.428 | 0.90745 | 49.3 | -0.052634 | 0.96008 | 37.4037 | 0.18211 | 2.7246 | 0.66623 | 3.7763 | 86.0395 | 0.16795 | 0.037767 | -0.039094 | 0.16795 | 0.16526 | 9.7868 | 9.3825 | -2.9211 | 9.7868 | 8.9782 | 7.3625 | 6.4214 | -2.1402 | 7.3625 | 6.8117 | 0.18211 | 2.7246 | 0.66623 | 3.7763 | 86.0395 | 0.16795 | 0.037767 | -0.039094 | 0.16795 | 0.16526 | 9.7868 | 9.3825 | -2.9211 | 9.7868 | 8.9782 | 7.3625 | 6.4214 | -2.1402 | 7.3625 | 6.8117
211 | 0.31 | 0.2 | South/Central | CA | Los.Angeles.Intl.AP.722950 | 3 | 13764852 | 14.8212 | 3.7898 | 20.7777 | 14.7334 | 6.0443 | 480.24 | 0.88042 | 45.95 | -0.0045588 | 0.88498 | 35.0404 | 0.1656 | 43.73 | -0.86751 | 1.0331 | 29.8725 | -0.25645 | -23.83 | 0.25941 | -0.51587 | -17.1399 | 0.88042 | 45.95 | -0.0045588 | 0.88498 | 35.0404 | 0.86567 | 41.51 | 0.086232 | 0.77943 | 32.016 | 0.18211 | 2.6991 | 0.69018 | 3.7839 | 87.4581 | 0.16034 | 0.030158 | -0.046704 | 0.16034 | 0.15765 | 8.3681 | 7.9638 | -4.3398 | 8.3681 | 7.5595 | 6.3813 | 5.4402 | -3.1214 | 6.3813 | 5.8305 | 0.18211 | 2.6991 | 0.69018 | 3.7839 | 87.4581 | 0.16034 | 0.030158 | -0.046704 | 0.16034 | 0.15765 | 8.3681 | 7.9638 | -4.3398 | 8.3681 | 7.5595 | 6.3813 | 5.4402 | -3.1214 | 6.3813 | 5.8305
212 | 0.31 | 0.23 | South/Central | CA | Los.Angeles.Intl.AP.722950 | 3 | 13764852 | 14.4389 | 4.1875 | 20.9262 | 14.3535 | 6.5727 | 503.34 | 0.73199 | 22.85 | 0.3754 | 0.35659 | 18.9461 | 0.017161 | 20.63 | -0.48755 | 0.50471 | 13.7782 | -0.40489 | -46.93 | 0.63937 | -1.0443 | -33.2343 | 0.73199 | 22.85 | 0.3754 | 0.35659 | 18.9461 | 0.71723 | 18.41 | 0.46619 | 0.25104 | 15.9217 | 0.18211 | 2.6295 | 0.7626 | 3.8109 | 91.665 | 0.1333 | 0.0031253 | -0.073736 | 0.1333 | 0.13062 | 4.1613 | 3.757 | -8.5466 | 4.1613 | 3.3527 | 3.4503 | 2.5092 | -6.0524 | 3.4503 | 2.8996 | 0.18211 | 2.6295 | 0.7626 | 3.8109 | 91.665 | 0.1333 | 0.0031253 | -0.073736 | 0.1333 | 0.13062 | 4.1613 | 3.757 | -8.5466 | 4.1613 | 3.3527 | 3.4503 | 2.5092 | -6.0524 | 3.4503 | 2.8996
213 | 0.31 | 0.25 | South/Central | CA | Los.Angeles.Intl.AP.722950 | 3 | 13764852 | 14.2179 | 4.4605 | 21.078 | 14.1337 | 6.9443 | 520.12 | 0.58014 | 6.07 | 0.59514 | -0.015 | 7.0207 | -0.13469 | 3.85 | -0.26781 | 0.13313 | 1.8528 | -0.55674 | -63.71 | 0.85911 | -1.4159 | -45.1597 | 0.58014 | 6.07 | 0.59514 | -0.015 | 7.0207 | 0.56538 | 1.63 | 0.68593 | -0.12055 | 3.9963 | 0.18211 | 2.5893 | 0.81232 | 3.8386 | 94.7208 | 0.10565 | -0.024528 | -0.10139 | 0.10565 | 0.10296 | 1.1054 | 0.70114 | -11.6024 | 1.1054 | 0.29684 | 1.2786 | 0.33742 | -8.2242 | 1.2786 | 0.72778 | 0.18211 | 2.5893 | 0.81232 | 3.8386 | 94.7208 | 0.10565 | -0.024528 | -0.10139 | 0.10565 | 0.10296 | 1.1054 | 0.70114 | -11.6024 | 1.1054 | 0.29684 | 1.2786 | 0.33742 | -8.2242 | 1.2786 | 0.72778
214 | 0.31 | 0.27 | South/Central | CA | Los.Angeles.Intl.AP.722950 | 3 | 13764852 | 14.2394 | 4.382 | 21.0112 | 14.1551 | 6.8561 | 515.79 | 0.647 | 10.4 | 0.57378 | 0.073214 | 10.2459 | -0.067831 | 8.18 | -0.28917 | 0.22134 | 5.0781 | -0.48988 | -59.38 | 0.83775 | -1.3276 | -41.9344 | 0.647 | 10.4 | 0.57378 | 0.073214 | 10.2459 | 0.63224 | 5.96 | 0.66457 | -0.032337 | 7.2216 | 0.18211 | 2.5932 | 0.79802 | 3.8264 | 93.9323 | 0.11783 | -0.012353 | -0.089214 | 0.11783 | 0.11514 | 1.894 | 1.4897 | -10.8139 | 1.894 | 1.0854 | 1.8659 | 0.92479 | -7.6368 | 1.8659 | 1.3151 | 0.18211 | 2.5932 | 0.79802 | 3.8264 | 93.9323 | 0.11783 | -0.012353 | -0.089214 | 0.11783 | 0.11514 | 1.894 | 1.4897 | -10.8139 | 1.894 | 1.0854 | 1.8659 | 0.92479 | -7.6368 | 1.8659 | 1.3151
215 | 0.31 | 0.3 | South/Central | CA | Los.Angeles.Intl.AP.722950 | 3 | 13764852 | 14.1198 | 4.5151 | 21.0845 | 14.0361 | 7.0484 | 524.42 | 0.57368 | 1.77 | 0.69281 | -0.11913 | 4.1407 | -0.14115 | -0.45 | -0.17014 | 0.028997 | -1.0272 | -0.5632 | -68.01 | 0.95678 | -1.52 | -48.0396 | 0.57368 | 1.77 | 0.69281 | -0.11913 | 4.1407 | 0.55892 | -2.67 | 0.7836 | -0.22468 | 1.1163 | 0.18211 | 2.5714 | 0.82226 | 3.8398 | 95.5039 | 0.10448 | -0.025705 | -0.10257 | 0.10448 | 0.10179 | 0.32234 | -0.081951 | -12.3855 | 0.32234 | -0.48624 | 0.75407 | -0.18706 | -8.7487 | 0.75407 | 0.2033 | 0.18211 | 2.5714 | 0.82226 | 3.8398 | 95.5039 | 0.10448 | -0.025705 | -0.10257 | 0.10448 | 0.10179 | 0.32234 | -0.081951 | -12.3855 | 0.32234 | -0.48624 | 0.75407 | -0.18706 | -8.7487 | 0.75407 | 0.2033
216 | 0.31 | 0.32 | South/Central | CA | Los.Angeles.Intl.AP.722950 | 3 | 13764852 | 13.9187 | 4.7681 | 21.218 | 13.8362 | 7.3818 | 539.45 | 0.44019 | -13.26 | 0.89271 | -0.45252 | -6.5236 | -0.27463 | -15.48 | 0.029757 | -0.30439 | -11.6915 | -0.69669 | -83.04 | 1.1567 | -1.8534 | -58.7039 | 0.44019 | -13.26 | 0.89271 | -0.45252 | -6.5236 | 0.42543 | -17.7 | 0.9835 | -0.55807 | -9.548 | 0.18211 | 2.5348 | 0.86834 | 3.8641 | 98.2411 | 0.080165 | -0.050015 | -0.12688 | 0.080165 | 0.077477 | -2.4148 | -2.8191 | -15.1227 | -2.4148 | -3.2234 | -1.188 | -2.1292 | -10.6908 | -1.188 | -1.7388 | 0.18211 | 2.5348 | 0.86834 | 3.8641 | 98.2411 | 0.080165 | -0.050015 | -0.12688 | 0.080165 | 0.077477 | -2.4148 | -2.8191 | -15.1227 | -2.4148 | -3.2234 | -1.188 | -2.1292 | -10.6908 | -1.188 | -1.7388
217 | 0.31 | 0.35 | South/Central | CA | Los.Angeles.Intl.AP.722950 | 3 | 13764852 | 13.6378 | 5.1542 | 21.463 | 13.5569 | 7.9061 | 563.49 | 0.19513 | -37.3 | 1.172 | -0.97683 | -23.7448 | -0.5197 | -39.52 | 0.30901 | -0.82871 | -28.9127 | -0.94175 | -107.08 | 1.4359 | -2.3777 | -75.9252 | 0.19513 | -37.3 | 1.172 | -0.97683 | -23.7448 | 0.18037 | -41.74 | 1.2628 | -1.0824 | -26.7692 | 0.18211 | 2.4836 | 0.93865 | 3.9087 | 102.6191 | 0.035535 | -0.094644 | -0.17151 | 0.035535 | 0.032847 | -6.7928 | -7.1971 | -19.5007 | -6.7928 | -7.6014 | -4.3243 | -5.2654 | -13.827 | -4.3243 | -4.875 | 0.18211 | 2.4836 | 0.93865 | 3.9087 | 102.6191 | 0.035535 | -0.094644 | -0.17151 | 0.035535 | 0.032847 | -6.7928 | -7.1971 | -19.5007 | -6.7928 | -7.6014 | -4.3243 | -5.2654 | -13.827 | -4.3243 | -4.875
218 | 0.31 | 0.37 | South/Central | CA | Los.Angeles.Intl.AP.722950 | 3 | 13764852 | 13.4681 | 5.4172 | 21.638 | 13.3883 | 8.2497 | 579.42 | 0.020188 | -53.23 | 1.3406 | -1.3204 | -35.2129 | -0.69464 | -55.45 | 0.47763 | -1.1723 | -40.3807 | -1.1167 | -123.01 | 1.6046 | -2.7212 | -87.3932 | 0.020188 | -53.23 | 1.3406 | -1.3204 | -35.2129 | 0.0054286 | -57.67 | 1.4314 | -1.4259 | -38.2372 | 0.18211 | 2.4527 | 0.98655 | 3.9406 | 105.5202 | 0.0036765 | -0.1265 | -0.20336 | 0.0036765 | 0.00098862 | -9.6939 | -10.0982 | -22.4018 | -9.6939 | -10.5025 | -6.4127 | -7.3539 | -15.9155 | -6.4127 | -6.9635 | 0.18211 | 2.4527 | 0.98655 | 3.9406 | 105.5202 | 0.0036765 | -0.1265 | -0.20336 | 0.0036765 | 0.00098862 | -9.6939 | -10.0982 | -22.4018 | -9.6939 | -10.5025 | -6.4127 | -7.3539 | -15.9155 | -6.4127 | -6.9635
219 | 0.31 | 0.4 | South/Central | CA | Los.Angeles.Intl.AP.722950 | 3 | 13764852 | 13.2387 | 5.8103 | 21.933 | 13.1601 | 8.7729 | 603.99 | -0.27488 | -77.8 | 1.5687 | -1.8436 | -53.044 | -0.98971 | -80.02 | 0.70577 | -1.6955 | -58.2119 | -1.4118 | -147.58 | 1.8327 | -3.2445 | -105.2243 | -0.27488 | -77.8 | 1.5687 | -1.8436 | -53.044 | -0.28964 | -82.24 | 1.6595 | -1.9492 | -56.0684 | 0.18211 | 2.4109 | 1.0581 | 3.9943 | 109.9947 | -0.050059 | -0.18024 | -0.2571 | -0.050059 | -0.052747 | -14.1684 | -14.5727 | -26.8763 | -14.1684 | -14.977 | -9.66 | -10.6012 | -19.1628 | -9.66 | -10.2108 | 0.18211 | 2.4109 | 1.0581 | 3.9943 | 109.9947 | -0.050059 | -0.18024 | -0.2571 | -0.050059 | -0.052747 | -14.1684 | -14.5727 | -26.8763 | -14.1684 | -14.977 | -9.66 | -10.6012 | -19.1628 | -9.66 | -10.2108
220 | 0.31 | 0.42 | South/Central | CA | Los.Angeles.Intl.AP.722950 | 3 | 13764852 | 13.0975 | 6.0748 | 22.1479 | 13.0198 | 9.1282 | 620.86 | -0.48978 | -94.67 | 1.7091 | -2.1989 | -65.3382 | -1.2046 | -96.89 | 0.84615 | -2.0508 | -70.5061 | -1.6267 | -164.45 | 1.9731 | -3.5997 | -117.5186 | -0.48978 | -94.67 | 1.7091 | -2.1989 | -65.3382 | -0.50454 | -99.11 | 1.7999 | -2.3044 | -68.3626 | 0.18211 | 2.3852 | 1.1063 | 4.0334 | 113.0669 | -0.089195 | -0.21937 | -0.29624 | -0.089195 | -0.091883 | -17.2407 | -17.645 | -29.9486 | -17.2407 | -18.0493 | -11.899 | -12.8401 | -21.4017 | -11.899 | -12.4498 | 0.18211 | 2.3852 | 1.1063 | 4.0334 | 113.0669 | -0.089195 | -0.21937 | -0.29624 | -0.089195 | -0.091883 | -17.2407 | -17.645 | -29.9486 | -17.2407 | -18.0493 | -11.899 | -12.8401 | -21.4017 | -11.899 | -12.4498
221 | 0.31 | 0.47 | South/Central | CA | Los.Angeles.Intl.AP.722950 | 3 | 13764852 | 12.7567 | 6.8225 | 22.8163 | 12.681 | 10.1353 | 669.32 | -1.1581 | -143.13 | 2.0479 | -3.206 | -100.946 | -1.873 | -145.35 | 1.1849 | -3.0579 | -106.1139 | -2.295 | -212.91 | 2.3118 | -4.6069 | -153.1263 | -1.1581 | -143.13 | 2.0479 | -3.206 | -100.946 | -1.1729 | -147.57 | 2.1387 | -3.3116 | -103.9704 | 0.18211 | 2.3232 | 1.2425 | 4.1552 | 121.8922 | -0.21091 | -0.34109 | -0.41795 | -0.21091 | -0.2136 | -26.0659 | -26.4702 | -38.7738 | -26.0659 | -26.8745 | -18.3836 | -19.3248 | -27.8864 | -18.3836 | -18.9344 | 0.18211 | 2.3232 | 1.2425 | 4.1552 | 121.8922 | -0.21091 | -0.34109 | -0.41795 | -0.21091 | -0.2136 | -26.0659 | -26.4702 | -38.7738 | -26.0659 | -26.8745 | -18.3836 | -19.3248 | -27.8864 | -18.3836 | -18.9344
222 | 0.32 | 0.17 | South/Central | CA | Los.Angeles.Intl.AP.722950 | 3 | 13764852 | 15.4512 | 3.3723 | 20.8488 | 15.3598 | 5.4889 | 458.58 | 0.80939 | 67.61 | -0.63098 | 1.4404 | 49.0511 | 0.094559 | 65.39 | -1.4939 | 1.5885 | 43.8832 | -0.32749 | -2.17 | -0.367 | 0.039511 | -3.1293 | 0.80939 | 67.61 | -0.63098 | 1.4404 | 49.0511 | 0.79463 | 63.17 | -0.54018 | 1.3348 | 46.0267 | 0.18211 | 2.8139 | 0.61414 | 3.7968 | 83.5136 | 0.1474 | 0.01722 | -0.059641 | 0.1474 | 0.14471 | 12.3127 | 11.9084 | -0.39519 | 12.3127 | 11.5041 | 8.9329 | 7.9917 | -0.56988 | 8.9329 | 8.3821 | 0.18211 | 2.8139 | 0.61414 | 3.7968 | 83.5136 | 0.1474 | 0.01722 | -0.059641 | 0.1474 | 0.14471 | 12.3127 | 11.9084 | -0.39519 | 12.3127 | 11.5041 | 8.9329 | 7.9917 | -0.56988 | 8.9329 | 8.3821
223 | 0.32 | 0.19 | South/Central | CA | Los.Angeles.Intl.AP.722950 | 3 | 13764852 | 15.1503 | 3.6284 | 20.8955 | 15.0607 | 5.8347 | 473.11 | 0.76267 | 53.08 | -0.33189 | 1.0946 | 39.1635 | 0.047843 | 50.86 | -1.1948 | 1.2427 | 33.9957 | -0.37421 | -16.7 | -0.067913 | -0.3063 | -13.0168 | 0.76267 | 53.08 | -0.33189 | 1.0946 | 39.1635 | 0.74791 | 48.64 | -0.2411 | 0.98901 | 36.1392 | 0.18211 | 2.7591 | 0.66078 | 3.8053 | 86.1597 | 0.13889 | 0.0087129 | -0.068148 | 0.13889 | 0.1362 | 9.6666 | 9.2623 | -3.0413 | 9.6666 | 8.858 | 7.1322 | 6.1911 | -2.3705 | 7.1322 | 6.5814 | 0.18211 | 2.7591 | 0.66078 | 3.8053 | 86.1597 | 0.13889 | 0.0087129 | -0.068148 | 0.13889 | 0.1362 | 9.6666 | 9.2623 | -3.0413 | 9.6666 | 8.858 | 7.1322 | 6.1911 | -2.3705 | 7.1322 | 6.5814
227 | 0.32 | 0.27 | South/Central | CA | Los.Angeles.Intl.AP.722950 | 3 | 13764852 | 14.4174 | 4.3521 | 21.1577 | 14.3321 | 6.8256 | 516.23 | 0.50051 | 9.96 | 0.39676 | 0.10375 | 9.1916 | -0.21432 | 7.74 | -0.46619 | 0.25187 | 4.0238 | -0.63637 | -59.82 | 0.66073 | -1.2971 | -42.9887 | 0.50051 | 9.96 | 0.39676 | 0.10375 | 9.1916 | 0.48575 | 5.52 | 0.48755 | -0.0018041 | 6.1673 | 0.18211 | 2.6256 | 0.79257 | 3.8531 | 94.0124 | 0.091149 | -0.039031 | -0.11589 | 0.091149 | 0.088461 | 1.8138 | 1.4096 | -10.894 | 1.8138 | 1.0053 | 1.6739 | 0.73279 | -7.8288 | 1.6739 | 1.1231 | 0.18211 | 2.6256 | 0.79257 | 3.8531 | 94.0124 | 0.091149 | -0.039031 | -0.11589 | 0.091149 | 0.088461 | 1.8138 | 1.4096 | -10.894 | 1.8138 | 1.0053 | 1.6739 | 0.73279 | -7.8288 | 1.6739 | 1.1231
229 | 0.32 | 0.32 | South/Central | CA | Los.Angeles.Intl.AP.722950 | 3 | 13764852 | 14.0882 | 4.7382 | 21.3576 | 14.0048 | 7.3528 | 539.87 | 0.30061 | -13.68 | 0.72409 | -0.42347 | -7.5295 | -0.41421 | -15.9 | -0.13887 | -0.27535 | -12.6974 | -0.83627 | -83.46 | 0.98806 | -1.8243 | -59.7098 | 0.30061 | -13.68 | 0.72409 | -0.42347 | -7.5295 | 0.28585 | -18.12 | 0.81488 | -0.52902 | -10.5539 | 0.18211 | 2.5657 | 0.86288 | 3.8895 | 98.3176 | 0.054746 | -0.075434 | -0.1523 | 0.054746 | 0.052058 | -2.4913 | -2.8956 | -15.1992 | -2.4913 | -3.2999 | -1.3712 | -2.3124 | -10.874 | -1.3712 | -1.922 | 0.18211 | 2.5657 | 0.86288 | 3.8895 | 98.3176 | 0.054746 | -0.075434 | -0.1523 | 0.054746 | 0.052058 | -2.4913 | -2.8956 | -15.1992 | -2.4913 | -3.2999 | -1.3712 | -2.3124 | -10.874 | -1.3712 | -1.922
231 | 0.32 | 0.37 | South/Central | CA | Los.Angeles.Intl.AP.722950 | 3 | 13764852 | 13.6377 | 5.3857 | 21.776 | 13.5569 | 8.2191 | 579.77 | -0.11786 | -53.58 | 1.172 | -1.2898 | -36.1578 | -0.83268 | -55.8 | 0.30901 | -1.1417 | -41.3257 | -1.2547 | -123.36 | 1.4359 | -2.6907 | -88.3382 | -0.11786 | -53.58 | 1.172 | -1.2898 | -36.1578 | -0.13262 | -58.02 | 1.2628 | -1.3954 | -39.1822 | 0.18211 | 2.4836 | 0.98081 | 3.9657 | 105.5839 | -0.021463 | -0.15164 | -0.2285 | -0.021463 | -0.024151 | -9.7576 | -10.1619 | -22.4655 | -9.7576 | -10.5662 | -6.5848 | -7.526 | -16.0876 | -6.5848 | -7.1356 | 0.18211 | 2.4836 | 0.98081 | 3.9657 | 105.5839 | -0.021463 | -0.15164 | -0.2285 | -0.021463 | -0.024151 | -9.7576 | -10.1619 | -22.4655 | -9.7576 | -10.5662 | -6.5848 | -7.526 | -16.0876 | -6.5848 | -7.1356
233 | 0.32 | 0.42 | South/Central | CA | Los.Angeles.Intl.AP.722950 | 3 | 13764852 | 13.267 | 6.0433 | 22.2844 | 13.1884 | 9.096 | 621.12 | -0.62625 | -94.93 | 1.5405 | -2.1667 | -66.2209 | -1.3411 | -97.15 | 0.67753 | -2.0186 | -71.3887 | -1.7631 | -164.71 | 1.8045 | -3.5676 | -118.4012 | -0.62625 | -94.93 | 1.5405 | -2.1667 | -66.2209 | -0.64101 | -99.37 | 1.6313 | -2.2723 | -69.2453 | 0.18211 | 2.4161 | 1.1006 | 4.0583 | 113.1143 | -0.11405 | -0.24423 | -0.32109 | -0.11405 | -0.11674 | -17.288 | -17.6923 | -29.9959 | -17.288 | -18.0966 | -12.0597 | -13.0008 | -21.5624 | -12.0597 | -12.6105 | 0.18211 | 2.4161 | 1.1006 | 4.0583 | 113.1143 | -0.11405 | -0.24423 | -0.32109 | -0.11405 | -0.11674 | -17.288 | -17.6923 | -29.9959 | -17.288 | -18.0966 | -12.0597 | -13.0008 | -21.5624 | -12.0597 | -12.6105
234 | 0.32 | 0.47 | South/Central | CA | Los.Angeles.Intl.AP.722950 | 3 | 13764852 | 12.9163 | 6.791 | 22.9428 | 12.8397 | 10.1031 | 669.47 | -1.2847 | -143.28 | 1.8892 | -3.1738 | -101.7008 | -1.9995 | -145.5 | 1.0262 | -3.0257 | -106.8686 | -2.4215 | -213.06 | 2.1531 | -4.5747 | -153.8811 | -1.2847 | -143.28 | 1.8892 | -3.1738 | -101.7008 | -1.2994 | -147.72 | 1.98 | -3.2794 | -104.7251 | 0.18211 | 2.3522 | 1.2367 | 4.1782 | 121.9195 | -0.23395 | -0.36413 | -0.44099 | -0.23395 | -0.23664 | -26.0932 | -26.4975 | -38.8011 | -26.0932 | -26.9018 | -18.5211 | -19.4622 | -28.0238 | -18.5211 | -19.0719 | 0.18211 | 2.3522 | 1.2367 | 4.1782 | 121.9195 | -0.23395 | -0.36413 | -0.44099 | -0.23395 | -0.23664 | -26.0932 | -26.4975 | -38.8011 | -26.0932 | -26.9018 | -18.5211 | -19.4622 | -28.0238 | -18.5211 | -19.0719
235 | 0.34 | 0.17 | South/Central | CA | Los.Angeles.Intl.AP.722950 | 3 | 13764852 | 15.8118 | 3.3208 | 21.1579 | 15.7184 | 5.4395 | 460.14 | 0.50022 | 66.05 | -0.98958 | 1.4898 | 46.4229 | -0.21461 | 63.83 | -1.8525 | 1.6379 | 41.2551 | -0.63666 | -3.73 | -0.72561 | 0.088947 | -5.7574 | 0.50022 | 66.05 | -0.98958 | 1.4898 | 46.4229 | 0.48546 | 61.61 | -0.89879 | 1.3842 | 43.3985 | 0.18211 | 2.8795 | 0.60477 | 3.8531 | 83.7977 | 0.091097 | -0.039083 | -0.11594 | 0.091097 | 0.088409 | 12.0286 | 11.6243 | -0.67928 | 12.0286 | 11.22 | 8.4542 | 7.5131 | -1.0485 | 8.4542 | 7.9035 | 0.18211 | 2.8795 | 0.60477 | 3.8531 | 83.7977 | 0.091097 | -0.039083 | -0.11594 | 0.091097 | 0.088409 | 12.0286 | 11.6243 | -0.67928 | 12.0286 | 11.22 | 8.4542 | 7.5131 | -1.0485 | 8.4542 | 7.9035
236 | 0.34 | 0.19 | South/Central | CA | Los.Angeles.Intl.AP.722950 | 3 | 13764852 | 15.501 | 3.5853 | 21.2016 | 15.4094 | 5.7921 | 474.91 | 0.45661 | 51.28 | -0.68057 | 1.1372 | 36.392 | -0.25822 | 49.06 | -1.5435 | 1.2853 | 31.2242 | -0.68027 | -18.5 | -0.4166 | -0.26367 | -15.7883 | 0.45661 | 51.28 | -0.68057 | 1.1372 | 36.392 | 0.44185 | 46.84 | -0.58978 | 1.0316 | 33.3677 | 0.18211 | 2.8229 | 0.65293 | 3.8611 | 86.4875 | 0.083154 | -0.047025 | -0.12389 | 0.083154 | 0.080466 | 9.3388 | 8.9345 | -3.3691 | 9.3388 | 8.5302 | 6.6275 | 5.6863 | -2.8753 | 6.6275 | 6.0767 | 0.18211 | 2.8229 | 0.65293 | 3.8611 | 86.4875 | 0.083154 | -0.047025 | -0.12389 | 0.083154 | 0.080466 | 9.3388 | 8.9345 | -3.3691 | 9.3388 | 8.5302 | 6.6275 | 5.6863 | -2.8753 | 6.6275 | 6.0767
237 | 0.34 | 0.2 | South/Central | CA | Los.Angeles.Intl.AP.722950 | 3 | 13764852 | 15.3598 | 3.7084 | 21.225 | 15.269 | 5.956 | 481.81 | 0.43314 | 44.38 | -0.54018 | 0.97333 | 31.6901 | -0.28169 | 42.16 | -1.4031 | 1.1215 | 26.5222 | -0.70374 | -25.4 | -0.27621 | -0.42753 | -20.4903 | 0.43314 | 44.38 | -0.54018 | 0.97333 | 31.6901 | 0.41838 | 39.94 | -0.44939 | 0.86778 | 28.6657 | 0.18211 | 2.7972 | 0.67535 | 3.8654 | 87.7441 | 0.078881 | -0.051299 | -0.12816 | 0.078881 | 0.076193 | 8.0822 | 7.6779 | -4.6257 | 8.0822 | 7.2736 | 5.7712 | 4.8301 | -3.7315 | 5.7712 | 5.2204 | 0.18211 | 2.7972 | 0.67535 | 3.8654 | 87.7441 | 0.078881 | -0.051299 | -0.12816 | 0.078881 | 0.076193 | 8.0822 | 7.6779 | -4.6257 | 8.0822 | 7.2736 | 5.7712 | 4.8301 | -3.7315 | 5.7712 | 5.2204
238 | 0.34 | 0.23 | South/Central | CA | Los.Angeles.Intl.AP.722950 | 3 | 13764852 | 14.9691 | 4.1045 | 21.3719 | 14.8807 | 6.4912 | 505.16 | 0.2863 | 21.03 | -0.15182 | 0.43813 | 15.4334 | -0.42853 | 18.81 | -1.0148 | 0.58625 | 10.2656 | -0.85058 | -48.75 | 0.11215 | -0.96273 | -36.7469 | 0.2863 | 21.03 | -0.15182 | 0.43813 | 15.4334 | 0.27154 | 16.59 | -0.061034 | 0.33258 | 12.4091 | 0.18211 | 2.7261 | 0.74748 | 3.8921 | 91.9964 | 0.052139 | -0.07804 | -0.1549 | 0.052139 | 0.049452 | 3.8298 | 3.4256 | -8.878 | 3.8298 | 3.0213 | 2.8106 | 1.8695 | -6.6921 | 2.8106 | 2.2599 | 0.18211 | 2.7261 | 0.74748 | 3.8921 | 91.9964 | 0.052139 | -0.07804 | -0.1549 | 0.052139 | 0.049452 | 3.8298 | 3.4256 | -8.878 | 3.8298 | 3.0213 | 2.8106 | 1.8695 | -6.6921 | 2.8106 | 2.2599
239 | 0.34 | 0.25 | South/Central | CA | Los.Angeles.Intl.AP.722950 | 3 | 13764852 | 14.7381 | 4.3774 | 21.5053 | 14.651 | 6.8543 | 521.39 | 0.15286 | 4.8 | 0.077832 | 0.075027 | 3.9716 | -0.56197 | 2.58 | -0.78512 | 0.22315 | -1.1963 | -0.98402 | -64.98 | 0.3418 | -1.3258 | -48.2088 | 0.15286 | 4.8 | 0.077832 | 0.075027 | 3.9716 | 0.1381 | 0.36 | 0.16862 | -0.030523 | 0.94719 | 0.18211 | 2.684 | 0.79719 | 3.9164 | 94.9521 | 0.027838 | -0.10234 | -0.1792 | 0.027838 | 0.02515 | 0.87414 | 0.46985 | -11.8337 | 0.87414 | 0.065561 | 0.72327 | -0.21786 | -8.7795 | 0.72327 | 0.1725 | 0.18211 | 2.684 | 0.79719 | 3.9164 | 94.9521 | 0.027838 | -0.10234 | -0.1792 | 0.027838 | 0.02515 | 0.87414 | 0.46985 | -11.8337 | 0.87414 | 0.065561 | 0.72327 | -0.21786 | -8.7795 | 0.72327 | 0.1725
240 | 0.34 | 0.27 | South/Central | CA | Los.Angeles.Intl.AP.722950 | 3 | 13764852 | 14.768 | 4.299 | 21.4467 | 14.6808 | 6.7659 | 517.14 | 0.21144 | 9.05 | 0.048075 | 0.16336 | 7.0942 | -0.50339 | 6.83 | -0.81488 | 0.31149 | 1.9263 | -0.92544 | -60.73 | 0.31205 | -1.2375 | -45.0862 | 0.21144 | 9.05 | 0.048075 | 0.16336 | 7.0942 | 0.19668 | 4.61 | 0.13887 | 0.057811 | 4.0698 | 0.18211 | 2.6895 | 0.7829 | 3.9057 | 94.1781 | 0.038506 | -0.091674 | -0.16854 | 0.038506 | 0.035818 | 1.6481 | 1.2438 | -11.0597 | 1.6481 | 0.83954 | 1.2919 | 0.35081 | -8.2108 | 1.2919 | 0.74116 | 0.18211 | 2.6895 | 0.7829 | 3.9057 | 94.1781 | 0.038506 | -0.091674 | -0.16854 | 0.038506 | 0.035818 | 1.6481 | 1.2438 | -11.0597 | 1.6481 | 0.83954 | 1.2919 | 0.35081 | -8.2108 | 1.2919 | 0.74116
241 | 0.34 | 0.3 | South/Central | CA | Los.Angeles.Intl.AP.722950 | 3 | 13764852 | 14.6384 | 4.432 | 21.5101 | 14.5518 | 6.9583 | 525.66 | 0.14803 | 0.53 | 0.17702 | -0.028997 | 1.1152 | -0.5668 | -1.69 | -0.68593 | 0.11913 | -4.0527 | -0.98885 | -69.25 | 0.44099 | -1.4298 | -51.0651 | 0.14803 | 0.53 | 0.17702 | -0.028997 | 1.1152 | 0.13327 | -3.91 | 0.26781 | -0.13455 | -1.9092 | 0.18211 | 2.6659 | 0.80713 | 3.9173 | 95.7297 | 0.026957 | -0.10322 | -0.18008 | 0.026957 | 0.02427 | 0.09652 | -0.30777 | -12.6114 | 0.09652 | -0.71206 | 0.20309 | -0.73804 | -9.2996 | 0.20309 | -0.34769 | 0.18211 | 2.6659 | 0.80713 | 3.9173 | 95.7297 | 0.026957 | -0.10322 | -0.18008 | 0.026957 | 0.02427 | 0.09652 | -0.30777 | -12.6114 | 0.09652 | -0.71206 | 0.20309 | -0.73804 | -9.2996 | 0.20309 | -0.34769
242 | 0.34 | 0.32 | South/Central | CA | Los.Angeles.Intl.AP.722950 | 3 | 13764852 | 14.4373 | 4.6851 | 21.652 | 14.3519 | 7.3001 | 541.12 | 0.0061568 | -14.93 | 0.37692 | -0.37077 | -9.8815 | -0.70867 | -17.15 | -0.48603 | -0.22264 | -15.0493 | -1.1307 | -84.71 | 0.64089 | -1.7716 | -62.0618 | 0.0061568 | -14.93 | 0.37692 | -0.37077 | -9.8815 | -0.0086028 | -19.37 | 0.46771 | -0.47632 | -12.9058 | 0.18211 | 2.6292 | 0.85322 | 3.9431 | 98.5452 | 0.0011212 | -0.12906 | -0.20592 | 0.0011212 | -0.0015667 | -2.719 | -3.1232 | -15.4268 | -2.719 | -3.5275 | -1.7995 | -2.7407 | -11.3023 | -1.7995 | -2.3503 | 0.18211 | 2.6292 | 0.85322 | 3.9431 | 98.5452 | 0.0011212 | -0.12906 | -0.20592 | 0.0011212 | -0.0015667 | -2.719 | -3.1232 | -15.4268 | -2.719 | -3.5275 | -1.7995 | -2.7407 | -11.3023 | -1.7995 | -2.3503
243 | 0.34 | 0.35 | South/Central | CA | Los.Angeles.Intl.AP.722950 | 3 | 13764852 | 14.1464 | 5.0612 | 21.8688 | 14.0628 | 7.806 | 564.1 | -0.21062 | -37.91 | 0.66609 | -0.87671 | -26.2471 | -0.92545 | -40.13 | -0.19686 | -0.72859 | -31.415 | -1.3475 | -107.69 | 0.93006 | -2.2776 | -78.4274 | -0.21062 | -37.91 | 0.66609 | -0.87671 | -26.2471 | -0.22538 | -42.35 | 0.75688 | -0.98226 | -29.2715 | 0.18211 | 2.5763 | 0.92172 | 3.9826 | 102.7302 | -0.038356 | -0.16854 | -0.2454 | -0.038356 | -0.041044 | -6.9039 | -7.3082 | -19.6118 | -6.9039 | -7.7125 | -4.78 | -5.7211 | -14.2827 | -4.78 | -5.3307 | 0.18211 | 2.5763 | 0.92172 | 3.9826 | 102.7302 | -0.038356 | -0.16854 | -0.2454 | -0.038356 | -0.041044 | -6.9039 | -7.3082 | -19.6118 | -6.9039 | -7.7125 | -4.78 | -5.7211 | -14.2827 | -4.78 | -5.3307
244 | 0.34 | 0.37 | South/Central | CA | Los.Angeles.Intl.AP.722950 | 3 | 13764852 | 13.9768 | 5.3242 | 22.0437 | 13.8941 | 8.1495 | 580.02 | -0.38553 | -53.83 | 0.83472 | -1.2202 | -37.714 | -1.1004 | -56.05 | -0.028237 | -1.0721 | -42.8818 | -1.5224 | -123.61 | 1.0987 | -2.6211 | -89.8943 | -0.38553 | -53.83 | 0.83472 | -1.2202 | -37.714 | -0.40029 | -58.27 | 0.92551 | -1.3258 | -40.7383 | 0.18211 | 2.5454 | 0.96961 | 4.0145 | 105.6294 | -0.07021 | -0.20039 | -0.27725 | -0.07021 | -0.072898 | -9.8032 | -10.2075 | -22.511 | -9.8032 | -10.6117 | -6.8682 | -7.8094 | -16.371 | -6.8682 | -7.419 | 0.18211 | 2.5454 | 0.96961 | 4.0145 | 105.6294 | -0.07021 | -0.20039 | -0.27725 | -0.07021 | -0.072898 | -9.8032 | -10.2075 | -22.511 | -9.8032 | -10.6117 | -6.8682 | -7.8094 | -16.371 | -6.8682 | -7.419
245 | 0.34 | 0.4 | South/Central | CA | Los.Angeles.Intl.AP.722950 | 3 | 13764852 | 13.7374 | 5.7088 | 22.3203 | 13.6561 | 8.6642 | 604.03 | -0.66213 | -77.84 | 1.0728 | -1.7349 | -55.0793 | -1.377 | -80.06 | 0.20982 | -1.5868 | -60.2471 | -1.799 | -147.62 | 1.3367 | -3.1358 | -107.2596 | -0.66213 | -77.84 | 1.0728 | -1.7349 | -55.0793 | -0.67689 | -82.28 | 1.1636 | -1.8405 | -58.1036 | 0.18211 | 2.5018 | 1.0396 | 4.0648 | 110.002 | -0.12058 | -0.25076 | -0.32762 | -0.12058 | -0.12327 | -14.1757 | -14.58 | -26.8836 | -14.1757 | -14.9843 | -10.0307 | -10.9718 | -19.5334 | -10.0307 | -10.5815 | 0.18211 | 2.5018 | 1.0396 | 4.0648 | 110.002 | -0.12058 | -0.25076 | -0.32762 | -0.12058 | -0.12327 | -14.1757 | -14.58 | -26.8836 | -14.1757 | -14.9843 | -10.0307 | -10.9718 | -19.5334 | -10.0307 | -10.5815
246 | 0.34 | 0.42 | South/Central | CA | Los.Angeles.Intl.AP.722950 | 3 | 13764852 | 13.5946 | 5.9719 | 22.539 | 13.5142 | 9.0248 | 621.15 | -0.88081 | -94.96 | 1.2147 | -2.0955 | -67.5644 | -1.5956 | -97.18 | 0.35172 | -1.9474 | -72.7323 | -2.0177 | -164.74 | 1.4786 | -3.4963 | -119.7447 | -0.88081 | -94.96 | 1.2147 | -2.0955 | -67.5644 | -0.89557 | -99.4 | 1.3055 | -2.201 | -70.5888 | 0.18211 | 2.4758 | 1.0876 | 4.1046 | 113.1197 | -0.16041 | -0.29059 | -0.36745 | -0.16041 | -0.1631 | -17.2935 | -17.6978 | -30.0014 | -17.2935 | -18.1021 | -12.3044 | -13.2455 | -21.8071 | -12.3044 | -12.8552 | 0.18211 | 2.4758 | 1.0876 | 4.1046 | 113.1197 | -0.16041 | -0.29059 | -0.36745 | -0.16041 | -0.1631 | -17.2935 | -17.6978 | -30.0014 | -17.2935 | -18.1021 | -12.3044 | -13.2455 | -21.8071 | -12.3044 | -12.8552
247 | 0.34 | 0.47 | South/Central | CA | Los.Angeles.Intl.AP.722950 | 3 | 13764852 | 13.2355 | 6.7195 | 23.1805 | 13.1571 | 10.0234 | 668.96 | -1.5224 | -142.77 | 1.5718 | -3.0941 | -102.601 | -2.2372 | -144.99 | 0.70881 | -2.946 | -107.7688 | -2.6592 | -212.55 | 1.8357 | -4.495 | -154.7813 | -1.5224 | -142.77 | 1.5718 | -3.0941 | -102.601 | -1.5371 | -147.21 | 1.6626 | -3.1997 | -105.6253 | 0.18211 | 2.4104 | 1.2237 | 4.2215 | 121.8266 | -0.27724 | -0.40742 | -0.48428 | -0.27724 | -0.27993 | -26.0003 | -26.4046 | -38.7082 | -26.0003 | -26.8089 | -18.685 | -19.6261 | -28.1877 | -18.685 | -19.2358 | 0.18211 | 2.4104 | 1.2237 | 4.2215 | 121.8266 | -0.27724 | -0.40742 | -0.48428 | -0.27724 | -0.27993 | -26.0003 | -26.4046 | -38.7082 | -26.0003 | -26.8089 | -18.685 | -19.6261 | -28.1877 | -18.685 | -19.2358
248 | 0.2 | 0.21 | South/Central | CA | Los.Angeles.Intl.AP.722950 | 3 | 13764852 | 12.6435 | 4.2635 | 19.1368 | 12.568 | 6.5687 | 482.63 | 2.5214 | 43.56 | 2.1608 | 0.36058 | 41.9513 | 1.8066 | 41.34 | 1.2979 | 0.50871 | 36.7835 | 1.3845 | -26.22 | 2.4248 | -1.0403 | -10.229 | 2.5214 | 43.56 | 2.1608 | 0.36058 | 41.9513 | 2.5066 | 39.12 | 2.2516 | 0.25503 | 38.9269 | 0.18211 | 2.3026 | 0.77643 | 3.4851 | 87.8934 | 0.45918 | 0.329 | 0.25214 | 0.45918 | 0.45649 | 7.9329 | 7.5286 | -4.775 | 7.9329 | 7.1243 | 7.6399 | 6.6988 | -1.8628 | 7.6399 | 7.0891 | 0.18211 | 2.3026 | 0.77643 | 3.4851 | 87.8934 | 0.45918 | 0.329 | 0.25214 | 0.45918 | 0.45649 | 7.9329 | 7.5286 | -4.775 | 7.9329 | 7.1243 | 7.6399 | 6.6988 | -1.8628 | 7.6399 | 7.0891
249 | 0.21 | 0.21 | South/Central | CA | Los.Angeles.Intl.AP.722950 | 3 | 13764852 | 12.833 | 4.2319 | 19.2947 | 12.7565 | 6.5382 | 483.21 | 2.3635 | 42.98 | 1.9724 | 0.3911 | 40.75 | 1.6486 | 40.76 | 1.1094 | 0.53923 | 35.5822 | 1.2266 | -26.8 | 2.2363 | -1.0098 | -11.4303 | 2.3635 | 42.98 | 1.9724 | 0.3911 | 40.75 | 2.3487 | 38.54 | 2.0632 | 0.28555 | 37.7256 | 0.18211 | 2.3371 | 0.77069 | 3.5138 | 87.999 | 0.43042 | 0.30024 | 0.22338 | 0.43042 | 0.42773 | 7.8272 | 7.4229 | -4.8806 | 7.8272 | 7.0187 | 7.4211 | 6.48 | -2.0816 | 7.4211 | 6.8703 | 0.18211 | 2.3371 | 0.77069 | 3.5138 | 87.999 | 0.43042 | 0.30024 | 0.22338 | 0.43042 | 0.42773 | 7.8272 | 7.4229 | -4.8806 | 7.8272 | 7.0187 | 7.4211 | 6.48 | -2.0816 | 7.4211 | 6.8703
250 | 0.22 | 0.21 | South/Central | CA | Los.Angeles.Intl.AP.722950 | 3 | 13764852 | 13.0225 | 4.2004 | 19.4526 | 12.945 | 6.5077 | 483.78 | 2.2055 | 42.41 | 1.7839 | 0.42161 | 39.5486 | 1.4907 | 40.19 | 0.92095 | 0.56974 | 34.3807 | 1.0686 | -27.37 | 2.0479 | -0.97924 | -12.6317 | 2.2055 | 42.41 | 1.7839 | 0.42161 | 39.5486 | 2.1908 | 37.97 | 1.8747 | 0.31606 | 36.5242 | 0.18211 | 2.3716 | 0.76495 | 3.5426 | 88.1028 | 0.40165 | 0.27147 | 0.19461 | 0.40165 | 0.39897 | 7.7234 | 7.3191 | -4.9844 | 7.7234 | 6.9148 | 7.2023 | 6.2612 | -2.3004 | 7.2023 | 6.6515 | 0.18211 | 2.3716 | 0.76495 | 3.5426 | 88.1028 | 0.40165 | 0.27147 | 0.19461 | 0.40165 | 0.39897 | 7.7234 | 7.3191 | -4.9844 | 7.7234 | 6.9148 | 7.2023 | 6.2612 | -2.3004 | 7.2023 | 6.6515
251 | 0.23 | 0.21 | South/Central | CA | Los.Angeles.Intl.AP.722950 | 3 | 13764852 | 13.2121 | 4.1689 | 19.6091 | 13.1334 | 6.4757 | 484.28 | 2.049 | 41.91 | 1.5954 | 0.45359 | 38.405 | 1.3342 | 39.69 | 0.73249 | 0.60171 | 33.2371 | 0.91215 | -27.87 | 1.8594 | -0.94727 | -13.7754 | 2.049 | 41.91 | 1.5954 | 0.45359 | 38.405 | 2.0343 | 37.47 | 1.6862 | 0.34803 | 35.3806 | 0.18211 | 2.4061 | 0.75921 | 3.5711 | 88.1939 | 0.37315 | 0.24298 | 0.16611 | 0.37315 | 0.37047 | 7.6324 | 7.2281 | -5.0755 | 7.6324 | 6.8238 | 6.9941 | 6.0529 | -2.5087 | 6.9941 | 6.4433 | 0.18211 | 2.4061 | 0.75921 | 3.5711 | 88.1939 | 0.37315 | 0.24298 | 0.16611 | 0.37315 | 0.37047 | 7.6324 | 7.2281 | -5.0755 | 7.6324 | 6.8238 | 6.9941 | 6.0529 | -2.5087 | 6.9941 | 6.4433
252 | 0.24 | 0.21 | South/Central | CA | Los.Angeles.Intl.AP.722950 | 3 | 13764852 | 13.3916 | 4.1389 | 19.7587 | 13.312 | 6.4467 | 484.83 | 1.8995 | 41.36 | 1.4169 | 0.48259 | 37.2706 | 1.1847 | 39.14 | 0.55394 | 0.63071 | 32.1027 | 0.76261 | -28.42 | 1.6809 | -0.91826 | -14.9097 | 1.8995 | 41.36 | 1.4169 | 0.48259 | 37.2706 | 1.8847 | 36.92 | 1.5077 | 0.37704 | 34.2462 | 0.18211 | 2.4388 | 0.75374 | 3.5983 | 88.294 | 0.34592 | 0.21574 | 0.13888 | 0.34592 | 0.34323 | 7.5322 | 7.1279 | -5.1757 | 7.5322 | 6.7236 | 6.7875 | 5.8463 | -2.7153 | 6.7875 | 6.2367 | 0.18211 | 2.4388 | 0.75374 | 3.5983 | 88.294 | 0.34592 | 0.21574 | 0.13888 | 0.34592 | 0.34323 | 7.5322 | 7.1279 | -5.1757 | 7.5322 | 6.7236 | 6.7875 | 5.8463 | -2.7153 | 6.7875 | 6.2367
253 | 0.25 | 0.21 | South/Central | CA | Los.Angeles.Intl.AP.722950 | 3 | 13764852 | 13.5812 | 4.1074 | 19.9083 | 13.5004 | 6.4079 | 484.97 | 1.7498 | 41.22 | 1.2284 | 0.52139 | 36.3979 | 1.035 | 39 | 0.36548 | 0.66952 | 31.23 | 0.61295 | -28.56 | 1.4924 | -0.87946 | -15.7825 | 1.7498 | 41.22 | 1.2284 | 0.52139 | 36.3979 | 1.7351 | 36.78 | 1.3192 | 0.41584 | 33.3735 | 0.18211 | 2.4733 | 0.74801 | 3.6256 | 88.3195 | 0.31867 | 0.18849 | 0.11163 | 0.31867 | 0.31598 | 7.5067 | 7.1024 | -5.2012 | 7.5067 | 6.6981 | 6.6285 | 5.6874 | -2.8742 | 6.6285 | 6.0778 | 0.18211 | 2.4733 | 0.74801 | 3.6256 | 88.3195 | 0.31867 | 0.18849 | 0.11163 | 0.31867 | 0.31598 | 7.5067 | 7.1024 | -5.2012 | 7.5067 | 6.6981 | 6.6285 | 5.6874 | -2.8742 | 6.6285 | 6.0778
254 | 0.26 | 0.21 | South/Central | CA | Los.Angeles.Intl.AP.722950 | 3 | 13764852 | 13.7706 | 4.0675 | 20.0564 | 13.6889 | 6.3675 | 485.04 | 1.6018 | 41.15 | 1.04 | 0.56182 | 35.5897 | 0.88697 | 38.93 | 0.17702 | 0.70995 | 30.4219 | 0.46492 | -28.63 | 1.3039 | -0.83903 | -16.5906 | 1.6018 | 41.15 | 1.04 | 0.56182 | 35.5897 | 1.587 | 36.71 | 1.1308 | 0.45627 | 32.5653 | 0.18211 | 2.5078 | 0.74074 | 3.6525 | 88.3323 | 0.29171 | 0.16153 | 0.084668 | 0.29171 | 0.28902 | 7.494 | 7.0897 | -5.2139 | 7.494 | 6.6854 | 6.4814 | 5.5402 | -3.0214 | 6.4814 | 5.9306 | 0.18211 | 2.5078 | 0.74074 | 3.6525 | 88.3323 | 0.29171 | 0.16153 | 0.084668 | 0.29171 | 0.28902 | 7.494 | 7.0897 | -5.2139 | 7.494 | 6.6854 | 6.4814 | 5.5402 | -3.0214 | 6.4814 | 5.9306
255 | 0.27 | 0.21 | South/Central | CA | Los.Angeles.Intl.AP.722950 | 3 | 13764852 | 13.9518 | 4.0359 | 20.206 | 13.8689 | 6.337 | 485.53 | 1.4522 | 40.66 | 0.85991 | 0.59227 | 34.4932 | 0.73735 | 38.44 | -0.0030392 | 0.74039 | 29.3253 | 0.3153 | -29.12 | 1.1239 | -0.80858 | -17.6871 | 1.4522 | 40.66 | 0.85991 | 0.59227 | 34.4932 | 1.4374 | 36.22 | 0.9507 | 0.48672 | 31.4688 | 0.18211 | 2.5408 | 0.735 | 3.6798 | 88.4215 | 0.26446 | 0.13428 | 0.057421 | 0.26446 | 0.26177 | 7.4047 | 7.0004 | -5.3031 | 7.4047 | 6.5961 | 6.2817 | 5.3405 | -3.2211 | 6.2817 | 5.7309 | 0.18211 | 2.5408 | 0.735 | 3.6798 | 88.4215 | 0.26446 | 0.13428 | 0.057421 | 0.26446 | 0.26177 | 7.4047 | 7.0004 | -5.3031 | 7.4047 | 6.5961 | 6.2817 | 5.3405 | -3.2211 | 6.2817 | 5.7309
256 | 0.28 | 0.21 | South/Central | CA | Los.Angeles.Intl.AP.722950 | 3 | 13764852 | 14.1413 | 4.0059 | 20.3654 | 14.0574 | 6.308 | 486.18 | 1.2927 | 40.01 | 0.67145 | 0.62126 | 33.2315 | 0.57789 | 37.79 | -0.1915 | 0.76939 | 28.0636 | 0.15584 | -29.77 | 0.93543 | -0.77959 | -18.9488 | 1.2927 | 40.01 | 0.67145 | 0.62126 | 33.2315 | 1.278 | 35.57 | 0.76224 | 0.51571 | 30.2071 | 0.18211 | 2.5753 | 0.72954 | 3.7088 | 88.5399 | 0.23542 | 0.10524 | 0.02838 | 0.23542 | 0.23273 | 7.2864 | 6.8821 | -5.4215 | 7.2864 | 6.4778 | 6.0519 | 5.1108 | -3.4508 | 6.0519 | 5.5011 | 0.18211 | 2.5753 | 0.72954 | 3.7088 | 88.5399 | 0.23542 | 0.10524 | 0.02838 | 0.23542 | 0.23273 | 7.2864 | 6.8821 | -5.4215 | 7.2864 | 6.4778 | 6.0519 | 5.1108 | -3.4508 | 6.0519 | 5.5011
257 | 0.29 | 0.21 | South/Central | CA | Los.Angeles.Intl.AP.722950 | 3 | 13764852 | 14.3293 | 3.9744 | 20.512 | 14.2444 | 6.2676 | 486.23 | 1.1462 | 39.96 | 0.48451 | 0.6617 | 32.443 | 0.43138 | 37.74 | -0.37844 | 0.80982 | 27.2752 | 0.0093298 | -29.82 | 0.74848 | -0.73915 | -19.7373 | 1.1462 | 39.96 | 0.48451 | 0.6617 | 32.443 | 1.1314 | 35.52 | 0.5753 | 0.55615 | 29.4187 | 0.18211 | 2.6096 | 0.72379 | 3.7355 | 88.549 | 0.20874 | 0.07856 | 0.0016991 | 0.20874 | 0.20605 | 7.2773 | 6.873 | -5.4306 | 7.2773 | 6.4687 | 5.9083 | 4.9672 | -3.5944 | 5.9083 | 5.3575 | 0.18211 | 2.6096 | 0.72379 | 3.7355 | 88.549 | 0.20874 | 0.07856 | 0.0016991 | 0.20874 | 0.20605 | 7.2773 | 6.873 | -5.4306 | 7.2773 | 6.4687 | 5.9083 | 4.9672 | -3.5944 | 5.9083 | 5.3575
258 | 0.3 | 0.21 | South/Central | CA | Los.Angeles.Intl.AP.722950 | 3 | 13764852 | 14.5103 | 3.9445 | 20.6631 | 14.4244 | 6.2387 | 486.79 | 0.99507 | 39.4 | 0.30445 | 0.69062 | 31.2861 | 0.28025 | 37.18 | -0.5585 | 0.83875 | 26.1183 | -0.14181 | -30.38 | 0.56842 | -0.71023 | -20.8942 | 0.99507 | 39.4 | 0.30445 | 0.69062 | 31.2861 | 0.98031 | 34.96 | 0.39524 | 0.58507 | 28.2617 | 0.18211 | 2.6425 | 0.71834 | 3.763 | 88.651 | 0.18122 | 0.051036 | -0.025825 | 0.18122 | 0.17853 | 7.1753 | 6.771 | -5.5326 | 7.1753 | 6.3667 | 5.6976 | 4.7565 | -3.8051 | 5.6976 | 5.1468 | 0.18211 | 2.6425 | 0.71834 | 3.763 | 88.651 | 0.18122 | 0.051036 | -0.025825 | 0.18122 | 0.17853 | 7.1753 | 6.771 | -5.5326 | 7.1753 | 6.3667 | 5.6976 | 4.7565 | -3.8051 | 5.6976 | 5.1468
259 | 0.31 | 0.21 | South/Central | CA | Los.Angeles.Intl.AP.722950 | 3 | 13764852 | 14.6899 | 3.9229 | 20.821 | 14.603 | 6.2181 | 487.77 | 0.83712 | 38.42 | 0.12591 | 0.71122 | 29.8182 | 0.1223 | 36.2 | -0.73705 | 0.85934 | 24.6504 | -0.29975 | -31.36 | 0.38988 | -0.68963 | -22.3621 | 0.83712 | 38.42 | 0.12591 | 0.71122 | 29.8182 | 0.82237 | 33.98 | 0.2167 | 0.60567 | 26.7939 | 0.18211 | 2.6752 | 0.71441 | 3.7918 | 88.8295 | 0.15245 | 0.022272 | -0.054589 | 0.15245 | 0.14976 | 6.9968 | 6.5925 | -5.7111 | 6.9968 | 6.1882 | 5.4303 | 4.4892 | -4.0724 | 5.4303 | 4.8795 | 0.18211 | 2.6752 | 0.71441 | 3.7918 | 88.8295 | 0.15245 | 0.022272 | -0.054589 | 0.15245 | 0.14976 | 6.9968 | 6.5925 | -5.7111 | 6.9968 | 6.1882 | 5.4303 | 4.4892 | -4.0724 | 5.4303 | 4.8795
260 | 0.32 | 0.21 | South/Central | CA | Los.Angeles.Intl.AP.722950 | 3 | 13764852 | 14.8694 | 3.893 | 20.9692 | 14.7815 | 6.1877 | 488.25 | 0.68901 | 37.94 | -0.052634 | 0.74165 | 28.7404 | -0.025815 | 35.72 | -0.91559 | 0.88977 | 23.5725 | -0.44787 | -31.84 | 0.21134 | -0.65921 | -23.4399 | 0.68901 | 37.94 | -0.052634 | 0.74165 | 28.7404 | 0.67425 | 33.5 | 0.038156 | 0.6361 | 25.716 | 0.18211 | 2.7079 | 0.70896 | 3.8188 | 88.9169 | 0.12548 | -0.0047013 | -0.081563 | 0.12548 | 0.12279 | 6.9094 | 6.5051 | -5.7985 | 6.9094 | 6.1008 | 5.234 | 4.2929 | -4.2687 | 5.234 | 4.6832 | 0.18211 | 2.7079 | 0.70896 | 3.8188 | 88.9169 | 0.12548 | -0.0047013 | -0.081563 | 0.12548 | 0.12279 | 6.9094 | 6.5051 | -5.7985 | 6.9094 | 6.1008 | 5.234 | 4.2929 | -4.2687 | 5.234 | 4.6832
261 | 0.33 | 0.21 | South/Central | CA | Los.Angeles.Intl.AP.722950 | 3 | 13764852 | 15.049 | 3.8714 | 21.1271 | 14.96 | 6.1671 | 489.23 | 0.53107 | 36.96 | -0.23118 | 0.76225 | 27.2729 | -0.18375 | 34.74 | -1.0941 | 0.91038 | 22.105 | -0.6058 | -32.82 | 0.032796 | -0.6386 | -24.9074 | 0.53107 | 36.96 | -0.23118 | 0.76225 | 27.2729 | 0.51631 | 32.52 | -0.14039 | 0.6567 | 24.2485 | 0.18211 | 2.7406 | 0.70503 | 3.8475 | 89.0953 | 0.096716 | -0.033464 | -0.11033 | 0.096716 | 0.094028 | 6.7309 | 6.3266 | -5.977 | 6.7309 | 5.9223 | 4.9668 | 4.0256 | -4.536 | 4.9668 | 4.416 | 0.18211 | 2.7406 | 0.70503 | 3.8475 | 89.0953 | 0.096716 | -0.033464 | -0.11033 | 0.096716 | 0.094028 | 6.7309 | 6.3266 | -5.977 | 6.7309 | 5.9223 | 4.9668 | 4.0256 | -4.536 | 4.9668 | 4.416
262 | 0.34 | 0.21 | South/Central | CA | Los.Angeles.Intl.AP.722950 | 3 | 13764852 | 15.2285 | 3.8414 | 21.2767 | 15.1386 | 6.1381 | 489.78 | 0.38145 | 36.41 | -0.40972 | 0.79117 | 26.135 | -0.33338 | 34.19 | -1.2727 | 0.93929 | 20.9672 | -0.75543 | -33.37 | -0.14575 | -0.60969 | -26.0453 | 0.38145 | 36.41 | -0.40972 | 0.79117 | 26.135 | 0.36669 | 31.97 | -0.31893 | 0.68562 | 23.1107 | 0.18211 | 2.7733 | 0.69958 | 3.8748 | 89.1955 | 0.069467 | -0.060713 | -0.13757 | 0.069467 | 0.066779 | 6.6307 | 6.2265 | -6.0771 | 6.6307 | 5.8222 | 4.7595 | 3.8184 | -4.7432 | 4.7595 | 4.2088 | 0.18211 | 2.7733 | 0.69958 | 3.8748 | 89.1955 | 0.069467 | -0.060713 | -0.13757 | 0.069467 | 0.066779 | 6.6307 | 6.2265 | -6.0771 | 6.6307 | 5.8222 | 4.7595 | 3.8184 | -4.7432 | 4.7595 | 4.2088
263 | 0.35 | 0.21 | South/Central | CA | Los.Angeles.Intl.AP.722950 | 3 | 13764852 | 15.3996 | 3.8199 | 21.4263 | 15.3087 | 6.1175 | 490.67 | 0.2319 | 35.52 | -0.57986 | 0.81176 | 24.7746 | -0.48293 | 33.3 | -1.4428 | 0.95989 | 19.6068 | -0.90498 | -34.26 | -0.31589 | -0.58909 | -27.4057 | 0.2319 | 35.52 | -0.57986 | 0.81176 | 24.7746 | 0.21714 | 31.08 | -0.48907 | 0.70621 | 21.7503 | 0.18211 | 2.8045 | 0.69565 | 3.902 | 89.3576 | 0.042232 | -0.087948 | -0.16481 | 0.042232 | 0.039544 | 6.4687 | 6.0644 | -6.2392 | 6.4687 | 5.6601 | 4.5118 | 3.5707 | -4.9909 | 4.5118 | 3.961 | 0.18211 | 2.8045 | 0.69565 | 3.902 | 89.3576 | 0.042232 | -0.087948 | -0.16481 | 0.042232 | 0.039544 | 6.4687 | 6.0644 | -6.2392 | 6.4687 | 5.6601 | 4.5118 | 3.5707 | -4.9909 | 4.5118 | 3.961
264 | 0.36 | 0.21 | South/Central | CA | Los.Angeles.Intl.AP.722950 | 3 | 13764852 | 15.5792 | 3.7984 | 21.5843 | 15.4873 | 6.097 | 491.66 | 0.073884 | 34.53 | -0.7584 | 0.83229 | 23.304 | -0.64094 | 32.31 | -1.6214 | 0.98041 | 18.1362 | -1.063 | -35.25 | -0.49443 | -0.56856 | -28.8763 | 0.073884 | 34.53 | -0.7584 | 0.83229 | 23.304 | 0.059124 | 30.09 | -0.66761 | 0.72674 | 20.2797 | 0.18211 | 2.8372 | 0.69173 | 3.9308 | 89.5379 | 0.013455 | -0.11672 | -0.19359 | 0.013455 | 0.010767 | 6.2884 | 5.8841 | -6.4195 | 6.2884 | 5.4798 | 4.244 | 3.3028 | -5.2588 | 4.244 | 3.6932 | 0.18211 | 2.8372 | 0.69173 | 3.9308 | 89.5379 | 0.013455 | -0.11672 | -0.19359 | 0.013455 | 0.010767 | 6.2884 | 5.8841 | -6.4195 | 6.2884 | 5.4798 | 4.244 | 3.3028 | -5.2588 | 4.244 | 3.6932
265 | 0.37 | 0.21 | South/Central | CA | Los.Angeles.Intl.AP.722950 | 3 | 13764852 | 15.7488 | 3.7684 | 21.714 | 15.6559 | 6.0581 | 491.57 | -0.055852 | 34.62 | -0.92703 | 0.87117 | 22.6886 | -0.77068 | 32.4 | -1.79 | 1.0193 | 17.5207 | -1.1927 | -35.16 | -0.66305 | -0.52968 | -29.4917 | -0.055852 | 34.62 | -0.92703 | 0.87117 | 22.6886 | -0.070611 | 30.18 | -0.83624 | 0.76562 | 19.6642 | 0.18211 | 2.8681 | 0.68628 | 3.9544 | 89.5215 | -0.010171 | -0.14035 | -0.21721 | -0.010171 | -0.012859 | 6.3048 | 5.9005 | -6.4031 | 6.3048 | 5.4962 | 4.1319 | 3.1908 | -5.3708 | 4.1319 | 3.5811 | 0.18211 | 2.8681 | 0.68628 | 3.9544 | 89.5215 | -0.010171 | -0.14035 | -0.21721 | -0.010171 | -0.012859 | 6.3048 | 5.9005 | -6.4031 | 6.3048 | 5.4962 | 4.1319 | 3.1908 | -5.3708 | 4.1319 | 3.5811
266 | 0.38 | 0.21 | South/Central | CA | Los.Angeles.Intl.AP.722950 | 3 | 13764852 | 15.9283 | 3.7468 | 21.872 | 15.8344 | 6.0375 | 492.56 | -0.21381 | 33.63 | -1.1056 | 0.89176 | 21.2204 | -0.92863 | 31.41 | -1.9685 | 1.0399 | 16.0526 | -1.3507 | -36.15 | -0.8416 | -0.50909 | -30.9599 | -0.21381 | 33.63 | -1.1056 | 0.89176 | 21.2204 | -0.22857 | 29.19 | -1.0148 | 0.78621 | 18.1961 | 0.18211 | 2.9008 | 0.68235 | 3.9832 | 89.7018 | -0.038937 | -0.16912 | -0.24598 | -0.038937 | -0.041625 | 6.1245 | 5.7202 | -6.5834 | 6.1245 | 5.3159 | 3.8645 | 2.9234 | -5.6382 | 3.8645 | 3.3137 | 0.18211 | 2.9008 | 0.68235 | 3.9832 | 89.7018 | -0.038937 | -0.16912 | -0.24598 | -0.038937 | -0.041625 | 6.1245 | 5.7202 | -6.5834 | 6.1245 | 5.3159 | 3.8645 | 2.9234 | -5.6382 | 3.8645 | 3.3137
267 | 0.39 | 0.21 | South/Central | CA | Los.Angeles.Intl.AP.722950 | 3 | 13764852 | 16.0994 | 3.7253 | 22.0216 | 16.0046 | 6.017 | 493.44 | -0.36339 | 32.75 | -1.2757 | 0.91232 | 19.8586 | -1.0782 | 30.53 | -2.1387 | 1.0604 | 14.6908 | -1.5003 | -37.03 | -1.0117 | -0.48853 | -32.3217 | -0.36339 | 32.75 | -1.2757 | 0.91232 | 19.8586 | -0.37815 | 28.31 | -1.1849 | 0.80677 | 16.8343 | 0.18211 | 2.9319 | 0.67843 | 4.0104 | 89.862 | -0.066178 | -0.19636 | -0.27322 | -0.066178 | -0.068866 | 5.9642 | 5.5599 | -6.7437 | 5.9642 | 5.1556 | 3.6165 | 2.6754 | -5.8862 | 3.6165 | 3.0657 | 0.18211 | 2.9319 | 0.67843 | 4.0104 | 89.862 | -0.066178 | -0.19636 | -0.27322 | -0.066178 | -0.068866 | 5.9642 | 5.5599 | -6.7437 | 5.9642 | 5.1556 | 3.6165 | 2.6754 | -5.8862 | 3.6165 | 3.0657
268 | 0.4 | 0.21 | South/Central | CA | Los.Angeles.Intl.AP.722950 | 3 | 13764852 | 16.2689 | 3.6969 | 22.1627 | 16.1732 | 5.9895 | 493.96 | -0.50452 | 32.23 | -1.4443 | 0.93981 | 18.7911 | -1.2194 | 30.01 | -2.3073 | 1.0879 | 13.6232 | -1.6414 | -37.55 | -1.1804 | -0.46104 | -33.3893 | -0.50452 | 32.23 | -1.4443 | 0.93981 | 18.7911 | -0.51928 | 27.79 | -1.3535 | 0.83426 | 15.7667 | 0.18211 | 2.9628 | 0.67325 | 4.0361 | 89.9567 | -0.091881 | -0.22206 | -0.29892 | -0.091881 | -0.094569 | 5.8695 | 5.4652 | -6.8384 | 5.8695 | 5.0609 | 3.4221 | 2.481 | -6.0806 | 3.4221 | 2.8713 | 0.18211 | 2.9628 | 0.67325 | 4.0361 | 89.9567 | -0.091881 | -0.22206 | -0.29892 | -0.091881 | -0.094569 | 5.8695 | 5.4652 | -6.8384 | 5.8695 | 5.0609 | 3.4221 | 2.481 | -6.0806 | 3.4221 | 2.8713
Double | Double | Double | South/Central | CA | Los.Angeles.Intl.AP.722950 | 3 | 13764852 | 15.4098 | 7.2781 | 26.2834 | 15.3194 | 10.964 | 742.66 | -4.6253 | -216.47 | -0.59058 | -4.0347 | -167.5747 | -5.3401 | -218.69 | -1.4535 | -3.8866 | -172.7426 | -5.7622 | -286.25 | -0.32661 | -5.4356 | -219.755 | -4.6253 | -216.47 | -0.59058 | -4.0347 | -167.5747 | -4.64 | -220.91 | -0.49979 | -4.1403 | -170.5991 | 0.18211 | 2.8063 | 1.3254 | 4.7866 | 135.2484 | -0.84233 | -0.97251 | -1.0494 | -0.84233 | -0.84501 | -39.4221 | -39.8264 | -52.13 | -39.4221 | -40.2307 | -30.5176 | -31.4587 | -40.0203 | -30.5176 | -31.0684 | 0.18211 | 2.8063 | 1.3254 | 4.7866 | 135.2484 | -0.84233 | -0.97251 | -1.0494 | -0.84233 | -0.84501 | -39.4221 | -39.8264 | -52.13 | -39.4221 | -40.2307 | -30.5176 | -31.4587 | -40.0203 | -30.5176 | -31.0684
Single | Single | Single | South/Central | CA | Los.Angeles.Intl.AP.722950 | 3 | 13764852 | 20.7602 | 8.8623 | 34.1378 | 20.6406 | 13.4972 | 935.56 | -12.4796 | -409.37 | -5.9117 | -6.5679 | -336.1326 | -13.1944 | -411.59 | -6.7747 | -6.4198 | -341.3005 | -13.6165 | -479.15 | -5.6478 | -7.9687 | -388.3129 | -12.4796 | -409.37 | -5.9117 | -6.5679 | -336.1326 | -12.4944 | -413.81 | -5.8209 | -6.6734 | -339.157 | 0.18211 | 3.7807 | 1.6139 | 6.2169 | 170.378 | -2.2727 | -2.4029 | -2.4797 | -2.2727 | -2.2754 | -74.5518 | -74.9561 | -87.2596 | -74.5518 | -75.3604 | -61.2143 | -62.1554 | -70.717 | -61.2143 | -61.765 | 0.18211 | 3.7807 | 1.6139 | 6.2169 | 170.378 | -2.2727 | -2.4029 | -2.4797 | -2.2727 | -2.2754 | -74.5518 | -74.9561 | -87.2596 | -74.5518 | -75.3604 | -61.2143 | -62.1554 | -70.717 | -61.2143 | -61.765
1 | 0.35 | 0.47 | South/Central | TX | Lubbock.Intl.AP.722670 | 3 | 1094700 | 55.5152 | 12.0792 | 73.8043 | 55.4233 | 18.3809 | 985.69 | 1.2682 | -70.83 | 4.1613 | -2.893 | -61.4906 | -0.84078 | -84.23 | 2.0557 | -2.8965 | -88.5697 | 0.338 | -119.16 | 4.79 | -4.4519 | -115.2722 | 1.2682 | -70.83 | 4.1613 | -2.893 | -61.4906 | 1.4281 | -73.08 | 4.4407 | -3.0126 | -62.6562 | 0.014483 | 0.80404 | 0.17495 | 1.0689 | 14.276 | 0.018368 | -0.012177 | 0.0048954 | 0.018368 | 0.020683 | -1.0258 | -1.2199 | -1.7258 | -1.0258 | -1.0584 | -0.89058 | -1.2828 | -1.6695 | -0.89058 | -0.90746 | 0.014483 | 0.80404 | 0.17495 | 1.0689 | 14.276 | 0.018368 | -0.012177 | 0.0048954 | 0.018368 | 0.020683 | -1.0258 | -1.2199 | -1.7258 | -1.0258 | -1.0584 | -0.89058 | -1.2828 | -1.6695 | -0.89058 | -0.90746
2 | 0.35 | 0.42 | South/Central | TX | Lubbock.Intl.AP.722670 | 3 | 1094700 | 56.6847 | 11.3792 | 74.0338 | 56.5909 | 17.4429 | 961.61 | 1.0387 | -46.75 | 2.9937 | -1.955 | -39.2279 | -1.0703 | -60.15 | 0.88814 | -1.9584 | -66.307 | 0.10849 | -95.08 | 3.6224 | -3.5139 | -93.0095 | 1.0387 | -46.75 | 2.9937 | -1.955 | -39.2279 | 1.1986 | -49 | 3.2731 | -2.0745 | -40.3935 | 0.014483 | 0.82098 | 0.16481 | 1.0722 | 13.9272 | 0.015044 | -0.015501 | 0.0015714 | 0.015044 | 0.017359 | -0.67709 | -0.87117 | -1.3771 | -0.67709 | -0.70968 | -0.56815 | -0.96034 | -1.3471 | -0.56815 | -0.58503 | 0.014483 | 0.82098 | 0.16481 | 1.0722 | 13.9272 | 0.015044 | -0.015501 | 0.0015714 | 0.015044 | 0.017359 | -0.67709 | -0.87117 | -1.3771 | -0.67709 | -0.70968 | -0.56815 | -0.96034 | -1.3471 | -0.56815 | -0.58503
3 | 0.35 | 0.37 | South/Central | TX | Lubbock.Intl.AP.722670 | 3 | 1094700 | 57.8541 | 10.7692 | 74.3833 | 57.7584 | 16.6248 | 941.52 | 0.68924 | -26.66 | 1.8262 | -1.1369 | -21.7229 | -1.4198 | -40.06 | -0.27941 | -1.1403 | -48.802 | -0.24098 | -74.99 | 2.4549 | -2.6958 | -75.5045 | 0.68924 | -26.66 | 1.8262 | -1.1369 | -21.7229 | 0.84911 | -28.91 | 2.1056 | -1.2565 | -22.8885 | 0.014483 | 0.83791 | 0.15597 | 1.0773 | 13.6363 | 0.0099824 | -0.020563 | -0.0034901 | 0.0099824 | 0.012298 | -0.38612 | -0.5802 | -1.0861 | -0.38612 | -0.41871 | -0.31462 | -0.70681 | -1.0935 | -0.31462 | -0.3315 | 0.014483 | 0.83791 | 0.15597 | 1.0773 | 13.6363 | 0.0099824 | -0.020563 | -0.0034901 | 0.0099824 | 0.012298 | -0.38612 | -0.5802 | -1.0861 | -0.38612 | -0.41871 | -0.31462 | -0.70681 | -1.0935 | -0.31462 | -0.3315
4 | 0.35 | 0.32 | South/Central | TX | Lubbock.Intl.AP.722670 | 3 | 1094700 | 59.1336 | 10.1692 | 74.8527 | 59.0358 | 15.817 | 922.45 | 0.21977 | -7.59 | 0.54885 | -0.32908 | -6.0281 | -1.8892 | -20.99 | -1.5567 | -0.3325 | -33.1072 | -0.71044 | -55.92 | 1.1775 | -1.888 | -59.8097 | 0.21977 | -7.59 | 0.54885 | -0.32908 | -6.0281 | 0.37964 | -9.84 | 0.82826 | -0.44862 | -7.1937 | 0.014483 | 0.85645 | 0.14728 | 1.0841 | 13.3601 | 0.003183 | -0.027362 | -0.010289 | 0.003183 | 0.0054985 | -0.10993 | -0.304 | -0.8099 | -0.10993 | -0.14252 | -0.087307 | -0.4795 | -0.86624 | -0.087307 | -0.10419 | 0.014483 | 0.85645 | 0.14728 | 1.0841 | 13.3601 | 0.003183 | -0.027362 | -0.010289 | 0.003183 | 0.0054985 | -0.10993 | -0.304 | -0.8099 | -0.10993 | -0.14252 | -0.087307 | -0.4795 | -0.86624 | -0.087307 | -0.10419
5 | 0.35 | 0.27 | South/Central | TX | Lubbock.Intl.AP.722670 | 3 | 1094700 | 60.0132 | 9.7992 | 75.2024 | 59.9139 | 15.2885 | 910.26 | -0.12987 | 4.6 | -0.32931 | 0.19944 | 3.696 | -2.2389 | -8.8 | -2.4349 | 0.19602 | -23.3831 | -1.0601 | -43.73 | 0.29938 | -1.3595 | -50.0855 | -0.12987 | 4.6 | -0.32931 | 0.19944 | 3.696 | 0.030007 | 2.35 | -0.049895 | 0.079902 | 2.5305 | 0.014483 | 0.86918 | 0.14192 | 1.0892 | 13.1835 | -0.0018809 | -0.032426 | -0.015353 | -0.0018809 | 0.0004346 | 0.066623 | -0.12745 | -0.63335 | 0.066623 | 0.034036 | 0.053531 | -0.33866 | -0.7254 | 0.053531 | 0.036649 | 0.014483 | 0.86918 | 0.14192 | 1.0892 | 13.1835 | -0.0018809 | -0.032426 | -0.015353 | -0.0018809 | 0.0004346 | 0.066623 | -0.12745 | -0.63335 | 0.066623 | 0.034036 | 0.053531 | -0.33866 | -0.7254 | 0.053531 | 0.036649
6 | 0.35 | 0.23 | South/Central | TX | Lubbock.Intl.AP.722670 | 3 | 1094700 | 60.5429 | 9.6292 | 75.4621 | 60.4428 | 15.0193 | 904.55 | -0.38962 | 10.31 | -0.8582 | 0.46858 | 7.6021 | -2.4986 | -3.09 | -2.9638 | 0.46516 | -19.4769 | -1.3198 | -38.02 | -0.22951 | -1.0903 | -46.1794 | -0.38962 | 10.31 | -0.8582 | 0.46858 | 7.6021 | -0.22975 | 8.06 | -0.57879 | 0.34904 | 6.4366 | 0.014483 | 0.87686 | 0.13946 | 1.0929 | 13.1008 | -0.005643 | -0.036188 | -0.019115 | -0.005643 | -0.0033275 | 0.14932 | -0.044753 | -0.55065 | 0.14932 | 0.11673 | 0.1101 | -0.28209 | -0.66883 | 0.1101 | 0.093223 | 0.014483 | 0.87686 | 0.13946 | 1.0929 | 13.1008 | -0.005643 | -0.036188 | -0.019115 | -0.005643 | -0.0033275 | 0.14932 | -0.044753 | -0.55065 | 0.14932 | 0.11673 | 0.1101 | -0.28209 | -0.66883 | 0.1101 | 0.093223
7 | 0.35 | 0.19 | South/Central | TX | Lubbock.Intl.AP.722670 | 3 | 1094700 | 61.7824 | 9.1092 | 75.9916 | 61.6802 | 14.3114 | 888.6 | -0.91908 | 26.26 | -2.0956 | 1.1765 | 19.8454 | -3.0281 | 12.86 | -4.2012 | 1.1731 | -7.2337 | -1.8493 | -22.07 | -1.4669 | -0.38238 | -33.9362 | -0.91908 | 26.26 | -2.0956 | 1.1765 | 19.8454 | -0.75921 | 24.01 | -1.8162 | 1.057 | 18.6798 | 0.014483 | 0.89481 | 0.13193 | 1.1006 | 12.8698 | -0.013311 | -0.043856 | -0.026784 | -0.013311 | -0.010996 | 0.38033 | 0.18625 | -0.31964 | 0.38033 | 0.34774 | 0.28743 | -0.10477 | -0.49151 | 0.28743 | 0.27054 | 0.014483 | 0.89481 | 0.13193 | 1.1006 | 12.8698 | -0.013311 | -0.043856 | -0.026784 | -0.013311 | -0.010996 | 0.38033 | 0.18625 | -0.31964 | 0.38033 | 0.34774 | 0.28743 | -0.10477 | -0.49151 | 0.28743 | 0.27054
8 | 0.35 | 0.17 | South/Central | TX | Lubbock.Intl.AP.722670 | 3 | 1094700 | 62.4421 | 8.8592 | 76.3013 | 62.3388 | 13.9625 | 881.05 | -1.2288 | 33.81 | -2.7542 | 1.5254 | 25.2555 | -3.3378 | 20.41 | -4.8598 | 1.522 | -1.8236 | -2.159 | -14.52 | -2.1255 | -0.033465 | -28.5261 | -1.2288 | 33.81 | -2.7542 | 1.5254 | 25.2555 | -1.0689 | 31.56 | -2.4748 | 1.4059 | 24.0899 | 0.014483 | 0.90436 | 0.12831 | 1.1051 | 12.7605 | -0.017797 | -0.048342 | -0.031269 | -0.017797 | -0.015481 | 0.48968 | 0.2956 | -0.2103 | 0.48968 | 0.45709 | 0.36578 | -0.026412 | -0.41315 | 0.36578 | 0.3489 | 0.014483 | 0.90436 | 0.12831 | 1.1051 | 12.7605 | -0.017797 | -0.048342 | -0.031269 | -0.017797 | -0.015481 | 0.48968 | 0.2956 | -0.2103 | 0.48968 | 0.45709 | 0.36578 | -0.026412 | -0.41315 | 0.36578 | 0.3489
9 | 0.33 | 0.47 | South/Central | TX | Lubbock.Intl.AP.722670 | 3 | 1094700 | 54.6956 | 12.0992 | 72.9947 | 54.6051 | 18.3896 | 980.79 | 2.0778 | -65.93 | 4.9795 | -2.9017 | -51.3644 | -0.03119 | -79.33 | 2.874 | -2.9052 | -78.4434 | 1.1476 | -114.26 | 5.6082 | -4.4606 | -105.1459 | 2.0778 | -65.93 | 4.9795 | -2.9017 | -51.3644 | 2.2377 | -68.18 | 5.259 | -3.0213 | -52.5299 | 0.014483 | 0.79217 | 0.17524 | 1.0572 | 14.205 | 0.030093 | -0.00045173 | 0.016621 | 0.030093 | 0.032409 | -0.95488 | -1.149 | -1.6549 | -0.95488 | -0.98747 | -0.74392 | -1.1361 | -1.5229 | -0.74392 | -0.7608 | 0.014483 | 0.79217 | 0.17524 | 1.0572 | 14.205 | 0.030093 | -0.00045173 | 0.016621 | 0.030093 | 0.032409 | -0.95488 | -1.149 | -1.6549 | -0.95488 | -0.98747 | -0.74392 | -1.1361 | -1.5229 | -0.74392 | -0.7608
10 | 0.33 | 0.42 | South/Central | TX | Lubbock.Intl.AP.722670 | 3 | 1094700 | 55.8551 | 11.3992 | 73.2142 | 55.7626 | 17.4516 | 956.67 | 1.8583 | -41.81 | 3.822 | -1.9637 | -28.9731 | -0.2507 | -55.21 | 1.7164 | -1.9671 | -56.0522 | 0.92808 | -90.14 | 4.4507 | -3.5226 | -82.7547 | 1.8583 | -41.81 | 3.822 | -1.9637 | -28.9731 | 2.0182 | -44.06 | 4.1014 | -2.0832 | -30.1387 | 0.014483 | 0.80896 | 0.1651 | 1.0604 | 13.8557 | 0.026914 | -0.0036309 | 0.013442 | 0.026914 | 0.02923 | -0.60554 | -0.79962 | -1.3055 | -0.60554 | -0.63813 | -0.41962 | -0.81182 | -1.1986 | -0.41962 | -0.43651 | 0.014483 | 0.80896 | 0.1651 | 1.0604 | 13.8557 | 0.026914 | -0.0036309 | 0.013442 | 0.026914 | 0.02923 | -0.60554 | -0.79962 | -1.3055 | -0.60554 | -0.63813 | -0.41962 | -0.81182 | -1.1986 | -0.41962 | -0.43651
11 | 0.33 | 0.37 | South/Central | TX | Lubbock.Intl.AP.722670 | 3 | 1094700 | 57.0145 | 10.7892 | 73.5537 | 56.9202 | 16.6335 | 936.51 | 1.5188 | -21.65 | 2.6644 | -1.1456 | -11.3395 | -0.59017 | -35.05 | 0.55883 | -1.149 | -38.4186 | 0.58862 | -69.98 | 3.2931 | -2.7045 | -65.1211 | 1.5188 | -21.65 | 2.6644 | -1.1456 | -11.3395 | 1.6787 | -23.9 | 2.9438 | -1.2651 | -12.5051 | 0.014483 | 0.82575 | 0.15626 | 1.0653 | 13.5637 | 0.021998 | -0.0085475 | 0.0085251 | 0.021998 | 0.024313 | -0.31356 | -0.50764 | -1.0135 | -0.31356 | -0.34615 | -0.16423 | -0.55643 | -0.94316 | -0.16423 | -0.18111 | 0.014483 | 0.82575 | 0.15626 | 1.0653 | 13.5637 | 0.021998 | -0.0085475 | 0.0085251 | 0.021998 | 0.024313 | -0.31356 | -0.50764 | -1.0135 | -0.31356 | -0.34615 | -0.16423 | -0.55643 | -0.94316 | -0.16423 | -0.18111
12 | 0.33 | 0.32 | South/Central | TX | Lubbock.Intl.AP.722670 | 3 | 1094700 | 58.304 | 10.1792 | 74.0131 | 58.2075 | 15.8056 | 916.85 | 1.0594 | -1.99 | 1.3771 | -0.31775 | 5.0199 | -1.0496 | -15.39 | -0.72847 | -0.32117 | -22.0592 | 0.12915 | -50.32 | 2.0058 | -1.8766 | -48.7617 | 1.0594 | -1.99 | 1.3771 | -0.31775 | 5.0199 | 1.2192 | -4.24 | 1.6565 | -0.43729 | 3.8543 | 0.014483 | 0.84443 | 0.14743 | 1.0719 | 13.279 | 0.015343 | -0.015202 | 0.0018705 | 0.015343 | 0.017658 | -0.028822 | -0.2229 | -0.7288 | -0.028822 | -0.061409 | 0.072704 | -0.31949 | -0.70623 | 0.072704 | 0.055823 | 0.014483 | 0.84443 | 0.14743 | 1.0719 | 13.279 | 0.015343 | -0.015202 | 0.0018705 | 0.015343 | 0.017658 | -0.028822 | -0.2229 | -0.7288 | -0.028822 | -0.061409 | 0.072704 | -0.31949 | -0.70623 | 0.072704 | 0.055823
13 | 0.33 | 0.27 | South/Central | TX | Lubbock.Intl.AP.722670 | 3 | 1094700 | 59.1736 | 9.8192 | 74.3628 | 59.0757 | 15.2871 | 904.93 | 0.70974 | 9.93 | 0.50893 | 0.20082 | 14.4768 | -1.3992 | -3.47 | -1.5966 | 0.19739 | -12.6023 | -0.22047 | -38.4 | 1.1376 | -1.3581 | -39.3048 | 0.70974 | 9.93 | 0.50893 | 0.20082 | 14.4768 | 0.86962 | 7.68 | 0.78834 | 0.081274 | 13.3112 | 0.014483 | 0.85702 | 0.14221 | 1.077 | 13.1063 | 0.010279 | -0.020266 | -0.0031931 | 0.010279 | 0.012595 | 0.14382 | -0.050257 | -0.55616 | 0.14382 | 0.11123 | 0.20967 | -0.18252 | -0.56926 | 0.20967 | 0.19279 | 0.014483 | 0.85702 | 0.14221 | 1.077 | 13.1063 | 0.010279 | -0.020266 | -0.0031931 | 0.010279 | 0.012595 | 0.14382 | -0.050257 | -0.55616 | 0.14382 | 0.11123 | 0.20967 | -0.18252 | -0.56926 | 0.20967 | 0.19279
14 | 0.33 | 0.23 | South/Central | TX | Lubbock.Intl.AP.722670 | 3 | 1094700 | 59.7033 | 9.6392 | 74.6225 | 59.6046 | 15.0179 | 899.22 | 0.45001 | 15.64 | -0.019962 | 0.46997 | 18.3837 | -1.659 | 2.24 | -2.1255 | 0.46655 | -8.6954 | -0.4802 | -32.69 | 0.60873 | -1.0889 | -35.3979 | 0.45001 | 15.64 | -0.019962 | 0.46997 | 18.3837 | 0.60988 | 13.39 | 0.25945 | 0.35043 | 17.2181 | 0.014483 | 0.8647 | 0.13961 | 1.0808 | 13.0236 | 0.0065176 | -0.024027 | -0.0069549 | 0.0065176 | 0.0088331 | 0.22652 | 0.032442 | -0.47346 | 0.22652 | 0.19393 | 0.26626 | -0.12594 | -0.51268 | 0.26626 | 0.24937 | 0.014483 | 0.8647 | 0.13961 | 1.0808 | 13.0236 | 0.0065176 | -0.024027 | -0.0069549 | 0.0065176 | 0.0088331 | 0.22652 | 0.032442 | -0.47346 | 0.22652 | 0.19393 | 0.26626 | -0.12594 | -0.51268 | 0.26626 | 0.24937
15 | 0.33 | 0.19 | South/Central | TX | Lubbock.Intl.AP.722670 | 3 | 1094700 | 60.9328 | 9.1192 | 75.132 | 60.832 | 14.3 | 882.87 | -0.059491 | 31.99 | -1.2474 | 1.1879 | 31.1504 | -2.1685 | 18.59 | -3.353 | 1.1845 | 4.0713 | -0.9897 | -16.34 | -0.6187 | -0.371 | -22.6311 | -0.059491 | 31.99 | -1.2474 | 1.1879 | 31.1504 | 0.10038 | 29.74 | -0.96797 | 1.0684 | 29.9849 | 0.014483 | 0.8825 | 0.13208 | 1.0882 | 12.7868 | -0.00086162 | -0.031407 | -0.014334 | -0.00086162 | 0.0014539 | 0.46332 | 0.26924 | -0.23666 | 0.46332 | 0.43073 | 0.45116 | 0.058966 | -0.32777 | 0.45116 | 0.43428 | 0.014483 | 0.8825 | 0.13208 | 1.0882 | 12.7868 | -0.00086162 | -0.031407 | -0.014334 | -0.00086162 | 0.0014539 | 0.46332 | 0.26924 | -0.23666 | 0.46332 | 0.43073 | 0.45116 | 0.058966 | -0.32777 | 0.45116 | 0.43428
16 | 0.33 | 0.17 | South/Central | TX | Lubbock.Intl.AP.722670 | 3 | 1094700 | 61.5925 | 8.8592 | 75.4317 | 61.4906 | 13.9411 | 874.99 | -0.35922 | 39.87 | -1.906 | 1.5468 | 36.9563 | -2.4682 | 26.47 | -4.0116 | 1.5434 | 9.8772 | -1.2894 | -8.46 | -1.2773 | -0.012113 | -16.8253 | -0.35922 | 39.87 | -1.906 | 1.5468 | 36.9563 | -0.19934 | 37.62 | -1.6266 | 1.4272 | 35.7907 | 0.014483 | 0.89206 | 0.12831 | 1.0925 | 12.6727 | -0.0052026 | -0.035748 | -0.018675 | -0.0052026 | -0.0028871 | 0.57745 | 0.38337 | -0.12253 | 0.57745 | 0.54486 | 0.53525 | 0.14305 | -0.24368 | 0.53525 | 0.51837 | 0.014483 | 0.89206 | 0.12831 | 1.0925 | 12.6727 | -0.0052026 | -0.035748 | -0.018675 | -0.0052026 | -0.0028871 | 0.57745 | 0.38337 | -0.12253 | 0.57745 | 0.54486 | 0.53525 | 0.14305 | -0.24368 | 0.53525 | 0.51837
17 | 0.3 | 0.47 | South/Central | TX | Lubbock.Intl.AP.722670 | 3 | 1094700 | 53.4562 | 12.1492 | 71.7953 | 53.3677 | 18.4276 | 974.25 | 3.2772 | -59.39 | 6.2169 | -2.9397 | -37.0363 | 1.1682 | -72.79 | 4.1114 | -2.9431 | -64.1154 | 2.347 | -107.72 | 6.8456 | -4.4986 | -90.8179 | 3.2772 | -59.39 | 6.2169 | -2.9397 | -37.0363 | 3.4371 | -61.64 | 6.4964 | -3.0593 | -38.2019 | 0.014483 | 0.77422 | 0.17596 | 1.0398 | 14.1103 | 0.047465 | 0.01692 | 0.033992 | 0.047465 | 0.04978 | -0.86016 | -1.0542 | -1.5601 | -0.86016 | -0.89275 | -0.53641 | -0.9286 | -1.3153 | -0.53641 | -0.55329 | 0.014483 | 0.77422 | 0.17596 | 1.0398 | 14.1103 | 0.047465 | 0.01692 | 0.033992 | 0.047465 | 0.04978 | -0.86016 | -1.0542 | -1.5601 | -0.86016 | -0.89275 | -0.53641 | -0.9286 | -1.3153 | -0.53641 | -0.55329
18 | 0.3 | 0.42 | South/Central | TX | Lubbock.Intl.AP.722670 | 3 | 1094700 | 54.6156 | 11.4392 | 71.9948 | 54.5252 | 17.4695 | 949.46 | 3.0777 | -34.6 | 5.0594 | -1.9816 | -13.8511 | 0.96875 | -48 | 2.9538 | -1.9851 | -40.9302 | 2.1475 | -82.93 | 5.6881 | -3.5405 | -67.6327 | 3.0777 | -34.6 | 5.0594 | -1.9816 | -13.8511 | 3.2376 | -36.85 | 5.3388 | -2.1012 | -15.0167 | 0.014483 | 0.79101 | 0.16568 | 1.0427 | 13.7513 | 0.044576 | 0.014031 | 0.031103 | 0.044576 | 0.046891 | -0.50112 | -0.6952 | -1.2011 | -0.50112 | -0.53371 | -0.20061 | -0.5928 | -0.97954 | -0.20061 | -0.21749 | 0.014483 | 0.79101 | 0.16568 | 1.0427 | 13.7513 | 0.044576 | 0.014031 | 0.031103 | 0.044576 | 0.046891 | -0.50112 | -0.6952 | -1.2011 | -0.50112 | -0.53371 | -0.20061 | -0.5928 | -0.97954 | -0.20061 | -0.21749
19 | 0.3 | 0.37 | South/Central | TX | Lubbock.Intl.AP.722670 | 3 | 1094700 | 55.7651 | 10.8192 | 72.3143 | 55.6728 | 16.6415 | 928.91 | 2.7582 | -14.05 | 3.9118 | -1.1536 | 4.3059 | 0.64924 | -27.45 | 1.8062 | -1.157 | -22.7732 | 1.828 | -62.38 | 4.5405 | -2.7125 | -49.4756 | 2.7582 | -14.05 | 3.9118 | -1.1536 | 4.3059 | 2.9181 | -16.3 | 4.1912 | -1.2731 | 3.1404 | 0.014483 | 0.80766 | 0.1567 | 1.0473 | 13.4536 | 0.039948 | 0.0094031 | 0.026476 | 0.039948 | 0.042264 | -0.20349 | -0.39756 | -0.90346 | -0.20349 | -0.23608 | 0.062364 | -0.32983 | -0.71657 | 0.062364 | 0.045483 | 0.014483 | 0.80766 | 0.1567 | 1.0473 | 13.4536 | 0.039948 | 0.0094031 | 0.026476 | 0.039948 | 0.042264 | -0.20349 | -0.39756 | -0.90346 | -0.20349 | -0.23608 | 0.062364 | -0.32983 | -0.71657 | 0.062364 | 0.045483
20 | 0.3 | 0.32 | South/Central | TX | Lubbock.Intl.AP.722670 | 3 | 1094700 | 57.0346 | 10.2092 | 72.7537 | 56.9402 | 15.8136 | 909.1 | 2.3188 | 5.76 | 2.6444 | -0.32568 | 20.9224 | 0.20977 | -7.64 | 0.53887 | -0.3291 | -6.1567 | 1.3886 | -42.57 | 3.2731 | -1.8846 | -32.8591 | 2.3188 | 5.76 | 2.6444 | -0.32568 | 20.9224 | 2.4786 | 3.51 | 2.9239 | -0.44522 | 19.7569 | 0.014483 | 0.82605 | 0.14786 | 1.0537 | 13.1667 | 0.033583 | 0.0030381 | 0.020111 | 0.033583 | 0.035899 | 0.083423 | -0.11065 | -0.61655 | 0.083423 | 0.050836 | 0.30302 | -0.089168 | -0.47591 | 0.30302 | 0.28614 | 0.014483 | 0.82605 | 0.14786 | 1.0537 | 13.1667 | 0.033583 | 0.0030381 | 0.020111 | 0.033583 | 0.035899 | 0.083423 | -0.11065 | -0.61655 | 0.083423 | 0.050836 | 0.30302 | -0.089168 | -0.47591 | 0.30302 | 0.28614
21 | 0.3 | 0.27 | South/Central | TX | Lubbock.Intl.AP.722670 | 3 | 1094700 | 57.8942 | 9.8392 | 73.0834 | 57.7984 | 15.285 | 896.8 | 1.9891 | 18.06 | 1.7862 | 0.20289 | 30.9037 | -0.11986 | 4.66 | -0.31933 | 0.19946 | 3.8246 | 1.0589 | -30.27 | 2.4149 | -1.356 | -22.8779 | 1.9891 | 18.06 | 1.7862 | 0.20289 | 30.9037 | 2.149 | 15.81 | 2.0657 | 0.083344 | 29.7381 | 0.014483 | 0.8385 | 0.1425 | 1.0585 | 12.9886 | 0.028809 | -0.001736 | 0.015337 | 0.028809 | 0.031125 | 0.26157 | 0.067492 | -0.43841 | 0.26157 | 0.22898 | 0.44759 | 0.055393 | -0.33135 | 0.44759 | 0.4307 | 0.014483 | 0.8385 | 0.1425 | 1.0585 | 12.9886 | 0.028809 | -0.001736 | 0.015337 | 0.028809 | 0.031125 | 0.26157 | 0.067492 | -0.43841 | 0.26157 | 0.22898 | 0.44759 | 0.055393 | -0.33135 | 0.44759 | 0.4307
22 | 0.3 | 0.23 | South/Central | TX | Lubbock.Intl.AP.722670 | 3 | 1094700 | 58.414 | 9.6592 | 73.3231 | 58.3173 | 15.0059 | 890.69 | 1.7494 | 24.17 | 1.2673 | 0.48204 | 35.3349 | -0.35962 | 10.77 | -0.83824 | 0.47862 | 8.2559 | 0.81916 | -24.16 | 1.896 | -1.0769 | -18.4466 | 1.7494 | 24.17 | 1.2673 | 0.48204 | 35.3349 | 1.9092 | 21.92 | 1.5467 | 0.3625 | 34.1694 | 0.014483 | 0.84602 | 0.1399 | 1.062 | 12.9001 | 0.025337 | -0.0052085 | 0.011864 | 0.025337 | 0.027652 | 0.35006 | 0.15598 | -0.34991 | 0.35006 | 0.31747 | 0.51176 | 0.11957 | -0.26717 | 0.51176 | 0.49488 | 0.014483 | 0.84602 | 0.1399 | 1.062 | 12.9001 | 0.025337 | -0.0052085 | 0.011864 | 0.025337 | 0.027652 | 0.35006 | 0.15598 | -0.34991 | 0.35006 | 0.31747 | 0.51176 | 0.11957 | -0.26717 | 0.51176 | 0.49488
23 | 0.3 | 0.19 | South/Central | TX | Lubbock.Intl.AP.722670 | 3 | 1094700 | 59.6534 | 9.1292 | 73.8426 | 59.5547 | 14.2879 | 874.41 | 1.2299 | 40.45 | 0.029929 | 1.2 | 47.9749 | -0.87908 | 27.05 | -2.0756 | 1.1966 | 20.8958 | 0.29971 | -7.88 | 0.65862 | -0.35891 | -5.8067 | 1.2299 | 40.45 | 0.029929 | 1.2 | 47.9749 | 1.3898 | 38.2 | 0.30934 | 1.0804 | 46.8093 | 0.014483 | 0.86397 | 0.13222 | 1.0695 | 12.6643 | 0.017813 | -0.012732 | 0.0043407 | 0.017813 | 0.020129 | 0.58585 | 0.39177 | -0.11413 | 0.58585 | 0.55326 | 0.69483 | 0.30264 | -0.0841 | 0.69483 | 0.67795 | 0.014483 | 0.86397 | 0.13222 | 1.0695 | 12.6643 | 0.017813 | -0.012732 | 0.0043407 | 0.017813 | 0.020129 | 0.58585 | 0.39177 | -0.11413 | 0.58585 | 0.55326 | 0.69483 | 0.30264 | -0.0841 | 0.69483 | 0.67795
24 | 0.3 | 0.17 | South/Central | TX | Lubbock.Intl.AP.722670 | 3 | 1094700 | 60.3131 | 8.8692 | 74.1423 | 60.2133 | 13.929 | 866.53 | 0.93021 | 48.33 | -0.62869 | 1.5589 | 53.7816 | -1.1788 | 34.93 | -2.7343 | 1.5555 | 26.7025 | 0 | 0 | 0 | 0 | 0 | 0.93021 | 48.33 | -0.62869 | 1.5589 | 53.7816 | 1.0901 | 46.08 | -0.34927 | 1.4394 | 52.616 | 0.014483 | 0.87353 | 0.12845 | 1.0738 | 12.5502 | 0.013472 | -0.017073 | 0 | 0.013472 | 0.015788 | 0.69997 | 0.5059 | 0 | 0.69997 | 0.66739 | 0.77893 | 0.38674 | 0 | 0.77893 | 0.76205 | 0.014483 | 0.87353 | 0.12845 | 1.0738 | 12.5502 | 0.013472 | -0.017073 | 0 | 0.013472 | 0.015788 | 0.69997 | 0.5059 | 0 | 0.69997 | 0.66739 | 0.77893 | 0.38674 | 0 | 0.77893 | 0.76205
25 | 0.28 | 0.47 | South/Central | TX | Lubbock.Intl.AP.722670 | 3 | 1094700 | 52.8465 | 12.0292 | 71.0156 | 52.7589 | 18.2566 | 964.69 | 4.0569 | -49.83 | 6.8257 | -2.7687 | -22.4665 | 1.9479 | -63.23 | 4.7201 | -2.7722 | -49.5456 | 3.1267 | -98.16 | 7.4544 | -4.3276 | -76.2481 | 4.0569 | -49.83 | 6.8257 | -2.7687 | -22.4665 | 4.2168 | -52.08 | 7.1051 | -2.8883 | -23.6321 | 0.014483 | 0.76539 | 0.17422 | 1.0285 | 13.9718 | 0.058757 | 0.028212 | 0.045285 | 0.058757 | 0.061073 | -0.7217 | -0.91577 | -1.4217 | -0.7217 | -0.75429 | -0.32539 | -0.71758 | -1.1043 | -0.32539 | -0.34227 | 0.014483 | 0.76539 | 0.17422 | 1.0285 | 13.9718 | 0.058757 | 0.028212 | 0.045285 | 0.058757 | 0.061073 | -0.7217 | -0.91577 | -1.4217 | -0.7217 | -0.75429 | -0.32539 | -0.71758 | -1.1043 | -0.32539 | -0.34227
26 | 0.28 | 0.42 | South/Central | TX | Lubbock.Intl.AP.722670 | 3 | 1094700 | 53.8161 | 11.4392 | 71.1752 | 53.7269 | 17.4483 | 943.69 | 3.8973 | -28.83 | 5.8577 | -1.9604 | -2.7919 | 1.7883 | -42.23 | 3.7521 | -1.9638 | -29.871 | 2.9671 | -77.16 | 6.4864 | -3.5193 | -56.5735 | 3.8973 | -28.83 | 5.8577 | -1.9604 | -2.7919 | 4.0572 | -31.08 | 6.1371 | -2.0799 | -3.9575 | 0.014483 | 0.77943 | 0.16568 | 1.0308 | 13.6677 | 0.056446 | 0.025901 | 0.042974 | 0.056446 | 0.058762 | -0.41755 | -0.61163 | -1.1175 | -0.41755 | -0.45014 | -0.040436 | -0.43263 | -0.81937 | -0.040436 | -0.057317 | 0.014483 | 0.77943 | 0.16568 | 1.0308 | 13.6677 | 0.056446 | 0.025901 | 0.042974 | 0.056446 | 0.058762 | -0.41755 | -0.61163 | -1.1175 | -0.41755 | -0.45014 | -0.040436 | -0.43263 | -0.81937 | -0.040436 | -0.057317
27 | 0.28 | 0.37 | South/Central | TX | Lubbock.Intl.AP.722670 | 3 | 1094700 | 54.7856 | 10.9092 | 71.4247 | 54.6949 | 16.7299 | 925.71 | 3.6478 | -10.85 | 4.8897 | -1.242 | 13.3138 | 1.5388 | -24.25 | 2.7842 | -1.2454 | -13.7653 | 2.7176 | -59.18 | 5.5184 | -2.8009 | -40.4678 | 3.6478 | -10.85 | 4.8897 | -1.242 | 13.3138 | 3.8076 | -13.1 | 5.1691 | -1.3615 | 12.1482 | 0.014483 | 0.79347 | 0.158 | 1.0345 | 13.4073 | 0.052832 | 0.022286 | 0.039359 | 0.052832 | 0.055147 | -0.15714 | -0.35122 | -0.85712 | -0.15714 | -0.18973 | 0.19283 | -0.19937 | -0.5861 | 0.19283 | 0.17595 | 0.014483 | 0.79347 | 0.158 | 1.0345 | 13.4073 | 0.052832 | 0.022286 | 0.039359 | 0.052832 | 0.055147 | -0.15714 | -0.35122 | -0.85712 | -0.15714 | -0.18973 | 0.19283 | -0.19937 | -0.5861 | 0.19283 | 0.17595
28 | 0.28 | 0.32 | South/Central | TX | Lubbock.Intl.AP.722670 | 3 | 1094700 | 55.9251 | 10.3592 | 71.8142 | 55.8325 | 15.9818 | 907.78 | 3.2583 | 7.08 | 3.7521 | -0.49386 | 28.4265 | 1.1493 | -6.32 | 1.6465 | -0.49728 | 1.3474 | 2.328 | -41.25 | 4.3808 | -2.0528 | -25.3551 | 3.2583 | 7.08 | 3.7521 | -0.49386 | 28.4265 | 3.4181 | 4.83 | 4.0315 | -0.6134 | 27.2609 | 0.014483 | 0.80998 | 0.15003 | 1.0401 | 13.1476 | 0.04719 | 0.016645 | 0.033718 | 0.04719 | 0.049506 | 0.10254 | -0.091534 | -0.59743 | 0.10254 | 0.069954 | 0.41171 | 0.019514 | -0.36722 | 0.41171 | 0.39483 | 0.014483 | 0.80998 | 0.15003 | 1.0401 | 13.1476 | 0.04719 | 0.016645 | 0.033718 | 0.04719 | 0.049506 | 0.10254 | -0.091534 | -0.59743 | 0.10254 | 0.069954 | 0.41171 | 0.019514 | -0.36722 | 0.41171 | 0.39483
29 | 0.28 | 0.27 | South/Central | TX | Lubbock.Intl.AP.722670 | 3 | 1094700 | 56.8147 | 9.9692 | 72.1539 | 56.7206 | 15.4332 | 894.97 | 2.9186 | 19.89 | 2.864 | 0.054666 | 38.8163 | 0.80965 | 6.49 | 0.75841 | 0.051246 | 11.7372 | 1.9884 | -28.44 | 3.4927 | -1.5042 | -14.9653 | 2.9186 | 19.89 | 2.864 | 0.054666 | 38.8163 | 3.0785 | 17.64 | 3.1434 | -0.064875 | 37.6507 | 0.014483 | 0.82286 | 0.14439 | 1.045 | 12.9621 | 0.042271 | 0.011726 | 0.028799 | 0.042271 | 0.044587 | 0.28807 | 0.093996 | -0.4119 | 0.28807 | 0.25548 | 0.56219 | 0.16999 | -0.21675 | 0.56219 | 0.5453 | 0.014483 | 0.82286 | 0.14439 | 1.045 | 12.9621 | 0.042271 | 0.011726 | 0.028799 | 0.042271 | 0.044587 | 0.28807 | 0.093996 | -0.4119 | 0.28807 | 0.25548 | 0.56219 | 0.16999 | -0.21675 | 0.56219 | 0.5453
30 | 0.28 | 0.23 | South/Central | TX | Lubbock.Intl.AP.722670 | 3 | 1094700 | 57.5444 | 9.6692 | 72.4535 | 57.4491 | 15.0044 | 885.16 | 2.619 | 29.7 | 2.1355 | 0.48345 | 46.5004 | 0.50997 | 16.3 | 0.029934 | 0.48003 | 19.4213 | 1.6888 | -18.63 | 2.7642 | -1.0754 | -7.2812 | 2.619 | 29.7 | 2.1355 | 0.48345 | 46.5004 | 2.7788 | 27.45 | 2.4149 | 0.36391 | 45.3349 | 0.014483 | 0.83343 | 0.14004 | 1.0494 | 12.82 | 0.037931 | 0.007386 | 0.024459 | 0.037931 | 0.040247 | 0.43015 | 0.23608 | -0.26982 | 0.43015 | 0.39756 | 0.67348 | 0.28128 | -0.10545 | 0.67348 | 0.6566 | 0.014483 | 0.83343 | 0.14004 | 1.0494 | 12.82 | 0.037931 | 0.007386 | 0.024459 | 0.037931 | 0.040247 | 0.43015 | 0.23608 | -0.26982 | 0.43015 | 0.39756 | 0.67348 | 0.28128 | -0.10545 | 0.67348 | 0.6566
31 | 0.28 | 0.19 | South/Central | TX | Lubbock.Intl.AP.722670 | 3 | 1094700 | 58.7738 | 9.1492 | 72.963 | 58.6765 | 14.2865 | 868.82 | 2.1095 | 46.04 | 0.90808 | 1.2014 | 59.268 | 0.00049201 | 32.64 | -1.1975 | 1.198 | 32.1889 | 1.1793 | -2.29 | 1.5368 | -0.3575 | 5.4865 | 2.1095 | 46.04 | 0.90808 | 1.2014 | 59.268 | 2.2694 | 43.79 | 1.1875 | 1.0819 | 58.1025 | 0.014483 | 0.85124 | 0.13251 | 1.0567 | 12.5833 | 0.030552 | 7.1258e-06 | 0.01708 | 0.030552 | 0.032868 | 0.66681 | 0.47273 | -0.033167 | 0.66681 | 0.63422 | 0.85839 | 0.4662 | 0.079462 | 0.85839 | 0.84151 | 0.014483 | 0.85124 | 0.13251 | 1.0567 | 12.5833 | 0.030552 | 7.1258e-06 | 0.01708 | 0.030552 | 0.032868 | 0.66681 | 0.47273 | -0.033167 | 0.66681 | 0.63422 | 0.85839 | 0.4662 | 0.079462 | 0.85839 | 0.84151
32 | 0.28 | 0.17 | South/Central | TX | Lubbock.Intl.AP.722670 | 3 | 1094700 | 59.4235 | 8.8892 | 73.2527 | 59.3252 | 13.9276 | 860.88 | 1.8198 | 53.98 | 0.25945 | 1.5603 | 65.2033 | -0.28921 | 40.58 | -1.8461 | 1.5569 | 38.1242 | 0.88957 | 5.65 | 0.88813 | 0.001435 | 11.4217 | 1.8198 | 53.98 | 0.25945 | 1.5603 | 65.2033 | 1.9797 | 51.73 | 0.53886 | 1.4408 | 64.0377 | 0.014483 | 0.86065 | 0.12874 | 1.0609 | 12.4683 | 0.026356 | -0.0041888 | 0.012884 | 0.026356 | 0.028672 | 0.7818 | 0.58773 | 0.08183 | 0.7818 | 0.74922 | 0.94435 | 0.55216 | 0.16542 | 0.94435 | 0.92747 | 0.014483 | 0.86065 | 0.12874 | 1.0609 | 12.4683 | 0.026356 | -0.0041888 | 0.012884 | 0.026356 | 0.028672 | 0.7818 | 0.58773 | 0.08183 | 0.7818 | 0.74922 | 0.94435 | 0.55216 | 0.16542 | 0.94435 | 0.92747
33 | 0.27 | 0.47 | South/Central | TX | Lubbock.Intl.AP.722670 | 3 | 1094700 | 52.4767 | 12.0192 | 70.6258 | 52.3897 | 18.2361 | 961.66 | 4.4467 | -46.8 | 7.1949 | -2.7482 | -16.9251 | 2.3377 | -60.2 | 5.0893 | -2.7516 | -44.0042 | 3.5165 | -95.13 | 7.8236 | -4.3071 | -70.7066 | 4.4467 | -46.8 | 7.1949 | -2.7482 | -16.9251 | 4.6066 | -49.05 | 7.4743 | -2.8677 | -18.0906 | 0.014483 | 0.76003 | 0.17408 | 1.0229 | 13.9279 | 0.064403 | 0.033858 | 0.050931 | 0.064403 | 0.066719 | -0.67782 | -0.87189 | -1.3778 | -0.67782 | -0.7104 | -0.24513 | -0.63732 | -1.0241 | -0.24513 | -0.26201 | 0.014483 | 0.76003 | 0.17408 | 1.0229 | 13.9279 | 0.064403 | 0.033858 | 0.050931 | 0.064403 | 0.066719 | -0.67782 | -0.87189 | -1.3778 | -0.67782 | -0.7104 | -0.24513 | -0.63732 | -1.0241 | -0.24513 | -0.26201
34 | 0.27 | 0.42 | South/Central | TX | Lubbock.Intl.AP.722670 | 3 | 1094700 | 53.4162 | 11.4392 | 70.7654 | 53.3277 | 17.4376 | 940.81 | 4.3071 | -25.95 | 6.2569 | -1.9497 | 2.7383 | 2.1982 | -39.35 | 4.1513 | -1.9531 | -24.3408 | 3.3769 | -74.28 | 6.8855 | -3.5086 | -51.0432 | 4.3071 | -25.95 | 6.2569 | -1.9497 | 2.7383 | 4.467 | -28.2 | 6.5363 | -2.0692 | 1.5728 | 0.014483 | 0.77364 | 0.16568 | 1.0249 | 13.626 | 0.062381 | 0.031836 | 0.048909 | 0.062381 | 0.064697 | -0.37584 | -0.56992 | -1.0758 | -0.37584 | -0.40843 | 0.03966 | -0.35253 | -0.73927 | 0.03966 | 0.022779 | 0.014483 | 0.77364 | 0.16568 | 1.0249 | 13.626 | 0.062381 | 0.031836 | 0.048909 | 0.062381 | 0.064697 | -0.37584 | -0.56992 | -1.0758 | -0.37584 | -0.40843 | 0.03966 | -0.35253 | -0.73927 | 0.03966 | 0.022779
35 | 0.27 | 0.37 | South/Central | TX | Lubbock.Intl.AP.722670 | 3 | 1094700 | 54.2259 | 11.0092 | 70.985 | 54.136 | 16.849 | 926.16 | 4.0875 | -11.3 | 5.4486 | -1.3611 | 15.7412 | 1.9785 | -24.7 | 3.343 | -1.3645 | -11.3379 | 3.1573 | -59.63 | 6.0772 | -2.92 | -38.0404 | 4.0875 | -11.3 | 5.4486 | -1.3611 | 15.7412 | 4.2474 | -13.55 | 5.728 | -1.4806 | 14.5756 | 0.014483 | 0.78537 | 0.15945 | 1.0281 | 13.4138 | 0.0592 | 0.028655 | 0.045728 | 0.0592 | 0.061516 | -0.16366 | -0.35774 | -0.86364 | -0.16366 | -0.19625 | 0.22798 | -0.16421 | -0.55095 | 0.22798 | 0.2111 | 0.014483 | 0.78537 | 0.15945 | 1.0281 | 13.4138 | 0.0592 | 0.028655 | 0.045728 | 0.0592 | 0.061516 | -0.16366 | -0.35774 | -0.86364 | -0.16366 | -0.19625 | 0.22798 | -0.16421 | -0.55095 | 0.22798 | 0.2111
36 | 0.27 | 0.32 | South/Central | TX | Lubbock.Intl.AP.722670 | 3 | 1094700 | 55.2654 | 10.5092 | 71.3345 | 55.1739 | 16.1607 | 909.61 | 3.738 | 5.25 | 4.4107 | -0.67277 | 29.7584 | 1.629 | -8.15 | 2.3052 | -0.67619 | 2.6793 | 2.8077 | -43.08 | 5.0394 | -2.2317 | -24.0232 | 3.738 | 5.25 | 4.4107 | -0.67277 | 29.7584 | 3.8978 | 3 | 4.6901 | -0.79232 | 28.5928 | 0.014483 | 0.80042 | 0.15221 | 1.0332 | 13.1741 | 0.054138 | 0.023593 | 0.040665 | 0.054138 | 0.056453 | 0.076037 | -0.11804 | -0.62394 | 0.076037 | 0.04345 | 0.431 | 0.038805 | -0.34793 | 0.431 | 0.41412 | 0.014483 | 0.80042 | 0.15221 | 1.0332 | 13.1741 | 0.054138 | 0.023593 | 0.040665 | 0.054138 | 0.056453 | 0.076037 | -0.11804 | -0.62394 | 0.076037 | 0.04345 | 0.431 | 0.038805 | -0.34793 | 0.431 | 0.41412
37 | 0.27 | 0.27 | South/Central | TX | Lubbock.Intl.AP.722670 | 3 | 1094700 | 56.245 | 10.0492 | 71.6742 | 56.1518 | 15.5223 | 894.35 | 3.3984 | 20.51 | 3.4328 | -0.034434 | 42.5611 | 1.2894 | 7.11 | 1.3272 | -0.037854 | 15.482 | 2.4681 | -27.82 | 4.0615 | -1.5933 | -11.2205 | 3.3984 | 20.51 | 3.4328 | -0.034434 | 42.5611 | 3.5582 | 18.26 | 3.7122 | -0.15397 | 41.3955 | 0.014483 | 0.81461 | 0.14554 | 1.0381 | 12.9531 | 0.049219 | 0.018674 | 0.035747 | 0.049219 | 0.051535 | 0.29705 | 0.10298 | -0.40292 | 0.29705 | 0.26446 | 0.61642 | 0.22423 | -0.16251 | 0.61642 | 0.59954 | 0.014483 | 0.81461 | 0.14554 | 1.0381 | 12.9531 | 0.049219 | 0.018674 | 0.035747 | 0.049219 | 0.051535 | 0.29705 | 0.10298 | -0.40292 | 0.29705 | 0.26446 | 0.61642 | 0.22423 | -0.16251 | 0.61642 | 0.59954
38 | 0.27 | 0.23 | South/Central | TX | Lubbock.Intl.AP.722670 | 3 | 1094700 | 57.1046 | 9.6792 | 72.0138 | 57.01 | 15.0038 | 882.37 | 3.0587 | 32.49 | 2.5746 | 0.48415 | 52.1466 | 0.94974 | 19.09 | 0.46901 | 0.48073 | 25.0675 | 2.1285 | -15.84 | 3.2033 | -1.0747 | -1.635 | 3.0587 | 32.49 | 2.5746 | 0.48415 | 52.1466 | 3.2186 | 30.24 | 2.854 | 0.36461 | 50.981 | 0.014483 | 0.82706 | 0.14019 | 1.043 | 12.7796 | 0.0443 | 0.013755 | 0.030828 | 0.0443 | 0.046616 | 0.47056 | 0.27648 | -0.22941 | 0.47056 | 0.43797 | 0.75525 | 0.36306 | -0.02368 | 0.75525 | 0.73837 | 0.014483 | 0.82706 | 0.14019 | 1.043 | 12.7796 | 0.0443 | 0.013755 | 0.030828 | 0.0443 | 0.046616 | 0.47056 | 0.27648 | -0.22941 | 0.47056 | 0.43797 | 0.75525 | 0.36306 | -0.02368 | 0.75525 | 0.73837
39 | 0.27 | 0.19 | South/Central | TX | Lubbock.Intl.AP.722670 | 3 | 1094700 | 58.3241 | 9.1592 | 72.5132 | 58.2275 | 14.2858 | 865.97 | 2.5593 | 48.89 | 1.3571 | 1.2021 | 65.0428 | 0.45027 | 35.49 | -0.74843 | 1.1987 | 37.9637 | 1.629 | 0.56 | 1.9858 | -0.35678 | 11.2612 | 2.5593 | 48.89 | 1.3571 | 1.2021 | 65.0428 | 2.7191 | 46.64 | 1.6366 | 1.0826 | 63.8772 | 0.014483 | 0.84472 | 0.13266 | 1.0502 | 12.542 | 0.037066 | 0.0065213 | 0.023594 | 0.037066 | 0.039382 | 0.70809 | 0.51401 | 0.0081106 | 0.70809 | 0.6755 | 0.94203 | 0.54984 | 0.1631 | 0.94203 | 0.92515 | 0.014483 | 0.84472 | 0.13266 | 1.0502 | 12.542 | 0.037066 | 0.0065213 | 0.023594 | 0.037066 | 0.039382 | 0.70809 | 0.51401 | 0.0081106 | 0.70809 | 0.6755 | 0.94203 | 0.54984 | 0.1631 | 0.94203 | 0.92515
40 | 0.27 | 0.17 | South/Central | TX | Lubbock.Intl.AP.722670 | 3 | 1094700 | 58.9738 | 8.8992 | 72.8129 | 58.8761 | 13.9368 | 858.34 | 2.2596 | 56.52 | 0.7085 | 1.5511 | 70.5822 | 0.15058 | 43.12 | -1.3971 | 1.5477 | 43.5031 | 1.3294 | 8.19 | 1.3372 | -0.007827 | 16.8006 | 2.2596 | 56.52 | 0.7085 | 1.5511 | 70.5822 | 2.4194 | 54.27 | 0.98792 | 1.4315 | 69.4166 | 0.014483 | 0.85413 | 0.12889 | 1.0546 | 12.4315 | 0.032726 | 0.0021809 | 0.019253 | 0.032726 | 0.035041 | 0.81859 | 0.62452 | 0.11862 | 0.81859 | 0.78601 | 1.0223 | 0.63007 | 0.24333 | 1.0223 | 1.0054 | 0.014483 | 0.85413 | 0.12889 | 1.0546 | 12.4315 | 0.032726 | 0.0021809 | 0.019253 | 0.032726 | 0.035041 | 0.81859 | 0.62452 | 0.11862 | 0.81859 | 0.78601 | 1.0223 | 0.63007 | 0.24333 | 1.0223 | 1.0054
41 | 0.26 | 0.47 | South/Central | TX | Lubbock.Intl.AP.722670 | 3 | 1094700 | 52.1168 | 12.0092 | 70.2459 | 52.0305 | 18.2155 | 958.69 | 4.8266 | -43.83 | 7.5541 | -2.7276 | -11.5112 | 2.7176 | -57.23 | 5.4486 | -2.731 | -38.5903 | 3.8964 | -92.16 | 8.1828 | -4.2865 | -65.2928 | 4.8266 | -43.83 | 7.5541 | -2.7276 | -11.5112 | 4.9864 | -46.08 | 7.8335 | -2.8471 | -12.6768 | 0.014483 | 0.75482 | 0.17393 | 1.0174 | 13.8849 | 0.069904 | 0.039359 | 0.056432 | 0.069904 | 0.07222 | -0.6348 | -0.82888 | -1.3348 | -0.6348 | -0.66739 | -0.16672 | -0.55891 | -0.94565 | -0.16672 | -0.1836 | 0.014483 | 0.75482 | 0.17393 | 1.0174 | 13.8849 | 0.069904 | 0.039359 | 0.056432 | 0.069904 | 0.07222 | -0.6348 | -0.82888 | -1.3348 | -0.6348 | -0.66739 | -0.16672 | -0.55891 | -0.94565 | -0.16672 | -0.1836
42 | 0.26 | 0.42 | South/Central | TX | Lubbock.Intl.AP.722670 | 3 | 1094700 | 53.0164 | 11.4392 | 70.3556 | 52.9286 | 17.427 | 937.93 | 4.7169 | -23.07 | 6.656 | -1.9391 | 8.2679 | 2.608 | -36.47 | 4.5504 | -1.9425 | -18.8112 | 3.7867 | -71.4 | 7.2847 | -3.498 | -45.5137 | 4.7169 | -23.07 | 6.656 | -1.9391 | 8.2679 | 4.8768 | -25.32 | 6.9354 | -2.0586 | 7.1023 | 0.014483 | 0.76785 | 0.16568 | 1.019 | 13.5843 | 0.068317 | 0.037772 | 0.054844 | 0.068317 | 0.070632 | -0.33413 | -0.5282 | -1.0341 | -0.33413 | -0.36672 | 0.11975 | -0.27245 | -0.65919 | 0.11975 | 0.10286 | 0.014483 | 0.76785 | 0.16568 | 1.019 | 13.5843 | 0.068317 | 0.037772 | 0.054844 | 0.068317 | 0.070632 | -0.33413 | -0.5282 | -1.0341 | -0.33413 | -0.36672 | 0.11975 | -0.27245 | -0.65919 | 0.11975 | 0.10286
43 | 0.26 | 0.37 | South/Central | TX | Lubbock.Intl.AP.722670 | 3 | 1094700 | 53.6661 | 11.1092 | 70.5453 | 53.5772 | 16.9681 | 926.62 | 4.5272 | -11.76 | 6.0074 | -1.4802 | 18.1685 | 2.4182 | -25.16 | 3.9018 | -1.4836 | -8.9106 | 3.597 | -60.09 | 6.6361 | -3.0391 | -35.6131 | 4.5272 | -11.76 | 6.0074 | -1.4802 | 18.1685 | 4.6871 | -14.01 | 6.2868 | -1.5997 | 17.0029 | 0.014483 | 0.77726 | 0.1609 | 1.0217 | 13.4205 | 0.065569 | 0.035024 | 0.052096 | 0.065569 | 0.067884 | -0.17032 | -0.3644 | -0.8703 | -0.17032 | -0.20291 | 0.26314 | -0.12905 | -0.51579 | 0.26314 | 0.24626 | 0.014483 | 0.77726 | 0.1609 | 1.0217 | 13.4205 | 0.065569 | 0.035024 | 0.052096 | 0.065569 | 0.067884 | -0.17032 | -0.3644 | -0.8703 | -0.17032 | -0.20291 | 0.26314 | -0.12905 | -0.51579 | 0.26314 | 0.24626
44 | 0.26 | 0.32 | South/Central | TX | Lubbock.Intl.AP.722670 | 3 | 1094700 | 54.5657 | 10.6892 | 70.8549 | 54.4753 | 16.3795 | 912.53 | 4.2176 | 2.33 | 5.1093 | -0.89163 | 30.0171 | 2.1086 | -11.07 | 3.0037 | -0.89505 | 2.938 | 3.2874 | -46 | 5.738 | -2.4505 | -23.7645 | 4.2176 | 2.33 | 5.1093 | -0.89163 | 30.0171 | 4.3775 | 0.08 | 5.3887 | -1.0112 | 28.8515 | 0.014483 | 0.79029 | 0.15481 | 1.0262 | 13.2164 | 0.061085 | 0.03054 | 0.047612 | 0.061085 | 0.0634 | 0.033746 | -0.16033 | -0.66623 | 0.033746 | 0.0011587 | 0.43474 | 0.042551 | -0.34419 | 0.43474 | 0.41786 | 0.014483 | 0.79029 | 0.15481 | 1.0262 | 13.2164 | 0.061085 | 0.03054 | 0.047612 | 0.061085 | 0.0634 | 0.033746 | -0.16033 | -0.66623 | 0.033746 | 0.0011587 | 0.43474 | 0.042551 | -0.34419 | 0.43474 | 0.41786
45 | 0.26 | 0.27 | South/Central | TX | Lubbock.Intl.AP.722670 | 3 | 1094700 | 55.6853 | 10.1392 | 71.2144 | 55.593 | 15.6214 | 894.15 | 3.8581 | 20.71 | 3.9916 | -0.13351 | 45.7824 | 1.7491 | 7.31 | 1.886 | -0.13693 | 18.7033 | 2.9279 | -27.62 | 4.6203 | -1.6924 | -7.9991 | 3.8581 | 20.71 | 3.9916 | -0.13351 | 45.7824 | 4.018 | 18.46 | 4.271 | -0.25305 | 44.6169 | 0.014483 | 0.8065 | 0.14685 | 1.0314 | 12.9502 | 0.055878 | 0.025333 | 0.042405 | 0.055878 | 0.058193 | 0.29995 | 0.10587 | -0.40003 | 0.29995 | 0.26736 | 0.66308 | 0.27088 | -0.11585 | 0.66308 | 0.6462 | 0.014483 | 0.8065 | 0.14685 | 1.0314 | 12.9502 | 0.055878 | 0.025333 | 0.042405 | 0.055878 | 0.058193 | 0.29995 | 0.10587 | -0.40003 | 0.29995 | 0.26736 | 0.66308 | 0.27088 | -0.11585 | 0.66308 | 0.6462
46 | 0.26 | 0.23 | South/Central | TX | Lubbock.Intl.AP.722670 | 3 | 1094700 | 56.6648 | 9.6892 | 71.574 | 56.5709 | 15.003 | 879.58 | 3.4985 | 35.28 | 3.0137 | 0.48487 | 57.7935 | 1.3895 | 21.88 | 0.90809 | 0.48145 | 30.7144 | 2.5683 | -13.05 | 3.6424 | -1.074 | 4.0119 | 3.4985 | 35.28 | 3.0137 | 0.48487 | 57.7935 | 3.6584 | 33.03 | 3.2931 | 0.36533 | 56.6279 | 0.014483 | 0.82069 | 0.14033 | 1.0366 | 12.7392 | 0.05067 | 0.020125 | 0.037198 | 0.05067 | 0.052985 | 0.51097 | 0.31689 | -0.18901 | 0.51097 | 0.47838 | 0.83704 | 0.44484 | 0.058106 | 0.83704 | 0.82016 | 0.014483 | 0.82069 | 0.14033 | 1.0366 | 12.7392 | 0.05067 | 0.020125 | 0.037198 | 0.05067 | 0.052985 | 0.51097 | 0.31689 | -0.18901 | 0.51097 | 0.47838 | 0.83704 | 0.44484 | 0.058106 | 0.83704 | 0.82016
47 | 0.26 | 0.19 | South/Central | TX | Lubbock.Intl.AP.722670 | 3 | 1094700 | 57.8743 | 9.1692 | 72.0734 | 57.7784 | 14.295 | 863.44 | 2.9991 | 51.42 | 1.8062 | 1.1929 | 70.4233 | 0.8901 | 38.02 | -0.29938 | 1.1895 | 43.3442 | 2.0689 | 3.09 | 2.4349 | -0.366 | 16.6417 | 2.9991 | 51.42 | 1.8062 | 1.1929 | 70.4233 | 3.159 | 49.17 | 2.0856 | 1.0734 | 69.2577 | 0.014483 | 0.83821 | 0.1328 | 1.0439 | 12.5054 | 0.043437 | 0.012892 | 0.029964 | 0.043437 | 0.045752 | 0.74473 | 0.55065 | 0.044753 | 0.74473 | 0.71214 | 1.02 | 0.62776 | 0.24103 | 1.02 | 1.0031 | 0.014483 | 0.83821 | 0.1328 | 1.0439 | 12.5054 | 0.043437 | 0.012892 | 0.029964 | 0.043437 | 0.045752 | 0.74473 | 0.55065 | 0.044753 | 0.74473 | 0.71214 | 1.02 | 0.62776 | 0.24103 | 1.02 | 1.0031
48 | 0.26 | 0.17 | South/Central | TX | Lubbock.Intl.AP.722670 | 3 | 1094700 | 58.514 | 8.8992 | 72.3432 | 58.4171 | 13.9261 | 855.09 | 2.7293 | 59.77 | 1.1675 | 1.5618 | 76.8803 | 0.62031 | 46.37 | -0.93804 | 1.5583 | 49.8012 | 1.7991 | 11.44 | 1.7962 | 0.002869 | 23.0987 | 2.7293 | 59.77 | 1.1675 | 1.5618 | 76.8803 | 2.8892 | 57.52 | 1.447 | 1.4422 | 75.7147 | 0.014483 | 0.84747 | 0.12889 | 1.0478 | 12.3845 | 0.039529 | 0.0089841 | 0.026057 | 0.039529 | 0.041845 | 0.86566 | 0.67159 | 0.16569 | 0.86566 | 0.83308 | 1.1135 | 0.72128 | 0.33454 | 1.1135 | 1.0966 | 0.014483 | 0.84747 | 0.12889 | 1.0478 | 12.3845 | 0.039529 | 0.0089841 | 0.026057 | 0.039529 | 0.041845 | 0.86566 | 0.67159 | 0.16569 | 0.86566 | 0.83308 | 1.1135 | 0.72128 | 0.33454 | 1.1135 | 1.0966
49 | 0.25 | 0.47 | South/Central | TX | Lubbock.Intl.AP.722670 | 3 | 1094700 | 51.747 | 11.9892 | 69.8461 | 51.6612 | 18.1849 | 955.32 | 5.2264 | -40.46 | 7.9234 | -2.697 | -5.5731 | 3.1174 | -53.86 | 5.8178 | -2.7004 | -32.6522 | 4.2962 | -88.79 | 8.552 | -4.2559 | -59.3547 | 5.2264 | -40.46 | 7.9234 | -2.697 | -5.5731 | 5.3863 | -42.71 | 8.2028 | -2.8165 | -6.7387 | 0.014483 | 0.74946 | 0.17364 | 1.0116 | 13.8361 | 0.075695 | 0.04515 | 0.062223 | 0.075695 | 0.078011 | -0.58599 | -0.78007 | -1.286 | -0.58599 | -0.61858 | -0.080717 | -0.47291 | -0.85965 | -0.080717 | -0.097598 | 0.014483 | 0.74946 | 0.17364 | 1.0116 | 13.8361 | 0.075695 | 0.04515 | 0.062223 | 0.075695 | 0.078011 | -0.58599 | -0.78007 | -1.286 | -0.58599 | -0.61858 | -0.080717 | -0.47291 | -0.85965 | -0.080717 | -0.097598
50 | 0.25 | 0.42 | South/Central | TX | Lubbock.Intl.AP.722670 | 3 | 1094700 | 52.6166 | 11.4392 | 69.9457 | 52.5294 | 17.4163 | 935.04 | 5.1268 | -20.18 | 7.0552 | -1.9284 | 13.799 | 3.0178 | -33.58 | 4.9496 | -1.9318 | -13.2801 | 4.1966 | -68.51 | 7.6839 | -3.4873 | -39.9825 | 5.1268 | -20.18 | 7.0552 | -1.9284 | 13.799 | 5.2867 | -22.43 | 7.3346 | -2.0479 | 12.6335 | 0.014483 | 0.76206 | 0.16568 | 1.013 | 13.5424 | 0.074252 | 0.043707 | 0.06078 | 0.074252 | 0.076568 | -0.29227 | -0.48635 | -0.99225 | -0.29227 | -0.32486 | 0.19985 | -0.19234 | -0.57908 | 0.19985 | 0.18297 | 0.014483 | 0.76206 | 0.16568 | 1.013 | 13.5424 | 0.074252 | 0.043707 | 0.06078 | 0.074252 | 0.076568 | -0.29227 | -0.48635 | -0.99225 | -0.29227 | -0.32486 | 0.19985 | -0.19234 | -0.57908 | 0.19985 | 0.18297
51 | 0.25 | 0.37 | South/Central | TX | Lubbock.Intl.AP.722670 | 3 | 1094700 | 53.1164 | 11.2192 | 70.1255 | 53.0284 | 17.0971 | 927.47 | 4.947 | -12.61 | 6.5562 | -1.6092 | 20.0723 | 2.838 | -26.01 | 4.4507 | -1.6127 | -7.0068 | 4.0168 | -60.94 | 7.1849 | -3.1681 | -33.7092 | 4.947 | -12.61 | 6.5562 | -1.6092 | 20.0723 | 5.1069 | -14.86 | 6.8356 | -1.7288 | 18.9068 | 0.014483 | 0.7693 | 0.16249 | 1.0156 | 13.4328 | 0.071648 | 0.041103 | 0.058176 | 0.071648 | 0.073964 | -0.18263 | -0.37671 | -0.88261 | -0.18263 | -0.21522 | 0.29071 | -0.10148 | -0.48822 | 0.29071 | 0.27383 | 0.014483 | 0.7693 | 0.16249 | 1.0156 | 13.4328 | 0.071648 | 0.041103 | 0.058176 | 0.071648 | 0.073964 | -0.18263 | -0.37671 | -0.88261 | -0.18263 | -0.21522 | 0.29071 | -0.10148 | -0.48822 | 0.29071 | 0.27383
52 | 0.25 | 0.32 | South/Central | TX | Lubbock.Intl.AP.722670 | 3 | 1094700 | 53.8461 | 10.8792 | 70.3752 | 53.7568 | 16.6184 | 915.99 | 4.6973 | -1.13 | 5.8278 | -1.1305 | 29.7389 | 2.5883 | -14.53 | 3.7222 | -1.1339 | 2.6598 | 3.7671 | -49.46 | 6.4564 | -2.6894 | -24.0427 | 4.6973 | -1.13 | 5.8278 | -1.1305 | 29.7389 | 4.8572 | -3.38 | 6.1072 | -1.25 | 28.5733 | 0.014483 | 0.77987 | 0.15757 | 1.0193 | 13.2665 | 0.068032 | 0.037487 | 0.054559 | 0.068032 | 0.070347 | -0.016366 | -0.21044 | -0.71634 | -0.016366 | -0.048953 | 0.43071 | 0.038522 | -0.34822 | 0.43071 | 0.41383 | 0.014483 | 0.77987 | 0.15757 | 1.0193 | 13.2665 | 0.068032 | 0.037487 | 0.054559 | 0.068032 | 0.070347 | -0.016366 | -0.21044 | -0.71634 | -0.016366 | -0.048953 | 0.43071 | 0.038522 | -0.34822 | 0.43071 | 0.41383
53 | 0.25 | 0.27 | South/Central | TX | Lubbock.Intl.AP.722670 | 3 | 1094700 | 55.1155 | 10.2192 | 70.7446 | 55.0242 | 15.7205 | 893.88 | 4.3279 | 20.98 | 4.5604 | -0.23255 | 49.1331 | 2.2189 | 7.58 | 2.4548 | -0.23597 | 22.054 | 3.3977 | -27.35 | 5.1891 | -1.7915 | -4.6484 | 4.3279 | 20.98 | 4.5604 | -0.23255 | 49.1331 | 4.4877 | 18.73 | 4.8398 | -0.35209 | 47.9676 | 0.014483 | 0.79825 | 0.14801 | 1.0246 | 12.9463 | 0.062681 | 0.032136 | 0.049209 | 0.062681 | 0.064997 | 0.30386 | 0.10978 | -0.39612 | 0.30386 | 0.27127 | 0.71161 | 0.31941 | -0.067325 | 0.71161 | 0.69473 | 0.014483 | 0.79825 | 0.14801 | 1.0246 | 12.9463 | 0.062681 | 0.032136 | 0.049209 | 0.062681 | 0.064997 | 0.30386 | 0.10978 | -0.39612 | 0.30386 | 0.27127 | 0.71161 | 0.31941 | -0.067325 | 0.71161 | 0.69473
54 | 0.25 | 0.23 | South/Central | TX | Lubbock.Intl.AP.722670 | 3 | 1094700 | 56.215 | 9.6992 | 71.1242 | 56.1219 | 15.0023 | 876.72 | 3.9483 | 38.14 | 3.4627 | 0.48559 | 63.5683 | 1.8393 | 24.74 | 1.3571 | 0.48217 | 36.4892 | 3.0181 | -10.19 | 4.0914 | -1.0733 | 9.7867 | 3.9483 | 38.14 | 3.4627 | 0.48559 | 63.5683 | 4.1082 | 35.89 | 3.7421 | 0.36604 | 62.4027 | 0.014483 | 0.81418 | 0.14048 | 1.0301 | 12.6977 | 0.057184 | 0.026639 | 0.043712 | 0.057184 | 0.0595 | 0.55239 | 0.35832 | -0.14758 | 0.55239 | 0.5198 | 0.92067 | 0.52848 | 0.14174 | 0.92067 | 0.90379 | 0.014483 | 0.81418 | 0.14048 | 1.0301 | 12.6977 | 0.057184 | 0.026639 | 0.043712 | 0.057184 | 0.0595 | 0.55239 | 0.35832 | -0.14758 | 0.55239 | 0.5198 | 0.92067 | 0.52848 | 0.14174 | 0.92067 | 0.90379
55 | 0.25 | 0.19 | South/Central | TX | Lubbock.Intl.AP.722670 | 3 | 1094700 | 57.4245 | 9.1792 | 71.6237 | 57.3293 | 14.2943 | 860.58 | 3.4488 | 54.28 | 2.2553 | 1.1936 | 76.1971 | 1.3399 | 40.88 | 0.14968 | 1.1902 | 49.1181 | 2.5186 | 5.95 | 2.8839 | -0.3653 | 22.4156 | 3.4488 | 54.28 | 2.2553 | 1.1936 | 76.1971 | 3.6087 | 52.03 | 2.5347 | 1.0741 | 75.0316 | 0.014483 | 0.83169 | 0.13294 | 1.0373 | 12.464 | 0.04995 | 0.019405 | 0.036478 | 0.04995 | 0.052266 | 0.78615 | 0.59207 | 0.086175 | 0.78615 | 0.75356 | 1.1036 | 0.71139 | 0.32465 | 1.1036 | 1.0867 | 0.014483 | 0.83169 | 0.13294 | 1.0373 | 12.464 | 0.04995 | 0.019405 | 0.036478 | 0.04995 | 0.052266 | 0.78615 | 0.59207 | 0.086175 | 0.78615 | 0.75356 | 1.1036 | 0.71139 | 0.32465 | 1.1036 | 1.0867
56 | 0.25 | 0.17 | South/Central | TX | Lubbock.Intl.AP.722670 | 3 | 1094700 | 58.0642 | 8.9092 | 71.8934 | 57.968 | 13.9254 | 852.24 | 3.1791 | 62.62 | 1.6166 | 1.5625 | 82.6558 | 1.0701 | 49.22 | -0.48898 | 1.5591 | 55.5767 | 2.2489 | 14.29 | 2.2453 | 0.003607 | 28.8742 | 3.1791 | 62.62 | 1.6166 | 1.5625 | 82.6558 | 3.339 | 60.37 | 1.896 | 1.443 | 81.4903 | 0.014483 | 0.84096 | 0.12903 | 1.0412 | 12.3432 | 0.046044 | 0.015499 | 0.032571 | 0.046044 | 0.048359 | 0.90694 | 0.71286 | 0.20697 | 0.90694 | 0.87435 | 1.1971 | 0.80493 | 0.41819 | 1.1971 | 1.1802 | 0.014483 | 0.84096 | 0.12903 | 1.0412 | 12.3432 | 0.046044 | 0.015499 | 0.032571 | 0.046044 | 0.048359 | 0.90694 | 0.71286 | 0.20697 | 0.90694 | 0.87435 | 1.1971 | 0.80493 | 0.41819 | 1.1971 | 1.1802
57 | 0.24 | 0.47 | South/Central | TX | Lubbock.Intl.AP.722670 | 3 | 1094700 | 51.3172 | 12.0092 | 69.4263 | 51.2321 | 18.1942 | 952.91 | 5.6462 | -38.05 | 8.3525 | -2.7063 | -0.45138 | 3.5372 | -51.45 | 6.2469 | -2.7097 | -27.5305 | 4.716 | -86.38 | 8.9811 | -4.2652 | -54.233 | 5.6462 | -38.05 | 8.3525 | -2.7063 | -0.45138 | 5.8061 | -40.3 | 8.6319 | -2.8258 | -1.617 | 0.014483 | 0.74324 | 0.17393 | 1.0055 | 13.8012 | 0.081775 | 0.05123 | 0.068303 | 0.081775 | 0.08409 | -0.55109 | -0.74516 | -1.2511 | -0.55109 | -0.58367 | -0.0065375 | -0.39873 | -0.78547 | -0.0065375 | -0.023419 | 0.014483 | 0.74324 | 0.17393 | 1.0055 | 13.8012 | 0.081775 | 0.05123 | 0.068303 | 0.081775 | 0.08409 | -0.55109 | -0.74516 | -1.2511 | -0.55109 | -0.58367 | -0.0065375 | -0.39873 | -0.78547 | -0.0065375 | -0.023419
58 | 0.24 | 0.42 | South/Central | TX | Lubbock.Intl.AP.722670 | 3 | 1094700 | 52.1868 | 11.4492 | 69.516 | 52.1003 | 17.4156 | 932.3 | 5.5565 | -17.44 | 7.4843 | -1.9277 | 19.3158 | 3.4475 | -30.84 | 5.3787 | -1.9312 | -7.7633 | 4.6263 | -65.77 | 8.113 | -3.4866 | -34.4658 | 5.5565 | -17.44 | 7.4843 | -1.9277 | 19.3158 | 5.7164 | -19.69 | 7.7637 | -2.0473 | 18.1503 | 0.014483 | 0.75583 | 0.16582 | 1.0068 | 13.5027 | 0.080477 | 0.049932 | 0.067004 | 0.080477 | 0.082792 | -0.25259 | -0.44666 | -0.95256 | -0.25259 | -0.28517 | 0.27976 | -0.11244 | -0.49918 | 0.27976 | 0.26287 | 0.014483 | 0.75583 | 0.16582 | 1.0068 | 13.5027 | 0.080477 | 0.049932 | 0.067004 | 0.080477 | 0.082792 | -0.25259 | -0.44666 | -0.95256 | -0.25259 | -0.28517 | 0.27976 | -0.11244 | -0.49918 | 0.27976 | 0.26287
59 | 0.24 | 0.37 | South/Central | TX | Lubbock.Intl.AP.722670 | 3 | 1094700 | 52.6866 | 11.2292 | 69.6957 | 52.5993 | 17.0965 | 924.73 | 5.3768 | -9.87 | 6.9853 | -1.6086 | 25.5899 | 3.2678 | -23.27 | 4.8798 | -1.612 | -1.4892 | 4.4466 | -58.2 | 7.614 | -3.1675 | -28.1917 | 5.3768 | -9.87 | 6.9853 | -1.6086 | 25.5899 | 5.5366 | -12.12 | 7.2647 | -1.7281 | 24.4244 | 0.014483 | 0.76307 | 0.16264 | 1.0094 | 13.3931 | 0.077873 | 0.047328 | 0.0644 | 0.077873 | 0.080188 | -0.14295 | -0.33702 | -0.84292 | -0.14295 | -0.17554 | 0.37062 | -0.021568 | -0.40831 | 0.37062 | 0.35374 | 0.014483 | 0.76307 | 0.16264 | 1.0094 | 13.3931 | 0.077873 | 0.047328 | 0.0644 | 0.077873 | 0.080188 | -0.14295 | -0.33702 | -0.84292 | -0.14295 | -0.17554 | 0.37062 | -0.021568 | -0.40831 | 0.37062 | 0.35374
60 | 0.24 | 0.32 | South/Central | TX | Lubbock.Intl.AP.722670 | 3 | 1094700 | 53.4163 | 10.8892 | 69.9454 | 53.3277 | 16.6177 | 913.26 | 5.1271 | 1.6 | 6.2569 | -1.1298 | 35.2572 | 3.0181 | -11.8 | 4.1513 | -1.1332 | 8.1782 | 4.1969 | -46.73 | 6.8855 | -2.6887 | -18.5243 | 5.1271 | 1.6 | 6.2569 | -1.1298 | 35.2572 | 5.287 | -0.65 | 6.5363 | -1.2493 | 34.0917 | 0.014483 | 0.77364 | 0.15771 | 1.013 | 13.227 | 0.074257 | 0.043712 | 0.060784 | 0.074257 | 0.076572 | 0.023173 | -0.1709 | -0.6768 | 0.023173 | -0.0094141 | 0.51064 | 0.11845 | -0.26829 | 0.51064 | 0.49376 | 0.014483 | 0.77364 | 0.15771 | 1.013 | 13.227 | 0.074257 | 0.043712 | 0.060784 | 0.074257 | 0.076572 | 0.023173 | -0.1709 | -0.6768 | 0.023173 | -0.0094141 | 0.51064 | 0.11845 | -0.26829 | 0.51064 | 0.49376
61 | 0.24 | 0.27 | South/Central | TX | Lubbock.Intl.AP.722670 | 3 | 1094700 | 54.6757 | 10.2292 | 70.3049 | 54.5851 | 15.7198 | 891.09 | 4.7676 | 23.77 | 4.9995 | -0.23186 | 54.7793 | 2.6586 | 10.37 | 2.8939 | -0.23528 | 27.7002 | 3.8374 | -24.56 | 5.6282 | -1.7908 | 0.9977 | 4.7676 | 23.77 | 4.9995 | -0.23186 | 54.7793 | 4.9275 | 21.52 | 5.2789 | -0.3514 | 53.6137 | 0.014483 | 0.79188 | 0.14815 | 1.0182 | 12.9059 | 0.069051 | 0.038506 | 0.055578 | 0.069051 | 0.071366 | 0.34427 | 0.15019 | -0.35571 | 0.34427 | 0.31168 | 0.79338 | 0.40119 | 0.01445 | 0.79338 | 0.7765 | 0.014483 | 0.79188 | 0.14815 | 1.0182 | 12.9059 | 0.069051 | 0.038506 | 0.055578 | 0.069051 | 0.071366 | 0.34427 | 0.15019 | -0.35571 | 0.34427 | 0.31168 | 0.79338 | 0.40119 | 0.01445 | 0.79338 | 0.7765
62 | 0.24 | 0.23 | South/Central | TX | Lubbock.Intl.AP.722670 | 3 | 1094700 | 55.7753 | 9.7092 | 70.6944 | 55.6828 | 15.0116 | 874.25 | 4.3781 | 40.61 | 3.9018 | 0.47632 | 68.8195 | 2.2691 | 27.21 | 1.7962 | 0.4729 | 41.7404 | 3.4479 | -7.72 | 4.5305 | -1.0826 | 15.0379 | 4.3781 | 40.61 | 3.9018 | 0.47632 | 68.8195 | 4.538 | 38.36 | 4.1812 | 0.35678 | 67.6539 | 0.014483 | 0.80781 | 0.14062 | 1.0239 | 12.662 | 0.063409 | 0.032864 | 0.049937 | 0.063409 | 0.065725 | 0.58816 | 0.39409 | -0.11181 | 0.58816 | 0.55558 | 0.99673 | 0.60454 | 0.2178 | 0.99673 | 0.97985 | 0.014483 | 0.80781 | 0.14062 | 1.0239 | 12.662 | 0.063409 | 0.032864 | 0.049937 | 0.063409 | 0.065725 | 0.58816 | 0.39409 | -0.11181 | 0.58816 | 0.55558 | 0.99673 | 0.60454 | 0.2178 | 0.99673 | 0.97985
63 | 0.24 | 0.19 | South/Central | TX | Lubbock.Intl.AP.722670 | 3 | 1094700 | 56.9847 | 9.1792 | 71.1739 | 56.8903 | 14.2836 | 857.45 | 3.8986 | 57.41 | 2.6943 | 1.2043 | 82.2399 | 1.7896 | 44.01 | 0.58876 | 1.2009 | 55.1608 | 2.9684 | 9.08 | 3.323 | -0.35461 | 28.4583 | 3.8986 | 57.41 | 2.6943 | 1.2043 | 82.2399 | 4.0585 | 55.16 | 2.9737 | 1.0848 | 81.0743 | 0.014483 | 0.82532 | 0.13294 | 1.0308 | 12.4186 | 0.056465 | 0.02592 | 0.042992 | 0.056465 | 0.05878 | 0.83148 | 0.63741 | 0.13151 | 0.83148 | 0.7989 | 1.1911 | 0.79891 | 0.41217 | 1.1911 | 1.1742 | 0.014483 | 0.82532 | 0.13294 | 1.0308 | 12.4186 | 0.056465 | 0.02592 | 0.042992 | 0.056465 | 0.05878 | 0.83148 | 0.63741 | 0.13151 | 0.83148 | 0.7989 | 1.1911 | 0.79891 | 0.41217 | 1.1911 | 1.1742
64 | 0.24 | 0.17 | South/Central | TX | Lubbock.Intl.AP.722670 | 3 | 1094700 | 57.6244 | 8.9192 | 71.4536 | 57.5289 | 13.9247 | 849.44 | 3.6189 | 65.42 | 2.0557 | 1.5632 | 88.3036 | 1.5099 | 52.02 | -0.049904 | 1.5598 | 61.2245 | 2.6887 | 17.09 | 2.6844 | 0.004345 | 34.5221 | 3.6189 | 65.42 | 2.0557 | 1.5632 | 88.3036 | 3.7788 | 63.17 | 2.3351 | 1.4437 | 87.1381 | 0.014483 | 0.83459 | 0.12918 | 1.0349 | 12.3026 | 0.052414 | 0.021869 | 0.038941 | 0.052414 | 0.054729 | 0.94749 | 0.75342 | 0.24752 | 0.94749 | 0.91491 | 1.2789 | 0.88673 | 0.49999 | 1.2789 | 1.262 | 0.014483 | 0.83459 | 0.12918 | 1.0349 | 12.3026 | 0.052414 | 0.021869 | 0.038941 | 0.052414 | 0.054729 | 0.94749 | 0.75342 | 0.24752 | 0.94749 | 0.91491 | 1.2789 | 0.88673 | 0.49999 | 1.2789 | 1.262
65 | 0.22 | 0.47 | South/Central | TX | Lubbock.Intl.AP.722670 | 3 | 1094700 | 50.4676 | 12.0392 | 68.5967 | 50.3839 | 18.2128 | 948.17 | 6.4758 | -33.31 | 9.2007 | -2.7249 | 9.6638 | 4.3668 | -46.71 | 7.0951 | -2.7283 | -17.4153 | 5.5456 | -81.64 | 9.8294 | -4.2838 | -44.1177 | 6.4758 | -33.31 | 9.2007 | -2.7249 | 9.6638 | 6.6356 | -35.56 | 9.4801 | -2.8444 | 8.4983 | 0.014483 | 0.73093 | 0.17437 | 0.9935 | 13.7326 | 0.09379 | 0.063245 | 0.080318 | 0.09379 | 0.096106 | -0.48244 | -0.67651 | -1.1824 | -0.48244 | -0.51502 | 0.13996 | -0.25223 | -0.63897 | 0.13996 | 0.12308 | 0.014483 | 0.73093 | 0.17437 | 0.9935 | 13.7326 | 0.09379 | 0.063245 | 0.080318 | 0.09379 | 0.096106 | -0.48244 | -0.67651 | -1.1824 | -0.48244 | -0.51502 | 0.13996 | -0.25223 | -0.63897 | 0.13996 | 0.12308
66 | 0.22 | 0.42 | South/Central | TX | Lubbock.Intl.AP.722670 | 3 | 1094700 | 51.3272 | 11.4892 | 68.6864 | 51.2421 | 17.4442 | 927.84 | 6.3861 | -12.98 | 8.3425 | -1.9563 | 29.1638 | 4.2771 | -26.38 | 6.2369 | -1.9597 | 2.0847 | 5.4559 | -61.31 | 8.9712 | -3.5152 | -24.6178 | 6.3861 | -12.98 | 8.3425 | -1.9563 | 29.1638 | 6.546 | -15.23 | 8.6219 | -2.0759 | 27.9982 | 0.014483 | 0.74338 | 0.1664 | 0.9948 | 13.4381 | 0.092492 | 0.061947 | 0.07902 | 0.092492 | 0.094808 | -0.18799 | -0.38207 | -0.88797 | -0.18799 | -0.22058 | 0.42239 | 0.030193 | -0.35655 | 0.42239 | 0.4055 | 0.014483 | 0.74338 | 0.1664 | 0.9948 | 13.4381 | 0.092492 | 0.061947 | 0.07902 | 0.092492 | 0.094808 | -0.18799 | -0.38207 | -0.88797 | -0.18799 | -0.22058 | 0.42239 | 0.030193 | -0.35655 | 0.42239 | 0.4055
67 | 0.22 | 0.37 | South/Central | TX | Lubbock.Intl.AP.722670 | 3 | 1094700 | 51.817 | 11.2692 | 68.8561 | 51.7311 | 17.125 | 920.2 | 6.2164 | -5.34 | 7.8535 | -1.6371 | 35.5663 | 4.1074 | -18.74 | 5.7479 | -1.6405 | 8.4872 | 5.2862 | -53.67 | 8.4822 | -3.196 | -18.2152 | 6.2164 | -5.34 | 7.8535 | -1.6371 | 35.5663 | 6.3762 | -7.59 | 8.1329 | -1.7567 | 34.4008 | 0.014483 | 0.75048 | 0.16321 | 0.99726 | 13.3275 | 0.090033 | 0.059488 | 0.076561 | 0.090033 | 0.092349 | -0.07734 | -0.27142 | -0.77732 | -0.07734 | -0.10993 | 0.51512 | 0.12292 | -0.26382 | 0.51512 | 0.49823 | 0.014483 | 0.75048 | 0.16321 | 0.99726 | 13.3275 | 0.090033 | 0.059488 | 0.076561 | 0.090033 | 0.092349 | -0.07734 | -0.27142 | -0.77732 | -0.07734 | -0.10993 | 0.51512 | 0.12292 | -0.26382 | 0.51512 | 0.49823
68 | 0.22 | 0.32 | South/Central | TX | Lubbock.Intl.AP.722670 | 3 | 1094700 | 52.5267 | 10.9192 | 69.0759 | 52.4396 | 16.6362 | 908.27 | 5.9966 | 6.59 | 7.145 | -1.1483 | 45.8857 | 3.8877 | -6.81 | 5.0394 | -1.1518 | 18.8066 | 5.0664 | -41.74 | 7.7737 | -2.7072 | -7.8959 | 5.9966 | 6.59 | 7.145 | -1.1483 | 45.8857 | 6.1565 | 4.34 | 7.4244 | -1.2679 | 44.7201 | 0.014483 | 0.76076 | 0.15815 | 1.0004 | 13.1547 | 0.086851 | 0.056306 | 0.073378 | 0.086851 | 0.089166 | 0.095445 | -0.098631 | -0.60453 | 0.095445 | 0.062857 | 0.66457 | 0.27238 | -0.11436 | 0.66457 | 0.64769 | 0.014483 | 0.76076 | 0.15815 | 1.0004 | 13.1547 | 0.086851 | 0.056306 | 0.073378 | 0.086851 | 0.089166 | 0.095445 | -0.098631 | -0.60453 | 0.095445 | 0.062857 | 0.66457 | 0.27238 | -0.11436 | 0.66457 | 0.64769
69 | 0.22 | 0.27 | South/Central | TX | Lubbock.Intl.AP.722670 | 3 | 1094700 | 53.7861 | 10.2592 | 69.4353 | 53.697 | 15.7383 | 886.1 | 5.6372 | 28.76 | 5.8876 | -0.25038 | 65.4094 | 3.5283 | 15.36 | 3.7821 | -0.2538 | 38.3303 | 4.707 | -19.57 | 6.5163 | -1.8093 | 11.6278 | 5.6372 | 28.76 | 5.8876 | -0.25038 | 65.4094 | 5.7971 | 26.51 | 6.167 | -0.36992 | 64.2438 | 0.014483 | 0.779 | 0.14859 | 1.0056 | 12.8336 | 0.081646 | 0.0511 | 0.068173 | 0.081646 | 0.083961 | 0.41654 | 0.22246 | -0.28344 | 0.41654 | 0.38395 | 0.94734 | 0.55515 | 0.16841 | 0.94734 | 0.93046 | 0.014483 | 0.779 | 0.14859 | 1.0056 | 12.8336 | 0.081646 | 0.0511 | 0.068173 | 0.081646 | 0.083961 | 0.41654 | 0.22246 | -0.28344 | 0.41654 | 0.38395 | 0.94734 | 0.55515 | 0.16841 | 0.94734 | 0.93046
70 | 0.22 | 0.23 | South/Central | TX | Lubbock.Intl.AP.722670 | 3 | 1094700 | 54.8857 | 9.7292 | 69.8048 | 54.7947 | 15.0101 | 868.6 | 5.2677 | 46.26 | 4.7899 | 0.47778 | 80.2419 | 3.1587 | 32.86 | 2.6844 | 0.47436 | 53.1628 | 4.3375 | -2.07 | 5.4186 | -1.0811 | 26.4603 | 5.2677 | 46.26 | 4.7899 | 0.47778 | 80.2419 | 5.4276 | 44.01 | 5.0693 | 0.35824 | 79.0763 | 0.014483 | 0.79492 | 0.14091 | 1.011 | 12.5801 | 0.076293 | 0.045748 | 0.062821 | 0.076293 | 0.078609 | 0.66999 | 0.47592 | -0.02998 | 0.66999 | 0.63741 | 1.1622 | 0.76997 | 0.38323 | 1.1622 | 1.1453 | 0.014483 | 0.79492 | 0.14091 | 1.011 | 12.5801 | 0.076293 | 0.045748 | 0.062821 | 0.076293 | 0.078609 | 0.66999 | 0.47592 | -0.02998 | 0.66999 | 0.63741 | 1.1622 | 0.76997 | 0.38323 | 1.1622 | 1.1453
71 | 0.22 | 0.19 | South/Central | TX | Lubbock.Intl.AP.722670 | 3 | 1094700 | 56.0851 | 9.1892 | 70.2643 | 55.9922 | 14.2722 | 851.39 | 4.8082 | 63.47 | 3.5924 | 1.2157 | 94.1866 | 2.6992 | 50.07 | 1.4869 | 1.2123 | 67.1075 | 3.878 | 15.14 | 4.2211 | -0.34315 | 40.4051 | 4.8082 | 63.47 | 3.5924 | 1.2157 | 94.1866 | 4.9681 | 61.22 | 3.8719 | 1.0962 | 93.0211 | 0.014483 | 0.81229 | 0.13309 | 1.0177 | 12.3309 | 0.069638 | 0.039093 | 0.056166 | 0.069638 | 0.071954 | 0.91925 | 0.72518 | 0.21928 | 0.91925 | 0.88666 | 1.3641 | 0.97193 | 0.5852 | 1.3641 | 1.3472 | 0.014483 | 0.81229 | 0.13309 | 1.0177 | 12.3309 | 0.069638 | 0.039093 | 0.056166 | 0.069638 | 0.071954 | 0.91925 | 0.72518 | 0.21928 | 0.91925 | 0.88666 | 1.3641 | 0.97193 | 0.5852 | 1.3641 | 1.3472
72 | 0.22 | 0.17 | South/Central | TX | Lubbock.Intl.AP.722670 | 3 | 1094700 | 56.7348 | 8.9292 | 70.564 | 56.6408 | 13.9232 | 843.79 | 4.5085 | 71.07 | 2.9438 | 1.5647 | 99.7262 | 2.3995 | 57.67 | 0.83823 | 1.5613 | 72.6471 | 3.5783 | 22.74 | 3.5725 | 0.005801 | 45.9446 | 4.5085 | 71.07 | 2.9438 | 1.5647 | 99.7262 | 4.6684 | 68.82 | 3.2232 | 1.4452 | 98.5606 | 0.014483 | 0.8217 | 0.12932 | 1.022 | 12.2208 | 0.065298 | 0.034753 | 0.051825 | 0.065298 | 0.067613 | 1.0293 | 0.83525 | 0.32935 | 1.0293 | 0.99674 | 1.4444 | 1.0522 | 0.66543 | 1.4444 | 1.4275 | 0.014483 | 0.8217 | 0.12932 | 1.022 | 12.2208 | 0.065298 | 0.034753 | 0.051825 | 0.065298 | 0.067613 | 1.0293 | 0.83525 | 0.32935 | 1.0293 | 0.99674 | 1.4444 | 1.0522 | 0.66543 | 1.4444 | 1.4275
73 | 0.2 | 0.47 | South/Central | TX | Lubbock.Intl.AP.722670 | 3 | 1094700 | 49.598 | 12.0792 | 67.7571 | 49.5158 | 18.2414 | 943.62 | 7.3154 | -28.76 | 10.0688 | -2.7535 | 19.6402 | 5.2064 | -42.16 | 7.9633 | -2.7569 | -7.4388 | 6.3852 | -77.09 | 10.6975 | -4.3124 | -34.1413 | 7.3154 | -28.76 | 10.0688 | -2.7535 | 19.6402 | 7.4753 | -31.01 | 10.3483 | -2.873 | 18.4747 | 0.014483 | 0.71834 | 0.17495 | 0.98134 | 13.6667 | 0.10595 | 0.075405 | 0.092478 | 0.10595 | 0.10827 | -0.41654 | -0.61061 | -1.1165 | -0.41654 | -0.44913 | 0.28445 | -0.10774 | -0.49448 | 0.28445 | 0.26757 | 0.014483 | 0.71834 | 0.17495 | 0.98134 | 13.6667 | 0.10595 | 0.075405 | 0.092478 | 0.10595 | 0.10827 | -0.41654 | -0.61061 | -1.1165 | -0.41654 | -0.44913 | 0.28445 | -0.10774 | -0.49448 | 0.28445 | 0.26757
74 | 0.2 | 0.42 | South/Central | TX | Lubbock.Intl.AP.722670 | 3 | 1094700 | 50.4577 | 11.5192 | 67.8368 | 50.374 | 17.4628 | 922.96 | 7.2357 | -8.1 | 9.2106 | -1.9749 | 39.5359 | 5.1267 | -21.5 | 7.1051 | -1.9783 | 12.4569 | 6.3055 | -56.43 | 9.8393 | -3.5338 | -14.2456 | 7.2357 | -8.1 | 9.2106 | -1.9749 | 39.5359 | 7.3956 | -10.35 | 9.4901 | -2.0945 | 38.3704 | 0.014483 | 0.73079 | 0.16683 | 0.9825 | 13.3674 | 0.1048 | 0.074252 | 0.091324 | 0.1048 | 0.10711 | -0.11731 | -0.31139 | -0.81729 | -0.11731 | -0.1499 | 0.57261 | 0.18042 | -0.20632 | 0.57261 | 0.55573 | 0.014483 | 0.73079 | 0.16683 | 0.9825 | 13.3674 | 0.1048 | 0.074252 | 0.091324 | 0.1048 | 0.10711 | -0.11731 | -0.31139 | -0.81729 | -0.11731 | -0.1499 | 0.57261 | 0.18042 | -0.20632 | 0.57261 | 0.55573
75 | 0.2 | 0.37 | South/Central | TX | Lubbock.Intl.AP.722670 | 3 | 1094700 | 50.9375 | 11.2992 | 67.9966 | 50.8529 | 17.1436 | 915.27 | 7.0759 | -0.41 | 8.7317 | -1.6557 | 46.0662 | 4.9669 | -13.81 | 6.6261 | -1.6591 | 18.9871 | 6.1457 | -48.74 | 9.3603 | -3.2146 | -7.7154 | 7.0759 | -0.41 | 8.7317 | -1.6557 | 46.0662 | 7.2358 | -2.66 | 9.0111 | -1.7753 | 44.9006 | 0.014483 | 0.73774 | 0.16365 | 0.98481 | 13.2561 | 0.10248 | 0.071937 | 0.08901 | 0.10248 | 0.1048 | -0.0059381 | -0.20001 | -0.70591 | -0.0059381 | -0.038525 | 0.66719 | 0.27499 | -0.11174 | 0.66719 | 0.65031 | 0.014483 | 0.73774 | 0.16365 | 0.98481 | 13.2561 | 0.10248 | 0.071937 | 0.08901 | 0.10248 | 0.1048 | -0.0059381 | -0.20001 | -0.70591 | -0.0059381 | -0.038525 | 0.66719 | 0.27499 | -0.11174 | 0.66719 | 0.65031
76 | 0.2 | 0.32 | South/Central | TX | Lubbock.Intl.AP.722670 | 3 | 1094700 | 51.6371 | 10.9592 | 68.2162 | 51.5515 | 16.6647 | 903.62 | 6.8563 | 11.24 | 8.0331 | -1.1768 | 56.1199 | 4.7473 | -2.16 | 5.9275 | -1.1803 | 29.0409 | 5.9261 | -37.09 | 8.6618 | -2.7357 | 2.3384 | 6.8563 | 11.24 | 8.0331 | -1.1768 | 56.1199 | 7.0162 | 8.99 | 8.3125 | -1.2964 | 54.9544 | 0.014483 | 0.74787 | 0.15872 | 0.98799 | 13.0873 | 0.099301 | 0.068756 | 0.085829 | 0.099301 | 0.10162 | 0.16279 | -0.031284 | -0.53718 | 0.16279 | 0.1302 | 0.8128 | 0.42061 | 0.033867 | 0.8128 | 0.79592 | 0.014483 | 0.74787 | 0.15872 | 0.98799 | 13.0873 | 0.099301 | 0.068756 | 0.085829 | 0.099301 | 0.10162 | 0.16279 | -0.031284 | -0.53718 | 0.16279 | 0.1302 | 0.8128 | 0.42061 | 0.033867 | 0.8128 | 0.79592
77 | 0.2 | 0.27 | South/Central | TX | Lubbock.Intl.AP.722670 | 3 | 1094700 | 52.8866 | 10.2792 | 68.5357 | 52.7989 | 15.7369 | 880.37 | 6.5368 | 34.49 | 6.7857 | -0.24895 | 76.9586 | 4.4278 | 21.09 | 4.6802 | -0.25237 | 49.8795 | 5.6066 | -13.84 | 7.4144 | -1.8078 | 23.177 | 6.5368 | 34.49 | 6.7857 | -0.24895 | 76.9586 | 6.6967 | 32.24 | 7.0652 | -0.36849 | 75.793 | 0.014483 | 0.76597 | 0.14888 | 0.99262 | 12.7506 | 0.094674 | 0.064129 | 0.081201 | 0.094674 | 0.096989 | 0.49953 | 0.30545 | -0.20045 | 0.49953 | 0.46694 | 1.1146 | 0.72242 | 0.33568 | 1.1146 | 1.0977 | 0.014483 | 0.76597 | 0.14888 | 0.99262 | 12.7506 | 0.094674 | 0.064129 | 0.081201 | 0.094674 | 0.096989 | 0.49953 | 0.30545 | -0.20045 | 0.49953 | 0.46694 | 1.1146 | 0.72242 | 0.33568 | 1.1146 | 1.0977
78 | 0.2 | 0.23 | South/Central | TX | Lubbock.Intl.AP.722670 | 3 | 1094700 | 53.9861 | 9.7392 | 68.9052 | 53.8966 | 15.0087 | 862.88 | 6.1673 | 51.98 | 5.688 | 0.47923 | 91.792 | 4.0583 | 38.58 | 3.5825 | 0.47581 | 64.7129 | 5.2371 | 3.65 | 6.3167 | -1.0797 | 38.0104 | 6.1673 | 51.98 | 5.688 | 0.47923 | 91.792 | 6.3271 | 49.73 | 5.9675 | 0.35969 | 90.6264 | 0.014483 | 0.78189 | 0.14106 | 0.99797 | 12.4973 | 0.089322 | 0.058777 | 0.07585 | 0.089322 | 0.091638 | 0.75284 | 0.55876 | 0.052864 | 0.75284 | 0.72025 | 1.3294 | 0.93725 | 0.55051 | 1.3294 | 1.3126 | 0.014483 | 0.78189 | 0.14106 | 0.99797 | 12.4973 | 0.089322 | 0.058777 | 0.07585 | 0.089322 | 0.091638 | 0.75284 | 0.55876 | 0.052864 | 0.75284 | 0.72025 | 1.3294 | 0.93725 | 0.55051 | 1.3294 | 1.3126
79 | 0.2 | 0.19 | South/Central | TX | Lubbock.Intl.AP.722670 | 3 | 1094700 | 55.1856 | 9.2092 | 69.3747 | 55.094 | 14.2807 | 846.02 | 5.6978 | 68.84 | 4.4906 | 1.2072 | 105.3419 | 3.5888 | 55.44 | 2.385 | 1.2038 | 78.2628 | 4.7676 | 20.51 | 5.1192 | -0.35166 | 51.5603 | 5.6978 | 68.84 | 4.4906 | 1.2072 | 105.3419 | 5.8577 | 66.59 | 4.77 | 1.0877 | 104.1764 | 0.014483 | 0.79927 | 0.13338 | 1.0048 | 12.2531 | 0.082523 | 0.051977 | 0.06905 | 0.082523 | 0.084838 | 0.99703 | 0.80295 | 0.29705 | 0.99703 | 0.96444 | 1.5257 | 1.1335 | 0.74676 | 1.5257 | 1.5088 | 0.014483 | 0.79927 | 0.13338 | 1.0048 | 12.2531 | 0.082523 | 0.051977 | 0.06905 | 0.082523 | 0.084838 | 0.99703 | 0.80295 | 0.29705 | 0.99703 | 0.96444 | 1.5257 | 1.1335 | 0.74676 | 1.5257 | 1.5088
80 | 0.2 | 0.17 | South/Central | TX | Lubbock.Intl.AP.722670 | 3 | 1094700 | 55.8353 | 8.9392 | 69.6544 | 55.7427 | 13.9117 | 837.73 | 5.4181 | 77.13 | 3.8419 | 1.5762 | 111.6729 | 3.3091 | 63.73 | 1.7363 | 1.5727 | 84.5939 | 4.4879 | 28.8 | 4.4706 | 0.017256 | 57.8914 | 5.4181 | 77.13 | 3.8419 | 1.5762 | 111.6729 | 5.5779 | 74.88 | 4.1213 | 1.4566 | 110.5074 | 0.014483 | 0.80868 | 0.12947 | 1.0088 | 12.133 | 0.078471 | 0.047926 | 0.064999 | 0.078471 | 0.080787 | 1.1171 | 0.92302 | 0.41712 | 1.1171 | 1.0845 | 1.6174 | 1.2252 | 0.83845 | 1.6174 | 1.6005 | 0.014483 | 0.80868 | 0.12947 | 1.0088 | 12.133 | 0.078471 | 0.047926 | 0.064999 | 0.078471 | 0.080787 | 1.1171 | 0.92302 | 0.41712 | 1.1171 | 1.0845 | 1.6174 | 1.2252 | 0.83845 | 1.6174 | 1.6005
81 | 0.35 | 0.2 | South/Central | TX | Lubbock.Intl.AP.722670 | 3 | 1094700 | 61.4625 | 9.2392 | 75.8517 | 61.3609 | 14.4908 | 892.61 | -0.77922 | 22.25 | -1.7763 | 0.99706 | 16.8139 | -2.8882 | 8.85 | -3.8818 | 0.99364 | -10.2652 | -1.7094 | -26.08 | -1.1476 | -0.56184 | -36.9676 | -0.77922 | 22.25 | -1.7763 | 0.99706 | 16.8139 | -0.61934 | 20 | -1.4969 | 0.87752 | 15.6484 | 0.014483 | 0.89018 | 0.13381 | 1.0986 | 12.9279 | -0.011286 | -0.041831 | -0.024758 | -0.011286 | -0.0089701 | 0.32225 | 0.12818 | -0.37772 | 0.32225 | 0.28966 | 0.24352 | -0.14867 | -0.53541 | 0.24352 | 0.22664 | 0.014483 | 0.89018 | 0.13381 | 1.0986 | 12.9279 | -0.011286 | -0.041831 | -0.024758 | -0.011286 | -0.0089701 | 0.32225 | 0.12818 | -0.37772 | 0.32225 | 0.28966 | 0.24352 | -0.14867 | -0.53541 | 0.24352 | 0.22664
82 | 0.35 | 0.25 | South/Central | TX | Lubbock.Intl.AP.722670 | 3 | 1094700 | 59.9632 | 9.8792 | 75.2324 | 59.864 | 15.3684 | 912.61 | -0.15987 | 2.25 | -0.27941 | 0.11954 | 1.1656 | -2.2689 | -11.15 | -2.385 | 0.11612 | -25.9135 | -1.0901 | -46.08 | 0.34927 | -1.4394 | -52.616 | -0.15987 | 2.25 | -0.27941 | 0.11954 | 1.1656 | 0 | 0 | 0 | 0 | 0 | 0.014483 | 0.86846 | 0.14308 | 1.0896 | 13.2175 | -0.0023155 | -0.032861 | -0.015788 | -0.0023155 | 0 | 0.032587 | -0.16149 | -0.66739 | 0.032587 | 0 | 0.016881 | -0.37531 | -0.76205 | 0.016881 | 0 | 0.014483 | 0.86846 | 0.14308 | 1.0896 | 13.2175 | -0.0023155 | -0.032861 | -0.015788 | -0.0023155 | 0 | 0.032587 | -0.16149 | -0.66739 | 0.032587 | 0 | 0.016881 | -0.37531 | -0.76205 | 0.016881 | 0
83 | 0.35 | 0.3 | South/Central | TX | Lubbock.Intl.AP.722670 | 3 | 1094700 | 59.6833 | 9.9292 | 75.0725 | 59.5846 | 15.4879 | 914.86 | 0 | 0 | 0 | 0 | 0 | -2.109 | -13.4 | -2.1056 | -0.00342 | -27.0791 | -0.93021 | -48.33 | 0.62869 | -1.5589 | -53.7816 | 0 | 0 | 0 | 0 | 0 | 0.15987 | -2.25 | 0.27941 | -0.11954 | -1.1656 | 0.014483 | 0.86441 | 0.14381 | 1.0873 | 13.2501 | 0 | -0.030545 | -0.013472 | 0 | 0.0023155 | 0 | -0.19408 | -0.69997 | 0 | -0.032587 | 0 | -0.39219 | -0.77893 | 0 | -0.016881 | 0.014483 | 0.86441 | 0.14381 | 1.0873 | 13.2501 | 0 | -0.030545 | -0.013472 | 0 | 0.0023155 | 0 | -0.19408 | -0.69997 | 0 | -0.032587 | 0 | -0.39219 | -0.77893 | 0 | -0.016881
84 | 0.35 | 0.35 | South/Central | TX | Lubbock.Intl.AP.722670 | 3 | 1094700 | 58.3439 | 10.5292 | 74.5431 | 58.2474 | 16.2956 | 933.55 | 0.52944 | -18.69 | 1.3372 | -0.80775 | -14.9245 | -1.5796 | -32.09 | -0.76838 | -0.81117 | -42.0036 | -0.40077 | -67.02 | 1.9659 | -2.3666 | -68.7061 | 0.52944 | -18.69 | 1.3372 | -0.80775 | -14.9245 | 0.68932 | -20.94 | 1.6166 | -0.92729 | -16.0901 | 0.014483 | 0.84501 | 0.1525 | 1.0796 | 13.5208 | 0.0076681 | -0.022877 | -0.0058044 | 0.0076681 | 0.0099836 | -0.27069 | -0.46477 | -0.97067 | -0.27069 | -0.30328 | -0.21615 | -0.60835 | -0.99509 | -0.21615 | -0.23304 | 0.014483 | 0.84501 | 0.1525 | 1.0796 | 13.5208 | 0.0076681 | -0.022877 | -0.0058044 | 0.0076681 | 0.0099836 | -0.27069 | -0.46477 | -0.97067 | -0.27069 | -0.30328 | -0.21615 | -0.60835 | -0.99509 | -0.21615 | -0.23304
85 | 0.35 | 0.4 | South/Central | TX | Lubbock.Intl.AP.722670 | 3 | 1094700 | 57.1444 | 11.1292 | 74.1636 | 57.0499 | 17.1136 | 953.46 | 0.90893 | -38.6 | 2.5347 | -1.6257 | -32.0432 | -1.2001 | -52 | 0.4291 | -1.6292 | -59.1222 | -0.021278 | -86.93 | 3.1634 | -3.1846 | -85.8247 | 0.90893 | -38.6 | 2.5347 | -1.6257 | -32.0432 | 1.0688 | -40.85 | 2.8141 | -1.7453 | -33.2087 | 0.014483 | 0.82764 | 0.16119 | 1.0741 | 13.8092 | 0.013164 | -0.017381 | -0.00030817 | 0.013164 | 0.01548 | -0.55905 | -0.75313 | -1.259 | -0.55905 | -0.59164 | -0.46409 | -0.85628 | -1.243 | -0.46409 | -0.48097 | 0.014483 | 0.82764 | 0.16119 | 1.0741 | 13.8092 | 0.013164 | -0.017381 | -0.00030817 | 0.013164 | 0.01548 | -0.55905 | -0.75313 | -1.259 | -0.55905 | -0.59164 | -0.46409 | -0.85628 | -1.243 | -0.46409 | -0.48097
86 | 0.33 | 0.2 | South/Central | TX | Lubbock.Intl.AP.722670 | 3 | 1094700 | 60.6129 | 9.2492 | 74.9921 | 60.5127 | 14.4795 | 886.88 | 0.080373 | 27.98 | -0.92806 | 1.0084 | 28.119 | -2.0286 | 14.58 | -3.0336 | 1.005 | 1.0399 | -0.84984 | -20.35 | -0.29937 | -0.55047 | -25.6626 | 0.080373 | 27.98 | -0.92806 | 1.0084 | 28.119 | 0.24025 | 25.73 | -0.64864 | 0.88889 | 26.9534 | 0.014483 | 0.87787 | 0.13396 | 1.0861 | 12.8449 | 0.0011641 | -0.029381 | -0.012308 | 0.0011641 | 0.0034796 | 0.40524 | 0.21117 | -0.29473 | 0.40524 | 0.37265 | 0.40725 | 0.015061 | -0.37168 | 0.40725 | 0.39037 | 0.014483 | 0.87787 | 0.13396 | 1.0861 | 12.8449 | 0.0011641 | -0.029381 | -0.012308 | 0.0011641 | 0.0034796 | 0.40524 | 0.21117 | -0.29473 | 0.40524 | 0.37265 | 0.40725 | 0.015061 | -0.37168 | 0.40725 | 0.39037
87 | 0.33 | 0.25 | South/Central | TX | Lubbock.Intl.AP.722670 | 3 | 1094700 | 59.1136 | 9.8992 | 74.3828 | 59.0158 | 15.367 | 907.21 | 0.68974 | 7.65 | 0.5688 | 0.12093 | 12.0749 | -1.4193 | -5.75 | -1.5368 | 0.11751 | -15.0042 | -0.24047 | -40.68 | 1.1975 | -1.438 | -41.7067 | 0.68974 | 7.65 | 0.5688 | 0.12093 | 12.0749 | 0.84961 | 5.4 | 0.84822 | 0.001394 | 10.9093 | 0.014483 | 0.85616 | 0.14337 | 1.0773 | 13.1393 | 0.0099896 | -0.020555 | -0.0034828 | 0.0099896 | 0.012305 | 0.1108 | -0.083279 | -0.58918 | 0.1108 | 0.078209 | 0.17488 | -0.21731 | -0.60405 | 0.17488 | 0.158 | 0.014483 | 0.85616 | 0.14337 | 1.0773 | 13.1393 | 0.0099896 | -0.020555 | -0.0034828 | 0.0099896 | 0.012305 | 0.1108 | -0.083279 | -0.58918 | 0.1108 | 0.078209 | 0.17488 | -0.21731 | -0.60405 | 0.17488 | 0.158
88 | 0.33 | 0.3 | South/Central | TX | Lubbock.Intl.AP.722670 | 3 | 1094700 | 58.8437 | 9.9492 | 74.2429 | 58.7464 | 15.4965 | 909.86 | 0.82963 | 5 | 0.83824 | -0.008605 | 10.385 | -1.2794 | -8.4 | -1.2673 | -0.012025 | -16.6941 | -0.10058 | -43.33 | 1.4669 | -1.5675 | -43.3966 | 0.82963 | 5 | 0.83824 | -0.008605 | 10.385 | 0.98951 | 2.75 | 1.1177 | -0.12815 | 9.2195 | 0.014483 | 0.85225 | 0.1441 | 1.0753 | 13.1777 | 0.012016 | -0.018529 | -0.0014567 | 0.012016 | 0.014331 | 0.072416 | -0.12166 | -0.62756 | 0.072416 | 0.039829 | 0.15041 | -0.24178 | -0.62852 | 0.15041 | 0.13353 | 0.014483 | 0.85225 | 0.1441 | 1.0753 | 13.1777 | 0.012016 | -0.018529 | -0.0014567 | 0.012016 | 0.014331 | 0.072416 | -0.12166 | -0.62756 | 0.072416 | 0.039829 | 0.15041 | -0.24178 | -0.62852 | 0.15041 | 0.13353
89 | 0.33 | 0.35 | South/Central | TX | Lubbock.Intl.AP.722670 | 3 | 1094700 | 57.5143 | 10.5492 | 73.7234 | 57.4191 | 16.3043 | 928.61 | 1.3491 | -13.75 | 2.1655 | -0.8164 | -4.6689 | -0.75994 | -27.15 | 0.059877 | -0.81982 | -31.7479 | 0.41884 | -62.08 | 2.7941 | -2.3753 | -58.4504 | 1.3491 | -13.75 | 2.1655 | -0.8164 | -4.6689 | 1.5089 | -16 | 2.4449 | -0.93594 | -5.8344 | 0.014483 | 0.83299 | 0.15279 | 1.0678 | 13.4493 | 0.019539 | -0.011006 | 0.0060662 | 0.019539 | 0.021854 | -0.19914 | -0.39322 | -0.89912 | -0.19914 | -0.23173 | -0.06762 | -0.45981 | -0.84655 | -0.06762 | -0.084501 | 0.014483 | 0.83299 | 0.15279 | 1.0678 | 13.4493 | 0.019539 | -0.011006 | 0.0060662 | 0.019539 | 0.021854 | -0.19914 | -0.39322 | -0.89912 | -0.19914 | -0.23173 | -0.06762 | -0.45981 | -0.84655 | -0.06762 | -0.084501
90 | 0.33 | 0.4 | South/Central | TX | Lubbock.Intl.AP.722670 | 3 | 1094700 | 56.3148 | 11.1492 | 73.334 | 56.2217 | 17.1123 | 948.18 | 1.7385 | -33.32 | 3.3629 | -1.6244 | -21.3918 | -0.37047 | -46.72 | 1.2574 | -1.6278 | -48.4709 | 0.80831 | -81.65 | 3.9916 | -3.1833 | -75.1734 | 1.7385 | -33.32 | 3.3629 | -1.6244 | -21.3918 | 1.8984 | -35.57 | 3.6424 | -1.744 | -22.5574 | 0.014483 | 0.81562 | 0.16148 | 1.0621 | 13.7327 | 0.025179 | -0.0053656 | 0.011707 | 0.025179 | 0.027495 | -0.48258 | -0.67666 | -1.1826 | -0.48258 | -0.51517 | -0.30982 | -0.70201 | -1.0888 | -0.30982 | -0.3267 | 0.014483 | 0.81562 | 0.16148 | 1.0621 | 13.7327 | 0.025179 | -0.0053656 | 0.011707 | 0.025179 | 0.027495 | -0.48258 | -0.67666 | -1.1826 | -0.48258 | -0.51517 | -0.30982 | -0.70201 | -1.0888 | -0.30982 | -0.3267
91 | 0.3 | 0.2 | South/Central | TX | Lubbock.Intl.AP.722670 | 3 | 1094700 | 59.3336 | 9.2592 | 73.6927 | 59.2353 | 14.4574 | 878.08 | 1.3798 | 36.78 | 0.34926 | 1.0305 | 45.3391 | -0.72924 | 23.38 | -1.7563 | 1.0271 | 18.26 | 0.44955 | -11.55 | 0.97795 | -0.5284 | -8.4425 | 1.3798 | 36.78 | 0.34926 | 1.0305 | 45.3391 | 1.5396 | 34.53 | 0.62867 | 0.91096 | 44.1735 | 0.014483 | 0.85934 | 0.1341 | 1.0673 | 12.7174 | 0.019983 | -0.010562 | 0.0065109 | 0.019983 | 0.022299 | 0.53269 | 0.33862 | -0.16728 | 0.53269 | 0.50011 | 0.65666 | 0.26446 | -0.12227 | 0.65666 | 0.63978 | 0.014483 | 0.85934 | 0.1341 | 1.0673 | 12.7174 | 0.019983 | -0.010562 | 0.0065109 | 0.019983 | 0.022299 | 0.53269 | 0.33862 | -0.16728 | 0.53269 | 0.50011 | 0.65666 | 0.26446 | -0.12227 | 0.65666 | 0.63978
92 | 0.3 | 0.25 | South/Central | TX | Lubbock.Intl.AP.722670 | 3 | 1094700 | 57.8342 | 9.9192 | 73.1034 | 57.7385 | 15.3649 | 899.08 | 1.9691 | 15.78 | 1.8461 | 0.123 | 28.5017 | -0.13987 | 2.38 | -0.25946 | 0.11958 | 1.4226 | 1.0389 | -32.55 | 2.4748 | -1.4359 | -25.2799 | 1.9691 | 15.78 | 1.8461 | 0.123 | 28.5017 | 2.129 | 13.53 | 2.1255 | 0.003462 | 27.3362 | 0.014483 | 0.83763 | 0.14366 | 1.0588 | 13.0216 | 0.028519 | -0.0020258 | 0.015047 | 0.028519 | 0.030835 | 0.22855 | 0.03447 | -0.47143 | 0.22855 | 0.19596 | 0.4128 | 0.020604 | -0.36613 | 0.4128 | 0.39592 | 0.014483 | 0.83763 | 0.14366 | 1.0588 | 13.0216 | 0.028519 | -0.0020258 | 0.015047 | 0.028519 | 0.030835 | 0.22855 | 0.03447 | -0.47143 | 0.22855 | 0.19596 | 0.4128 | 0.020604 | -0.36613 | 0.4128 | 0.39592
93 | 0.3 | 0.3 | South/Central | TX | Lubbock.Intl.AP.722670 | 3 | 1094700 | 57.5744 | 9.9692 | 72.9635 | 57.479 | 15.4845 | 901.46 | 2.109 | 13.4 | 2.1056 | 0.00342 | 27.0791 | 0 | 0 | 0 | 0 | 0 | 1.1788 | -34.93 | 2.7343 | -1.5555 | -26.7025 | 2.109 | 13.4 | 2.1056 | 0.00342 | 27.0791 | 2.2689 | 11.15 | 2.385 | -0.11612 | 25.9135 | 0.014483 | 0.83386 | 0.14439 | 1.0567 | 13.0561 | 0.030545 | 0 | 0.017073 | 0.030545 | 0.032861 | 0.19408 | 0 | -0.5059 | 0.19408 | 0.16149 | 0.39219 | 0 | -0.38674 | 0.39219 | 0.37531 | 0.014483 | 0.83386 | 0.14439 | 1.0567 | 13.0561 | 0.030545 | 0 | 0.017073 | 0.030545 | 0.032861 | 0.19408 | 0 | -0.5059 | 0.19408 | 0.16149 | 0.39219 | 0 | -0.38674 | 0.39219 | 0.37531
94 | 0.3 | 0.35 | South/Central | TX | Lubbock.Intl.AP.722670 | 3 | 1094700 | 56.2549 | 10.5792 | 72.4741 | 56.1618 | 16.3123 | 920.94 | 2.5984 | -6.08 | 3.4228 | -0.82437 | 11.1044 | 0.48944 | -19.48 | 1.3172 | -0.82779 | -15.9747 | 1.6682 | -54.41 | 4.0515 | -2.3833 | -42.6772 | 2.5984 | -6.08 | 3.4228 | -0.82437 | 11.1044 | 2.7583 | -8.33 | 3.7022 | -0.94391 | 9.9388 | 0.014483 | 0.81475 | 0.15322 | 1.0497 | 13.3382 | 0.037634 | 0.0070887 | 0.024161 | 0.037634 | 0.039949 | -0.088058 | -0.28213 | -0.78803 | -0.088058 | -0.12065 | 0.16083 | -0.23137 | -0.6181 | 0.16083 | 0.14395 | 0.014483 | 0.81475 | 0.15322 | 1.0497 | 13.3382 | 0.037634 | 0.0070887 | 0.024161 | 0.037634 | 0.039949 | -0.088058 | -0.28213 | -0.78803 | -0.088058 | -0.12065 | 0.16083 | -0.23137 | -0.6181 | 0.16083 | 0.14395
95 | 0.3 | 0.4 | South/Central | TX | Lubbock.Intl.AP.722670 | 3 | 1094700 | 55.0555 | 11.1892 | 72.1046 | 54.9643 | 17.1403 | 941.17 | 2.9679 | -26.31 | 4.6203 | -1.6524 | -6.4117 | 0.85891 | -39.71 | 2.5147 | -1.6558 | -33.4908 | 2.0377 | -74.64 | 5.249 | -3.2113 | -60.1932 | 2.9679 | -26.31 | 4.6203 | -1.6524 | -6.4117 | 3.1278 | -28.56 | 4.8997 | -1.7719 | -7.5772 | 0.014483 | 0.79738 | 0.16206 | 1.0443 | 13.6312 | 0.042985 | 0.01244 | 0.029512 | 0.042985 | 0.0453 | -0.38105 | -0.57513 | -1.081 | -0.38105 | -0.41364 | -0.092862 | -0.48505 | -0.87179 | -0.092862 | -0.10974 | 0.014483 | 0.79738 | 0.16206 | 1.0443 | 13.6312 | 0.042985 | 0.01244 | 0.029512 | 0.042985 | 0.0453 | -0.38105 | -0.57513 | -1.081 | -0.38105 | -0.41364 | -0.092862 | -0.48505 | -0.87179 | -0.092862 | -0.10974
96 | 0.28 | 0.2 | South/Central | TX | Lubbock.Intl.AP.722670 | 3 | 1094700 | 58.454 | 9.2792 | 72.8232 | 58.3572 | 14.466 | 872.83 | 2.2493 | 42.03 | 1.2274 | 1.0219 | 56.2358 | 0.14034 | 28.63 | -0.87816 | 1.0185 | 29.1567 | 1.3191 | -6.3 | 1.8561 | -0.53698 | 2.4542 | 2.2493 | 42.03 | 1.2274 | 1.0219 | 56.2358 | 2.4092 | 39.78 | 1.5068 | 0.90237 | 55.0702 | 0.014483 | 0.8466 | 0.13439 | 1.0547 | 12.6414 | 0.032578 | 0.0020325 | 0.019105 | 0.032578 | 0.034893 | 0.60873 | 0.41465 | -0.091244 | 0.60873 | 0.57614 | 0.81448 | 0.42228 | 0.035545 | 0.81448 | 0.79759 | 0.014483 | 0.8466 | 0.13439 | 1.0547 | 12.6414 | 0.032578 | 0.0020325 | 0.019105 | 0.032578 | 0.034893 | 0.60873 | 0.41465 | -0.091244 | 0.60873 | 0.57614 | 0.81448 | 0.42228 | 0.035545 | 0.81448 | 0.79759
97 | 0.28 | 0.25 | South/Central | TX | Lubbock.Intl.AP.722670 | 3 | 1094700 | 56.9746 | 9.9292 | 72.2338 | 56.8803 | 15.3535 | 893.29 | 2.8387 | 21.57 | 2.7043 | 0.13438 | 39.9344 | 0.7297 | 8.17 | 0.59874 | 0.13096 | 12.8554 | 1.9085 | -26.76 | 3.333 | -1.4245 | -13.8471 | 2.8387 | 21.57 | 2.7043 | 0.13438 | 39.9344 | 2.9986 | 19.32 | 2.9837 | 0.014834 | 38.7689 | 0.014483 | 0.82518 | 0.14381 | 1.0462 | 12.9377 | 0.041113 | 0.010568 | 0.027641 | 0.041113 | 0.043429 | 0.3124 | 0.11833 | -0.38757 | 0.3124 | 0.27982 | 0.57838 | 0.18619 | -0.20055 | 0.57838 | 0.5615 | 0.014483 | 0.82518 | 0.14381 | 1.0462 | 12.9377 | 0.041113 | 0.010568 | 0.027641 | 0.041113 | 0.043429 | 0.3124 | 0.11833 | -0.38757 | 0.3124 | 0.27982 | 0.57838 | 0.18619 | -0.20055 | 0.57838 | 0.5615
98 | 0.28 | 0.3 | South/Central | TX | Lubbock.Intl.AP.722670 | 3 | 1094700 | 56.4349 | 10.1192 | 71.994 | 56.3414 | 15.6526 | 899.93 | 3.0785 | 14.93 | 3.2432 | -0.16472 | 34.9678 | 0.96947 | 1.53 | 1.1376 | -0.16814 | 7.8888 | 2.1483 | -33.4 | 3.8719 | -1.7236 | -18.8137 | 3.0785 | 14.93 | 3.2432 | -0.16472 | 34.9678 | 3.2383 | 12.68 | 3.5226 | -0.28426 | 33.8023 | 0.014483 | 0.81736 | 0.14656 | 1.0427 | 13.0339 | 0.044586 | 0.014041 | 0.031114 | 0.044586 | 0.046902 | 0.21623 | 0.022159 | -0.48374 | 0.21623 | 0.18365 | 0.50645 | 0.11425 | -0.27248 | 0.50645 | 0.48957 | 0.014483 | 0.81736 | 0.14656 | 1.0427 | 13.0339 | 0.044586 | 0.014041 | 0.031114 | 0.044586 | 0.046902 | 0.21623 | 0.022159 | -0.48374 | 0.21623 | 0.18365 | 0.50645 | 0.11425 | -0.27248 | 0.50645 | 0.48957
99 | 0.28 | 0.35 | South/Central | TX | Lubbock.Intl.AP.722670 | 3 | 1094700 | 55.1455 | 10.7392 | 71.5546 | 55.0541 | 16.5005 | 920.27 | 3.5179 | -5.41 | 4.5305 | -1.0126 | 17.8136 | 1.4089 | -18.81 | 2.4249 | -1.016 | -9.2655 | 2.5877 | -53.74 | 5.1592 | -2.5715 | -35.968 | 3.5179 | -5.41 | 4.5305 | -1.0126 | 17.8136 | 3.6778 | -7.66 | 4.8099 | -1.1321 | 16.648 | 0.014483 | 0.79868 | 0.15554 | 1.0363 | 13.3285 | 0.05095 | 0.020405 | 0.037478 | 0.05095 | 0.053266 | -0.078354 | -0.27243 | -0.77833 | -0.078354 | -0.11094 | 0.258 | -0.13419 | -0.52093 | 0.258 | 0.24112 | 0.014483 | 0.79868 | 0.15554 | 1.0363 | 13.3285 | 0.05095 | 0.020405 | 0.037478 | 0.05095 | 0.053266 | -0.078354 | -0.27243 | -0.77833 | -0.078354 | -0.11094 | 0.258 | -0.13419 | -0.52093 | 0.258 | 0.24112
100 | 0.28 | 0.4 | South/Central | TX | Lubbock.Intl.AP.722670 | 3 | 1094700 | 54.1959 | 11.2192 | 71.255 | 54.1061 | 17.1489 | 936.05 | 3.8175 | -21.19 | 5.4785 | -1.661 | 4.2285 | 1.7085 | -34.59 | 3.3729 | -1.6644 | -22.8506 | 2.8873 | -69.52 | 6.1072 | -3.2199 | -49.5531 | 3.8175 | -21.19 | 5.4785 | -1.661 | 4.2285 | 3.9774 | -23.44 | 5.7579 | -1.7805 | 3.063 | 0.014483 | 0.78493 | 0.16249 | 1.032 | 13.557 | 0.05529 | 0.024745 | 0.041817 | 0.05529 | 0.057605 | -0.3069 | -0.50098 | -1.0069 | -0.3069 | -0.33949 | 0.061243 | -0.33095 | -0.71769 | 0.061243 | 0.044361 | 0.014483 | 0.78493 | 0.16249 | 1.032 | 13.557 | 0.05529 | 0.024745 | 0.041817 | 0.05529 | 0.057605 | -0.3069 | -0.50098 | -1.0069 | -0.3069 | -0.33949 | 0.061243 | -0.33095 | -0.71769 | 0.061243 | 0.044361
101 | 0.27 | 0.2 | South/Central | TX | Lubbock.Intl.AP.722670 | 3 | 1094700 | 58.0042 | 9.2892 | 72.3734 | 57.9081 | 14.4652 | 869.97 | 2.6991 | 44.89 | 1.6765 | 1.0227 | 62.0113 | 0.59013 | 31.49 | -0.4291 | 1.0192 | 34.9322 | 1.7689 | -3.44 | 2.3052 | -0.53625 | 8.2297 | 2.6991 | 44.89 | 1.6765 | 1.0227 | 62.0113 | 2.859 | 42.64 | 1.9559 | 0.90311 | 60.8457 | 0.014483 | 0.84009 | 0.13454 | 1.0482 | 12.6 | 0.039092 | 0.008547 | 0.02562 | 0.039092 | 0.041408 | 0.65015 | 0.45608 | -0.049822 | 0.65015 | 0.61757 | 0.89812 | 0.50593 | 0.11919 | 0.89812 | 0.88124 | 0.014483 | 0.84009 | 0.13454 | 1.0482 | 12.6 | 0.039092 | 0.008547 | 0.02562 | 0.039092 | 0.041408 | 0.65015 | 0.45608 | -0.049822 | 0.65015 | 0.61757 | 0.89812 | 0.50593 | 0.11919 | 0.89812 | 0.88124
102 | 0.27 | 0.25 | South/Central | TX | Lubbock.Intl.AP.722670 | 3 | 1094700 | 56.5349 | 9.9392 | 71.804 | 56.4412 | 15.3628 | 890.82 | 3.2685 | 24.04 | 3.1434 | 0.12511 | 45.1857 | 1.1595 | 10.64 | 1.0378 | 0.12169 | 18.1066 | 2.3383 | -24.29 | 3.7721 | -1.4338 | -8.5959 | 3.2685 | 24.04 | 3.1434 | 0.12511 | 45.1857 | 3.4284 | 21.79 | 3.4228 | 0.005573 | 44.0201 | 0.014483 | 0.81881 | 0.14395 | 1.04 | 12.902 | 0.047339 | 0.016793 | 0.033866 | 0.047339 | 0.049654 | 0.34818 | 0.1541 | -0.3518 | 0.34818 | 0.31559 | 0.65443 | 0.26224 | -0.1245 | 0.65443 | 0.63755 | 0.014483 | 0.81881 | 0.14395 | 1.04 | 12.902 | 0.047339 | 0.016793 | 0.033866 | 0.047339 | 0.049654 | 0.34818 | 0.1541 | -0.3518 | 0.34818 | 0.31559 | 0.65443 | 0.26224 | -0.1245 | 0.65443 | 0.63755
103 | 0.27 | 0.3 | South/Central | TX | Lubbock.Intl.AP.722670 | 3 | 1094700 | 55.8052 | 10.2392 | 71.5143 | 55.7127 | 15.8016 | 900.96 | 3.5582 | 13.9 | 3.8719 | -0.31365 | 37.1057 | 1.4492 | 0.5 | 1.7663 | -0.31707 | 10.0266 | 2.628 | -34.43 | 4.5006 | -1.8726 | -16.6758 | 3.5582 | 13.9 | 3.8719 | -0.31365 | 37.1057 | 3.7181 | 11.65 | 4.1513 | -0.43319 | 35.9402 | 0.014483 | 0.80824 | 0.1483 | 1.0358 | 13.0488 | 0.051534 | 0.020989 | 0.038062 | 0.051534 | 0.05385 | 0.20132 | 0.0072416 | -0.49866 | 0.20132 | 0.16873 | 0.53741 | 0.14522 | -0.24152 | 0.53741 | 0.52053 | 0.014483 | 0.80824 | 0.1483 | 1.0358 | 13.0488 | 0.051534 | 0.020989 | 0.038062 | 0.051534 | 0.05385 | 0.20132 | 0.0072416 | -0.49866 | 0.20132 | 0.16873 | 0.53741 | 0.14522 | -0.24152 | 0.53741 | 0.52053
104 | 0.27 | 0.35 | South/Central | TX | Lubbock.Intl.AP.722670 | 3 | 1094700 | 54.4858 | 10.9092 | 71.1049 | 54.3955 | 16.7094 | 923.09 | 3.9676 | -8.23 | 5.1891 | -1.2215 | 17.9565 | 1.8586 | -21.63 | 3.0835 | -1.2249 | -9.1226 | 3.0374 | -56.56 | 5.8178 | -2.7804 | -35.8251 | 3.9676 | -8.23 | 5.1891 | -1.2215 | 17.9565 | 4.1275 | -10.48 | 5.4685 | -1.341 | 16.791 | 0.014483 | 0.78913 | 0.158 | 1.0298 | 13.3693 | 0.057464 | 0.026919 | 0.043991 | 0.057464 | 0.059779 | -0.1192 | -0.31327 | -0.81917 | -0.1192 | -0.15178 | 0.26007 | -0.13212 | -0.51886 | 0.26007 | 0.24319 | 0.014483 | 0.78913 | 0.158 | 1.0298 | 13.3693 | 0.057464 | 0.026919 | 0.043991 | 0.057464 | 0.059779 | -0.1192 | -0.31327 | -0.81917 | -0.1192 | -0.15178 | 0.26007 | -0.13212 | -0.51886 | 0.26007 | 0.24319
105 | 0.27 | 0.4 | South/Central | TX | Lubbock.Intl.AP.722670 | 3 | 1094700 | 53.7661 | 11.2392 | 70.8452 | 53.677 | 17.1682 | 933.98 | 4.2273 | -19.12 | 5.9076 | -1.6803 | 8.9554 | 2.1183 | -32.52 | 3.802 | -1.6837 | -18.1237 | 3.2971 | -67.45 | 6.5363 | -3.2392 | -44.8261 | 4.2273 | -19.12 | 5.9076 | -1.6803 | 8.9554 | 4.3872 | -21.37 | 6.187 | -1.7998 | 7.7899 | 0.014483 | 0.77871 | 0.16278 | 1.0261 | 13.527 | 0.061225 | 0.03068 | 0.047753 | 0.061225 | 0.063541 | -0.27692 | -0.47099 | -0.97689 | -0.27692 | -0.30951 | 0.1297 | -0.26249 | -0.64923 | 0.1297 | 0.11282 | 0.014483 | 0.77871 | 0.16278 | 1.0261 | 13.527 | 0.061225 | 0.03068 | 0.047753 | 0.061225 | 0.063541 | -0.27692 | -0.47099 | -0.97689 | -0.27692 | -0.30951 | 0.1297 | -0.26249 | -0.64923 | 0.1297 | 0.11282
106 | 0.26 | 0.2 | South/Central | TX | Lubbock.Intl.AP.722670 | 3 | 1094700 | 57.5644 | 9.2992 | 71.9435 | 57.4691 | 14.4745 | 867.52 | 3.129 | 47.34 | 2.1155 | 1.0134 | 67.2633 | 1.02 | 33.94 | 0.009973 | 1.01 | 40.1842 | 2.1987 | -0.99 | 2.7442 | -0.54549 | 13.4817 | 3.129 | 47.34 | 2.1155 | 1.0134 | 67.2633 | 3.2888 | 45.09 | 2.395 | 0.89387 | 66.0977 | 0.014483 | 0.83372 | 0.13468 | 1.042 | 12.5645 | 0.045317 | 0.014772 | 0.031845 | 0.045317 | 0.047633 | 0.68564 | 0.49156 | -0.014338 | 0.68564 | 0.65305 | 0.97419 | 0.582 | 0.19526 | 0.97419 | 0.95731 | 0.014483 | 0.83372 | 0.13468 | 1.042 | 12.5645 | 0.045317 | 0.014772 | 0.031845 | 0.045317 | 0.047633 | 0.68564 | 0.49156 | -0.014338 | 0.68564 | 0.65305 | 0.97419 | 0.582 | 0.19526 | 0.97419 | 0.95731
107 | 0.26 | 0.25 | South/Central | TX | Lubbock.Intl.AP.722670 | 3 | 1094700 | 56.0951 | 9.9492 | 71.3642 | 56.0021 | 15.3621 | 888.03 | 3.7083 | 26.83 | 3.5825 | 0.12581 | 50.8319 | 1.5993 | 13.43 | 1.4769 | 0.12239 | 23.7528 | 2.7781 | -21.5 | 4.2112 | -1.4331 | -2.9497 | 3.7083 | 26.83 | 3.5825 | 0.12581 | 50.8319 | 3.8682 | 24.58 | 3.8619 | 0.00627 | 49.6663 | 0.014483 | 0.81244 | 0.1441 | 1.0336 | 12.8615 | 0.053708 | 0.023163 | 0.040235 | 0.053708 | 0.056023 | 0.38859 | 0.19451 | -0.31139 | 0.38859 | 0.356 | 0.73621 | 0.34402 | -0.042721 | 0.73621 | 0.71933 | 0.014483 | 0.81244 | 0.1441 | 1.0336 | 12.8615 | 0.053708 | 0.023163 | 0.040235 | 0.053708 | 0.056023 | 0.38859 | 0.19451 | -0.31139 | 0.38859 | 0.356 | 0.73621 | 0.34402 | -0.042721 | 0.73621 | 0.71933
108 | 0.26 | 0.3 | South/Central | TX | Lubbock.Intl.AP.722670 | 3 | 1094700 | 55.0755 | 10.4192 | 71.0047 | 54.9843 | 16.0204 | 903.7 | 4.0678 | 11.16 | 4.6003 | -0.53249 | 37.7484 | 1.9589 | -2.24 | 2.4948 | -0.53591 | 10.6693 | 3.1376 | -37.17 | 5.229 | -2.0914 | -16.0332 | 4.0678 | 11.16 | 4.6003 | -0.53249 | 37.7484 | 4.2277 | 8.91 | 4.8797 | -0.65203 | 36.5828 | 0.014483 | 0.79767 | 0.1509 | 1.0284 | 13.0885 | 0.058916 | 0.02837 | 0.045443 | 0.058916 | 0.061231 | 0.16163 | -0.032442 | -0.53834 | 0.16163 | 0.12905 | 0.54672 | 0.15453 | -0.23221 | 0.54672 | 0.52984 | 0.014483 | 0.79767 | 0.1509 | 1.0284 | 13.0885 | 0.058916 | 0.02837 | 0.045443 | 0.058916 | 0.061231 | 0.16163 | -0.032442 | -0.53834 | 0.16163 | 0.12905 | 0.54672 | 0.15453 | -0.23221 | 0.54672 | 0.52984
109 | 0.26 | 0.35 | South/Central | TX | Lubbock.Intl.AP.722670 | 3 | 1094700 | 53.8361 | 11.0792 | 70.6652 | 53.7469 | 16.9183 | 926.01 | 4.4073 | -11.15 | 5.8377 | -1.4304 | 17.9709 | 2.2983 | -24.55 | 3.7322 | -1.4338 | -9.1082 | 3.4771 | -59.48 | 6.4664 | -2.9893 | -35.8107 | 4.4073 | -11.15 | 5.8377 | -1.4304 | 17.9709 | 4.5672 | -13.4 | 6.1171 | -1.5499 | 16.8053 | 0.014483 | 0.77972 | 0.16046 | 1.0235 | 13.4116 | 0.063832 | 0.033287 | 0.05036 | 0.063832 | 0.066148 | -0.16149 | -0.35556 | -0.86146 | -0.16149 | -0.19408 | 0.26028 | -0.13192 | -0.51865 | 0.26028 | 0.2434 | 0.014483 | 0.77972 | 0.16046 | 1.0235 | 13.4116 | 0.063832 | 0.033287 | 0.05036 | 0.063832 | 0.066148 | -0.16149 | -0.35556 | -0.86146 | -0.16149 | -0.19408 | 0.26028 | -0.13192 | -0.51865 | 0.26028 | 0.2434
110 | 0.26 | 0.4 | South/Central | TX | Lubbock.Intl.AP.722670 | 3 | 1094700 | 53.3263 | 11.2492 | 70.4054 | 53.2379 | 17.1675 | 931.18 | 4.6671 | -16.32 | 6.3467 | -1.6796 | 14.6007 | 2.5581 | -29.72 | 4.2411 | -1.683 | -12.4784 | 3.7369 | -64.65 | 6.9754 | -3.2385 | -39.1808 | 4.6671 | -16.32 | 6.3467 | -1.6796 | 14.6007 | 4.827 | -18.57 | 6.6261 | -1.7991 | 13.4352 | 0.014483 | 0.77234 | 0.16292 | 1.0197 | 13.4865 | 0.067594 | 0.037049 | 0.054122 | 0.067594 | 0.06991 | -0.23637 | -0.43044 | -0.93634 | -0.23637 | -0.26895 | 0.21147 | -0.18073 | -0.56747 | 0.21147 | 0.19458 | 0.014483 | 0.77234 | 0.16292 | 1.0197 | 13.4865 | 0.067594 | 0.037049 | 0.054122 | 0.067594 | 0.06991 | -0.23637 | -0.43044 | -0.93634 | -0.23637 | -0.26895 | 0.21147 | -0.18073 | -0.56747 | 0.21147 | 0.19458
111 | 0.25 | 0.2 | South/Central | TX | Lubbock.Intl.AP.722670 | 3 | 1094700 | 57.1146 | 9.3092 | 71.4938 | 57.02 | 14.4738 | 864.65 | 3.5787 | 50.21 | 2.5646 | 1.0141 | 73.0371 | 1.4697 | 36.81 | 0.45903 | 1.0107 | 45.958 | 2.6485 | 1.88 | 3.1933 | -0.54479 | 19.2556 | 3.5787 | 50.21 | 2.5646 | 1.0141 | 73.0371 | 3.7386 | 47.96 | 2.844 | 0.89457 | 71.8716 | 0.014483 | 0.8272 | 0.13483 | 1.0355 | 12.5229 | 0.051831 | 0.021286 | 0.038359 | 0.051831 | 0.054147 | 0.7272 | 0.53313 | 0.027228 | 0.7272 | 0.69462 | 1.0578 | 0.66562 | 0.27888 | 1.0578 | 1.0409 | 0.014483 | 0.8272 | 0.13483 | 1.0355 | 12.5229 | 0.051831 | 0.021286 | 0.038359 | 0.051831 | 0.054147 | 0.7272 | 0.53313 | 0.027228 | 0.7272 | 0.69462 | 1.0578 | 0.66562 | 0.27888 | 1.0578 | 1.0409
112 | 0.25 | 0.25 | South/Central | TX | Lubbock.Intl.AP.722670 | 3 | 1094700 | 55.6553 | 9.9592 | 70.9244 | 55.5631 | 15.3614 | 885.24 | 4.1481 | 29.62 | 4.0215 | 0.12653 | 56.4788 | 2.0391 | 16.22 | 1.916 | 0.12311 | 29.3997 | 3.2179 | -18.71 | 4.6502 | -1.4324 | 2.6972 | 4.1481 | 29.62 | 4.0215 | 0.12653 | 56.4788 | 4.3079 | 27.37 | 4.301 | 0.006986 | 55.3132 | 0.014483 | 0.80607 | 0.14424 | 1.0272 | 12.8211 | 0.060078 | 0.029532 | 0.046605 | 0.060078 | 0.062393 | 0.42899 | 0.23492 | -0.27098 | 0.42899 | 0.39641 | 0.818 | 0.4258 | 0.039065 | 0.818 | 0.80111 | 0.014483 | 0.80607 | 0.14424 | 1.0272 | 12.8211 | 0.060078 | 0.029532 | 0.046605 | 0.060078 | 0.062393 | 0.42899 | 0.23492 | -0.27098 | 0.42899 | 0.39641 | 0.818 | 0.4258 | 0.039065 | 0.818 | 0.80111
113 | 0.25 | 0.3 | South/Central | TX | Lubbock.Intl.AP.722670 | 3 | 1094700 | 54.3459 | 10.6192 | 70.515 | 54.2558 | 16.2592 | 907.1 | 4.5575 | 7.76 | 5.3288 | -0.77128 | 37.5994 | 2.4485 | -5.64 | 3.2232 | -0.7747 | 10.5203 | 3.6273 | -40.57 | 5.9575 | -2.3302 | -16.1822 | 4.5575 | 7.76 | 5.3288 | -0.77128 | 37.5994 | 4.7174 | 5.51 | 5.6082 | -0.89082 | 36.4338 | 0.014483 | 0.7871 | 0.1538 | 1.0213 | 13.1377 | 0.066008 | 0.035463 | 0.052535 | 0.066008 | 0.068323 | 0.11239 | -0.081685 | -0.58758 | 0.11239 | 0.079803 | 0.54456 | 0.15237 | -0.23437 | 0.54456 | 0.52768 | 0.014483 | 0.7871 | 0.1538 | 1.0213 | 13.1377 | 0.066008 | 0.035463 | 0.052535 | 0.066008 | 0.068323 | 0.11239 | -0.081685 | -0.58758 | 0.11239 | 0.079803 | 0.54456 | 0.15237 | -0.23437 | 0.54456 | 0.52768
114 | 0.25 | 0.35 | South/Central | TX | Lubbock.Intl.AP.722670 | 3 | 1094700 | 53.1164 | 11.3092 | 70.2355 | 53.0284 | 17.2071 | 931.13 | 4.837 | -16.27 | 6.5562 | -1.7192 | 15.7096 | 2.728 | -29.67 | 4.4507 | -1.7227 | -11.3695 | 3.9068 | -64.6 | 7.1849 | -3.2781 | -38.072 | 4.837 | -16.27 | 6.5562 | -1.7192 | 15.7096 | 4.9969 | -18.52 | 6.8356 | -1.8388 | 14.544 | 0.014483 | 0.7693 | 0.16379 | 1.0172 | 13.4858 | 0.070055 | 0.03951 | 0.056583 | 0.070055 | 0.072371 | -0.23564 | -0.42972 | -0.93562 | -0.23564 | -0.26823 | 0.22753 | -0.16467 | -0.55141 | 0.22753 | 0.21064 | 0.014483 | 0.7693 | 0.16379 | 1.0172 | 13.4858 | 0.070055 | 0.03951 | 0.056583 | 0.070055 | 0.072371 | -0.23564 | -0.42972 | -0.93562 | -0.23564 | -0.26823 | 0.22753 | -0.16467 | -0.55141 | 0.22753 | 0.21064
115 | 0.25 | 0.4 | South/Central | TX | Lubbock.Intl.AP.722670 | 3 | 1094700 | 52.8865 | 11.2692 | 69.9756 | 52.7989 | 17.1768 | 928.72 | 5.0969 | -13.86 | 6.7857 | -1.6889 | 19.851 | 2.9879 | -27.26 | 4.6802 | -1.6923 | -7.2281 | 4.1667 | -62.19 | 7.4144 | -3.2478 | -33.9305 | 5.0969 | -13.86 | 6.7857 | -1.6889 | 19.851 | 5.2567 | -16.11 | 7.0652 | -1.8084 | 18.6855 | 0.014483 | 0.76597 | 0.16321 | 1.0135 | 13.4509 | 0.073819 | 0.043274 | 0.060347 | 0.073819 | 0.076135 | -0.20074 | -0.39481 | -0.90071 | -0.20074 | -0.23332 | 0.28751 | -0.10469 | -0.49142 | 0.28751 | 0.27063 | 0.014483 | 0.76597 | 0.16321 | 1.0135 | 13.4509 | 0.073819 | 0.043274 | 0.060347 | 0.073819 | 0.076135 | -0.20074 | -0.39481 | -0.90071 | -0.20074 | -0.23332 | 0.28751 | -0.10469 | -0.49142 | 0.28751 | 0.27063
116 | 0.24 | 0.2 | South/Central | TX | Lubbock.Intl.AP.722670 | 3 | 1094700 | 56.6649 | 9.3092 | 71.034 | 56.5709 | 14.4631 | 861.45 | 4.0385 | 53.41 | 3.0137 | 1.0248 | 79.2076 | 1.9295 | 40.01 | 0.90809 | 1.0214 | 52.1285 | 3.1083 | 5.08 | 3.6423 | -0.5341 | 25.426 | 4.0385 | 53.41 | 3.0137 | 1.0248 | 79.2076 | 4.1983 | 51.16 | 3.2931 | 0.90526 | 78.042 | 0.014483 | 0.82069 | 0.13483 | 1.0288 | 12.4766 | 0.05849 | 0.027945 | 0.045018 | 0.05849 | 0.060805 | 0.77355 | 0.57947 | 0.073575 | 0.77355 | 0.74096 | 1.1472 | 0.75499 | 0.36825 | 1.1472 | 1.1303 | 0.014483 | 0.82069 | 0.13483 | 1.0288 | 12.4766 | 0.05849 | 0.027945 | 0.045018 | 0.05849 | 0.060805 | 0.77355 | 0.57947 | 0.073575 | 0.77355 | 0.74096 | 1.1472 | 0.75499 | 0.36825 | 1.1472 | 1.1303
117 | 0.24 | 0.25 | South/Central | TX | Lubbock.Intl.AP.722670 | 3 | 1094700 | 55.2155 | 9.9692 | 70.4846 | 55.124 | 15.3607 | 882.44 | 4.5879 | 32.42 | 4.4606 | 0.12724 | 62.1257 | 2.4789 | 19.02 | 2.355 | 0.12382 | 35.0467 | 3.6577 | -15.91 | 5.0893 | -1.4317 | 8.3442 | 4.5879 | 32.42 | 4.4606 | 0.12724 | 62.1257 | 4.7477 | 30.17 | 4.74 | 0.007702 | 60.9602 | 0.014483 | 0.7997 | 0.14439 | 1.0208 | 12.7806 | 0.066447 | 0.035902 | 0.052975 | 0.066447 | 0.068763 | 0.46955 | 0.27547 | -0.23043 | 0.46955 | 0.43696 | 0.89978 | 0.50759 | 0.12085 | 0.89978 | 0.8829 | 0.014483 | 0.7997 | 0.14439 | 1.0208 | 12.7806 | 0.066447 | 0.035902 | 0.052975 | 0.066447 | 0.068763 | 0.46955 | 0.27547 | -0.23043 | 0.46955 | 0.43696 | 0.89978 | 0.50759 | 0.12085 | 0.89978 | 0.8829
118 | 0.24 | 0.3 | South/Central | TX | Lubbock.Intl.AP.722670 | 3 | 1094700 | 53.9061 | 10.6292 | 70.0852 | 53.8167 | 16.2684 | 904.63 | 4.9873 | 10.23 | 5.7679 | -0.78054 | 42.8506 | 2.8783 | -3.17 | 3.6623 | -0.78396 | 15.7715 | 4.0571 | -38.1 | 6.3966 | -2.3394 | -10.931 | 4.9873 | 10.23 | 5.7679 | -0.78054 | 42.8506 | 5.1472 | 7.98 | 6.0473 | -0.90009 | 41.685 | 0.014483 | 0.78073 | 0.15395 | 1.0151 | 13.102 | 0.072233 | 0.041688 | 0.05876 | 0.072233 | 0.074548 | 0.14816 | -0.045912 | -0.55181 | 0.14816 | 0.11558 | 0.62061 | 0.22842 | -0.15832 | 0.62061 | 0.60373 | 0.014483 | 0.78073 | 0.15395 | 1.0151 | 13.102 | 0.072233 | 0.041688 | 0.05876 | 0.072233 | 0.074548 | 0.14816 | -0.045912 | -0.55181 | 0.14816 | 0.11558 | 0.62061 | 0.22842 | -0.15832 | 0.62061 | 0.60373
119 | 0.24 | 0.35 | South/Central | TX | Lubbock.Intl.AP.722670 | 3 | 1094700 | 52.6866 | 11.3292 | 69.8157 | 52.5993 | 17.2164 | 928.73 | 5.2568 | -13.87 | 6.9853 | -1.7285 | 20.8315 | 3.1478 | -27.27 | 4.8797 | -1.732 | -6.2475 | 4.3266 | -62.2 | 7.614 | -3.2874 | -32.95 | 5.2568 | -13.87 | 6.9853 | -1.7285 | 20.8315 | 5.4167 | -16.12 | 7.2647 | -1.8481 | 19.666 | 0.014483 | 0.76307 | 0.16408 | 1.0112 | 13.451 | 0.076135 | 0.04559 | 0.062663 | 0.076135 | 0.078451 | -0.20088 | -0.39496 | -0.90086 | -0.20088 | -0.23347 | 0.30171 | -0.090485 | -0.47722 | 0.30171 | 0.28483 | 0.014483 | 0.76307 | 0.16408 | 1.0112 | 13.451 | 0.076135 | 0.04559 | 0.062663 | 0.076135 | 0.078451 | -0.20088 | -0.39496 | -0.90086 | -0.20088 | -0.23347 | 0.30171 | -0.090485 | -0.47722 | 0.30171 | 0.28483
120 | 0.24 | 0.4 | South/Central | TX | Lubbock.Intl.AP.722670 | 3 | 1094700 | 52.4567 | 11.2792 | 69.5559 | 52.3698 | 17.1861 | 926.32 | 5.5166 | -11.46 | 7.2148 | -1.6982 | 24.9721 | 3.4077 | -24.86 | 5.1093 | -1.7016 | -2.107 | 4.5864 | -59.79 | 7.8435 | -3.2571 | -28.8095 | 5.5166 | -11.46 | 7.2148 | -1.6982 | 24.9721 | 5.6765 | -13.71 | 7.4943 | -1.8177 | 23.8066 | 0.014483 | 0.75974 | 0.16336 | 1.0074 | 13.4161 | 0.079899 | 0.049354 | 0.066426 | 0.079899 | 0.082214 | -0.16598 | -0.36005 | -0.86595 | -0.16598 | -0.19857 | 0.36168 | -0.030516 | -0.41725 | 0.36168 | 0.3448 | 0.014483 | 0.75974 | 0.16336 | 1.0074 | 13.4161 | 0.079899 | 0.049354 | 0.066426 | 0.079899 | 0.082214 | -0.16598 | -0.36005 | -0.86595 | -0.16598 | -0.19857 | 0.36168 | -0.030516 | -0.41725 | 0.36168 | 0.3448
121 | 0.22 | 0.2 | South/Central | TX | Lubbock.Intl.AP.722670 | 3 | 1094700 | 55.7753 | 9.3292 | 70.1444 | 55.6828 | 14.4616 | 855.8 | 4.9281 | 59.06 | 3.9018 | 1.0263 | 90.6308 | 2.8191 | 45.66 | 1.7962 | 1.0229 | 63.5518 | 3.9979 | 10.73 | 4.5305 | -0.53262 | 36.8493 | 4.9281 | 59.06 | 3.9018 | 1.0263 | 90.6308 | 5.0879 | 56.81 | 4.1812 | 0.90674 | 89.4653 | 0.014483 | 0.80781 | 0.13512 | 1.0159 | 12.3948 | 0.071374 | 0.040829 | 0.057902 | 0.071374 | 0.07369 | 0.85538 | 0.6613 | 0.15541 | 0.85538 | 0.82279 | 1.3126 | 0.92043 | 0.5337 | 1.3126 | 1.2957 | 0.014483 | 0.80781 | 0.13512 | 1.0159 | 12.3948 | 0.071374 | 0.040829 | 0.057902 | 0.071374 | 0.07369 | 0.85538 | 0.6613 | 0.15541 | 0.85538 | 0.82279 | 1.3126 | 0.92043 | 0.5337 | 1.3126 | 1.2957
122 | 0.22 | 0.25 | South/Central | TX | Lubbock.Intl.AP.722670 | 3 | 1094700 | 54.3259 | 9.9892 | 69.6051 | 54.2358 | 15.3692 | 877.12 | 5.4674 | 37.74 | 5.3488 | 0.11868 | 73.1508 | 3.3584 | 24.34 | 3.2432 | 0.11526 | 46.0717 | 4.5372 | -10.59 | 5.9774 | -1.4402 | 19.3692 | 5.4674 | 37.74 | 5.3488 | 0.11868 | 73.1508 | 5.6273 | 35.49 | 5.6282 | -0.00086397 | 71.9852 | 0.014483 | 0.78681 | 0.14468 | 1.0081 | 12.7035 | 0.079186 | 0.048641 | 0.065714 | 0.079186 | 0.081502 | 0.5466 | 0.35252 | -0.15338 | 0.5466 | 0.51401 | 1.0595 | 0.66727 | 0.28053 | 1.0595 | 1.0426 | 0.014483 | 0.78681 | 0.14468 | 1.0081 | 12.7035 | 0.079186 | 0.048641 | 0.065714 | 0.079186 | 0.081502 | 0.5466 | 0.35252 | -0.15338 | 0.5466 | 0.51401 | 1.0595 | 0.66727 | 0.28053 | 1.0595 | 1.0426
123 | 0.22 | 0.3 | South/Central | TX | Lubbock.Intl.AP.722670 | 3 | 1094700 | 53.0165 | 10.6592 | 69.2056 | 52.9286 | 16.277 | 899.31 | 5.8669 | 15.55 | 6.656 | -0.78913 | 53.8747 | 3.7579 | 2.15 | 4.5504 | -0.79255 | 26.7956 | 4.9367 | -32.78 | 7.2847 | -2.348 | 0.093141 | 5.8669 | 15.55 | 6.656 | -0.78913 | 53.8747 | 6.0268 | 13.3 | 6.9354 | -0.90867 | 52.7091 | 0.014483 | 0.76785 | 0.15438 | 1.0023 | 13.0249 | 0.084971 | 0.054426 | 0.071499 | 0.084971 | 0.087287 | 0.22521 | 0.031139 | -0.47476 | 0.22521 | 0.19263 | 0.78028 | 0.38809 | 0.001349 | 0.78028 | 0.7634 | 0.014483 | 0.76785 | 0.15438 | 1.0023 | 13.0249 | 0.084971 | 0.054426 | 0.071499 | 0.084971 | 0.087287 | 0.22521 | 0.031139 | -0.47476 | 0.22521 | 0.19263 | 0.78028 | 0.38809 | 0.001349 | 0.78028 | 0.7634
124 | 0.22 | 0.35 | South/Central | TX | Lubbock.Intl.AP.722670 | 3 | 1094700 | 51.807 | 11.3592 | 68.9561 | 51.7211 | 17.235 | 923.8 | 6.1164 | -8.94 | 7.8635 | -1.7471 | 31.333 | 4.0074 | -22.34 | 5.7579 | -1.7505 | 4.2539 | 5.1862 | -57.27 | 8.4922 | -3.306 | -22.4486 | 6.1164 | -8.94 | 7.8635 | -1.7471 | 31.333 | 6.2763 | -11.19 | 8.1429 | -1.8666 | 30.1674 | 0.014483 | 0.75033 | 0.16452 | 0.99871 | 13.3796 | 0.088585 | 0.05804 | 0.075113 | 0.088585 | 0.090901 | -0.12948 | -0.32356 | -0.82945 | -0.12948 | -0.16207 | 0.4538 | 0.06161 | -0.32513 | 0.4538 | 0.43692 | 0.014483 | 0.75033 | 0.16452 | 0.99871 | 13.3796 | 0.088585 | 0.05804 | 0.075113 | 0.088585 | 0.090901 | -0.12948 | -0.32356 | -0.82945 | -0.12948 | -0.16207 | 0.4538 | 0.06161 | -0.32513 | 0.4538 | 0.43692
125 | 0.22 | 0.4 | South/Central | TX | Lubbock.Intl.AP.722670 | 3 | 1094700 | 51.5971 | 11.3192 | 68.7262 | 51.5116 | 17.2146 | 921.84 | 6.3463 | -6.98 | 8.073 | -1.7267 | 34.8217 | 4.2373 | -20.38 | 5.9675 | -1.7302 | 7.7426 | 5.4161 | -55.31 | 8.7017 | -3.2856 | -18.9599 | 6.3463 | -6.98 | 8.073 | -1.7267 | 34.8217 | 6.5062 | -9.23 | 8.3525 | -1.8463 | 33.6561 | 0.014483 | 0.74729 | 0.16394 | 0.99538 | 13.3512 | 0.091915 | 0.06137 | 0.078442 | 0.091915 | 0.09423 | -0.10109 | -0.29517 | -0.80107 | -0.10109 | -0.13368 | 0.50433 | 0.11214 | -0.2746 | 0.50433 | 0.48745 | 0.014483 | 0.74729 | 0.16394 | 0.99538 | 13.3512 | 0.091915 | 0.06137 | 0.078442 | 0.091915 | 0.09423 | -0.10109 | -0.29517 | -0.80107 | -0.10109 | -0.13368 | 0.50433 | 0.11214 | -0.2746 | 0.50433 | 0.48745
126 | 0.2 | 0.2 | South/Central | TX | Lubbock.Intl.AP.722670 | 3 | 1094700 | 54.8757 | 9.3392 | 69.2448 | 54.7847 | 14.4601 | 850.08 | 5.8277 | 64.78 | 4.7999 | 1.0278 | 102.1818 | 3.7187 | 51.38 | 2.6943 | 1.0243 | 75.1027 | 4.8974 | 16.45 | 5.4286 | -0.53115 | 48.4003 | 5.8277 | 64.78 | 4.7999 | 1.0278 | 102.1818 | 5.9875 | 62.53 | 5.0793 | 0.90821 | 101.0163 | 0.014483 | 0.79478 | 0.13526 | 1.0029 | 12.3119 | 0.084403 | 0.053858 | 0.070931 | 0.084403 | 0.086719 | 0.93822 | 0.74415 | 0.23825 | 0.93822 | 0.90564 | 1.4799 | 1.0877 | 0.70099 | 1.4799 | 1.463 | 0.014483 | 0.79478 | 0.13526 | 1.0029 | 12.3119 | 0.084403 | 0.053858 | 0.070931 | 0.084403 | 0.086719 | 0.93822 | 0.74415 | 0.23825 | 0.93822 | 0.90564 | 1.4799 | 1.0877 | 0.70099 | 1.4799 | 1.463
127 | 0.2 | 0.25 | South/Central | TX | Lubbock.Intl.AP.722670 | 3 | 1094700 | 53.4264 | 10.0092 | 68.7055 | 53.3377 | 15.3678 | 871.4 | 6.367 | 43.46 | 6.2469 | 0.12013 | 84.7009 | 4.258 | 30.06 | 4.1413 | 0.11671 | 57.6218 | 5.4368 | -4.87 | 6.8756 | -1.4388 | 30.9193 | 6.367 | 43.46 | 6.2469 | 0.12013 | 84.7009 | 6.5269 | 41.21 | 6.5263 | 0.00058903 | 83.5353 | 0.014483 | 0.77379 | 0.14497 | 0.99508 | 12.6207 | 0.092215 | 0.06167 | 0.078742 | 0.092215 | 0.09453 | 0.62944 | 0.43537 | -0.070533 | 0.62944 | 0.59685 | 1.2267 | 0.83455 | 0.44781 | 1.2267 | 1.2099 | 0.014483 | 0.77379 | 0.14497 | 0.99508 | 12.6207 | 0.092215 | 0.06167 | 0.078742 | 0.092215 | 0.09453 | 0.62944 | 0.43537 | -0.070533 | 0.62944 | 0.59685 | 1.2267 | 0.83455 | 0.44781 | 1.2267 | 1.2099
128 | 0.2 | 0.3 | South/Central | TX | Lubbock.Intl.AP.722670 | 3 | 1094700 | 52.1269 | 10.6892 | 68.336 | 52.0405 | 16.2956 | 894.32 | 6.7365 | 20.54 | 7.5441 | -0.80766 | 64.5048 | 4.6275 | 7.14 | 5.4386 | -0.81108 | 37.4257 | 5.8063 | -27.79 | 8.1728 | -2.3666 | 10.7233 | 6.7365 | 20.54 | 7.5441 | -0.80766 | 64.5048 | 6.8964 | 18.29 | 7.8236 | -0.9272 | 63.3393 | 0.014483 | 0.75497 | 0.15481 | 0.98973 | 12.9526 | 0.097566 | 0.067021 | 0.084094 | 0.097566 | 0.099882 | 0.29749 | 0.10341 | -0.40249 | 0.29749 | 0.2649 | 0.93424 | 0.54205 | 0.15531 | 0.93424 | 0.91736 | 0.014483 | 0.75497 | 0.15481 | 0.98973 | 12.9526 | 0.097566 | 0.067021 | 0.084094 | 0.097566 | 0.099882 | 0.29749 | 0.10341 | -0.40249 | 0.29749 | 0.2649 | 0.93424 | 0.54205 | 0.15531 | 0.93424 | 0.91736
129 | 0.2 | 0.35 | South/Central | TX | Lubbock.Intl.AP.722670 | 3 | 1094700 | 50.9175 | 11.3892 | 68.0865 | 50.833 | 17.2536 | 918.81 | 6.986 | -3.95 | 8.7516 | -1.7657 | 41.9614 | 4.877 | -17.35 | 6.646 | -1.7691 | 14.8823 | 6.0557 | -52.28 | 9.3803 | -3.3246 | -11.8202 | 6.986 | -3.95 | 8.7516 | -1.7657 | 41.9614 | 7.1458 | -6.2 | 9.031 | -1.8852 | 40.7958 | 0.014483 | 0.73745 | 0.16495 | 0.98611 | 13.3073 | 0.10118 | 0.070634 | 0.087707 | 0.10118 | 0.10349 | -0.057209 | -0.25128 | -0.75718 | -0.057209 | -0.089796 | 0.60774 | 0.21554 | -0.17119 | 0.60774 | 0.59086 | 0.014483 | 0.73745 | 0.16495 | 0.98611 | 13.3073 | 0.10118 | 0.070634 | 0.087707 | 0.10118 | 0.10349 | -0.057209 | -0.25128 | -0.75718 | -0.057209 | -0.089796 | 0.60774 | 0.21554 | -0.17119 | 0.60774 | 0.59086
130 | 0.2 | 0.4 | South/Central | TX | Lubbock.Intl.AP.722670 | 3 | 1094700 | 50.7275 | 11.3492 | 67.8766 | 50.6434 | 17.2332 | 916.98 | 7.1959 | -2.12 | 8.9412 | -1.7453 | 45.193 | 5.0869 | -15.52 | 6.8356 | -1.7488 | 18.1139 | 6.2657 | -50.45 | 9.5699 | -3.3042 | -8.5886 | 7.1959 | -2.12 | 8.9412 | -1.7453 | 45.193 | 7.3557 | -4.37 | 9.2206 | -1.8649 | 44.0274 | 0.014483 | 0.7347 | 0.16437 | 0.98307 | 13.2808 | 0.10422 | 0.073674 | 0.090747 | 0.10422 | 0.10653 | -0.030704 | -0.22478 | -0.73068 | -0.030704 | -0.063292 | 0.65454 | 0.26235 | -0.12439 | 0.65454 | 0.63766 | 0.014483 | 0.7347 | 0.16437 | 0.98307 | 13.2808 | 0.10422 | 0.073674 | 0.090747 | 0.10422 | 0.10653 | -0.030704 | -0.22478 | -0.73068 | -0.030704 | -0.063292 | 0.65454 | 0.26235 | -0.12439 | 0.65454 | 0.63766
133 | 0.32 | 0.2 | South/Central | TX | Lubbock.Intl.AP.722670 | 3 | 1094700 | 60.1932 | 9.2492 | 74.5624 | 60.0935 | 14.4688 | 883.88 | 0.51015 | 30.98 | -0.50894 | 1.0191 | 33.9048 | -1.5988 | 17.58 | -2.6145 | 1.0157 | 6.8257 | -0.42006 | -17.35 | 0.11975 | -0.53981 | -19.8768 | 0.51015 | 30.98 | -0.50894 | 1.0191 | 33.9048 | 0.67002 | 28.73 | -0.22952 | 0.89954 | 32.7392 | 0.014483 | 0.87179 | 0.13396 | 1.0799 | 12.8014 | 0.0073886 | -0.023156 | -0.0060839 | 0.0073886 | 0.0097041 | 0.44869 | 0.25462 | -0.25128 | 0.44869 | 0.4161 | 0.49105 | 0.098858 | -0.28788 | 0.49105 | 0.47417 | 0.014483 | 0.87179 | 0.13396 | 1.0799 | 12.8014 | 0.0073886 | -0.023156 | -0.0060839 | 0.0073886 | 0.0097041 | 0.44869 | 0.25462 | -0.25128 | 0.44869 | 0.4161 | 0.49105 | 0.098858 | -0.28788 | 0.49105 | 0.47417
134 | 0.32 | 0.23 | South/Central | TX | Lubbock.Intl.AP.722670 | 3 | 1094700 | 59.2736 | 9.6392 | 74.1827 | 59.1755 | 15.0073 | 896.15 | 0.88976 | 18.71 | 0.40914 | 0.48063 | 24.2972 | -1.2192 | 5.31 | -1.6964 | 0.47721 | -2.7819 | -0.040449 | -29.62 | 1.0378 | -1.0783 | -29.4844 | 0.88976 | 18.71 | 0.40914 | 0.48063 | 24.2972 | 1.0496 | 16.46 | 0.68855 | 0.36108 | 23.1316 | 0.014483 | 0.85847 | 0.13961 | 1.0744 | 12.9791 | 0.012887 | -0.017658 | -0.00058583 | 0.012887 | 0.015202 | 0.27098 | 0.076906 | -0.42899 | 0.27098 | 0.23839 | 0.3519 | -0.040291 | -0.42703 | 0.3519 | 0.33502 | 0.014483 | 0.85847 | 0.13961 | 1.0744 | 12.9791 | 0.012887 | -0.017658 | -0.00058583 | 0.012887 | 0.015202 | 0.27098 | 0.076906 | -0.42899 | 0.27098 | 0.23839 | 0.3519 | -0.040291 | -0.42703 | 0.3519 | 0.33502
135 | 0.32 | 0.25 | South/Central | TX | Lubbock.Intl.AP.722670 | 3 | 1094700 | 58.6938 | 9.8992 | 73.953 | 58.5967 | 15.3563 | 904.21 | 1.1195 | 10.65 | 0.98792 | 0.13159 | 17.8606 | -0.98948 | -2.75 | -1.1177 | 0.12817 | -9.2185 | 0.1893 | -37.68 | 1.6166 | -1.4273 | -35.921 | 1.1195 | 10.65 | 0.98792 | 0.13159 | 17.8606 | 1.2794 | 8.4 | 1.2673 | 0.012048 | 16.695 | 0.014483 | 0.85008 | 0.14337 | 1.0711 | 13.0959 | 0.016214 | -0.014331 | 0.0027417 | 0.016214 | 0.01853 | 0.15425 | -0.039829 | -0.54573 | 0.15425 | 0.12166 | 0.25868 | -0.13351 | -0.52025 | 0.25868 | 0.2418 | 0.014483 | 0.85008 | 0.14337 | 1.0711 | 13.0959 | 0.016214 | -0.014331 | 0.0027417 | 0.016214 | 0.01853 | 0.15425 | -0.039829 | -0.54573 | 0.15425 | 0.12166 | 0.25868 | -0.13351 | -0.52025 | 0.25868 | 0.2418
136 | 0.32 | 0.3 | South/Central | TX | Lubbock.Intl.AP.722670 | 3 | 1094700 | 58.4239 | 9.9492 | 73.8131 | 58.3272 | 15.4859 | 906.85 | 1.2594 | 8.01 | 1.2574 | 0.002029 | 16.1699 | -0.84961 | -5.39 | -0.84822 | -0.001391 | -10.9092 | 0.32917 | -40.32 | 1.886 | -1.5569 | -37.6117 | 1.2594 | 8.01 | 1.2574 | 0.002029 | 16.1699 | 1.4193 | 5.76 | 1.5368 | -0.11751 | 15.0044 | 0.014483 | 0.84617 | 0.1441 | 1.0691 | 13.1341 | 0.01824 | -0.012305 | 0.0047675 | 0.01824 | 0.020555 | 0.11601 | -0.078065 | -0.58396 | 0.11601 | 0.083423 | 0.23419 | -0.158 | -0.54474 | 0.23419 | 0.21731 | 0.014483 | 0.84617 | 0.1441 | 1.0691 | 13.1341 | 0.01824 | -0.012305 | 0.0047675 | 0.01824 | 0.020555 | 0.11601 | -0.078065 | -0.58396 | 0.11601 | 0.083423 | 0.23419 | -0.158 | -0.54474 | 0.23419 | 0.21731
137 | 0.32 | 0.35 | South/Central | TX | Lubbock.Intl.AP.722670 | 3 | 1094700 | 57.0945 | 10.5592 | 73.3037 | 57 | 16.3036 | 925.93 | 1.7688 | -11.07 | 2.5846 | -0.81572 | 0.72107 | -0.34015 | -24.47 | 0.479 | -0.81914 | -26.358 | 0.83864 | -59.4 | 3.2133 | -2.3746 | -53.0605 | 1.7688 | -11.07 | 2.5846 | -0.81572 | 0.72107 | 1.9287 | -13.32 | 2.864 | -0.93526 | -0.4445 | 0.014483 | 0.82691 | 0.15293 | 1.0617 | 13.4105 | 0.025619 | -0.0049264 | 0.012146 | 0.025619 | 0.027934 | -0.16033 | -0.3544 | -0.8603 | -0.16033 | -0.19292 | 0.010443 | -0.38175 | -0.76849 | 0.010443 | -0.0064378 | 0.014483 | 0.82691 | 0.15293 | 1.0617 | 13.4105 | 0.025619 | -0.0049264 | 0.012146 | 0.025619 | 0.027934 | -0.16033 | -0.3544 | -0.8603 | -0.16033 | -0.19292 | 0.010443 | -0.38175 | -0.76849 | 0.010443 | -0.0064378
138 | 0.32 | 0.4 | South/Central | TX | Lubbock.Intl.AP.722670 | 3 | 1094700 | 55.895 | 11.1592 | 72.9242 | 55.8025 | 17.1216 | 945.84 | 2.1483 | -30.98 | 3.7821 | -1.6337 | -16.3984 | 0.039324 | -44.38 | 1.6765 | -1.6372 | -43.4775 | 1.2181 | -79.31 | 4.4107 | -3.1926 | -70.18 | 2.1483 | -30.98 | 3.7821 | -1.6337 | -16.3984 | 2.3082 | -33.23 | 4.0615 | -1.7533 | -17.564 | 0.014483 | 0.80954 | 0.16162 | 1.0562 | 13.6988 | 0.031115 | 0.00056954 | 0.017642 | 0.031115 | 0.03343 | -0.44869 | -0.64277 | -1.1487 | -0.44869 | -0.48128 | -0.2375 | -0.6297 | -1.0164 | -0.2375 | -0.25438 | 0.014483 | 0.80954 | 0.16162 | 1.0562 | 13.6988 | 0.031115 | 0.00056954 | 0.017642 | 0.031115 | 0.03343 | -0.44869 | -0.64277 | -1.1487 | -0.44869 | -0.48128 | -0.2375 | -0.6297 | -1.0164 | -0.2375 | -0.25438
140 | 0.2 | 0.45 | South/Central | TX | Lubbock.Intl.AP.722670 | 3 | 1094700 | 50.0278 | 11.7992 | 67.807 | 49.9449 | 17.8621 | 933.62 | 7.2655 | -18.76 | 9.6397 | -2.3742 | 29.1911 | 5.1566 | -32.16 | 7.5342 | -2.3776 | 2.112 | 6.3353 | -67.09 | 10.2684 | -3.9331 | -24.5905 | 7.2655 | -18.76 | 9.6397 | -2.3742 | 29.1911 | 7.4254 | -21.01 | 9.9192 | -2.4937 | 28.0255 | 0.014483 | 0.72456 | 0.17089 | 0.98206 | 13.5218 | 0.10523 | 0.074684 | 0.091756 | 0.10523 | 0.10754 | -0.27171 | -0.46578 | -0.97168 | -0.27171 | -0.30429 | 0.42278 | 0.030588 | -0.35615 | 0.42278 | 0.4059 | 0.014483 | 0.72456 | 0.17089 | 0.98206 | 13.5218 | 0.10523 | 0.074684 | 0.091756 | 0.10523 | 0.10754 | -0.27171 | -0.46578 | -0.97168 | -0.27171 | -0.30429 | 0.42278 | 0.030588 | -0.35615 | 0.42278 | 0.4059
141 | 0.22 | 0.45 | South/Central | TX | Lubbock.Intl.AP.722670 | 3 | 1094700 | 50.8974 | 11.7692 | 68.6565 | 50.813 | 17.8435 | 938.49 | 6.416 | -23.63 | 8.7716 | -2.3556 | 18.8189 | 4.307 | -37.03 | 6.666 | -2.359 | -8.2602 | 5.4857 | -71.96 | 9.4003 | -3.9145 | -34.9626 | 6.416 | -23.63 | 8.7716 | -2.3556 | 18.8189 | 6.5758 | -25.88 | 9.051 | -2.4752 | 17.6534 | 0.014483 | 0.73716 | 0.17046 | 0.99437 | 13.5924 | 0.092924 | 0.062379 | 0.079451 | 0.092924 | 0.095239 | -0.34224 | -0.53631 | -1.0422 | -0.34224 | -0.37483 | 0.27256 | -0.11963 | -0.50637 | 0.27256 | 0.25568 | 0.014483 | 0.73716 | 0.17046 | 0.99437 | 13.5924 | 0.092924 | 0.062379 | 0.079451 | 0.092924 | 0.095239 | -0.34224 | -0.53631 | -1.0422 | -0.34224 | -0.37483 | 0.27256 | -0.11963 | -0.50637 | 0.27256 | 0.25568
142 | 0.24 | 0.45 | South/Central | TX | Lubbock.Intl.AP.722670 | 3 | 1094700 | 51.757 | 11.7392 | 69.4961 | 51.6712 | 17.8249 | 943.31 | 5.5764 | -28.45 | 7.9134 | -2.337 | 8.5752 | 3.4674 | -41.85 | 5.8078 | -2.3404 | -18.5039 | 4.6462 | -76.78 | 8.5421 | -3.8959 | -45.2063 | 5.5764 | -28.45 | 7.9134 | -2.337 | 8.5752 | 5.7362 | -30.7 | 8.1928 | -2.4565 | 7.4097 | 0.014483 | 0.74961 | 0.17002 | 1.0065 | 13.6622 | 0.080764 | 0.050219 | 0.067291 | 0.080764 | 0.083079 | -0.41205 | -0.60612 | -1.112 | -0.41205 | -0.44464 | 0.1242 | -0.268 | -0.65473 | 0.1242 | 0.10732 | 0.014483 | 0.74961 | 0.17002 | 1.0065 | 13.6622 | 0.080764 | 0.050219 | 0.067291 | 0.080764 | 0.083079 | -0.41205 | -0.60612 | -1.112 | -0.41205 | -0.44464 | 0.1242 | -0.268 | -0.65473 | 0.1242 | 0.10732
143 | 0.25 | 0.45 | South/Central | TX | Lubbock.Intl.AP.722670 | 3 | 1094700 | 52.1868 | 11.7192 | 69.9159 | 52.1003 | 17.8156 | 945.71 | 5.1566 | -30.85 | 7.4843 | -2.3277 | 3.4541 | 3.0476 | -44.25 | 5.3787 | -2.3311 | -23.6249 | 4.2264 | -79.18 | 8.113 | -3.8866 | -50.3274 | 5.1566 | -30.85 | 7.4843 | -2.3277 | 3.4541 | 5.3165 | -33.1 | 7.7637 | -2.4472 | 2.2886 | 0.014483 | 0.75583 | 0.16973 | 1.0126 | 13.6969 | 0.074684 | 0.044139 | 0.061212 | 0.074684 | 0.077 | -0.44681 | -0.64088 | -1.1468 | -0.44681 | -0.4794 | 0.050027 | -0.34217 | -0.7289 | 0.050027 | 0.033146 | 0.014483 | 0.75583 | 0.16973 | 1.0126 | 13.6969 | 0.074684 | 0.044139 | 0.061212 | 0.074684 | 0.077 | -0.44681 | -0.64088 | -1.1468 | -0.44681 | -0.4794 | 0.050027 | -0.34217 | -0.7289 | 0.050027 | 0.033146
144 | 0.26 | 0.45 | South/Central | TX | Lubbock.Intl.AP.722670 | 3 | 1094700 | 52.5466 | 11.7392 | 70.3057 | 52.4596 | 17.8462 | 949.02 | 4.7668 | -34.16 | 7.125 | -2.3583 | -2.3562 | 2.6578 | -47.56 | 5.0195 | -2.3617 | -29.4353 | 3.8365 | -82.49 | 7.7537 | -3.9172 | -56.1377 | 4.7668 | -34.16 | 7.125 | -2.3583 | -2.3562 | 4.9266 | -36.41 | 7.4044 | -2.4778 | -3.5217 | 0.014483 | 0.76105 | 0.17002 | 1.0183 | 13.7449 | 0.069038 | 0.038493 | 0.055566 | 0.069038 | 0.071354 | -0.49475 | -0.68882 | -1.1947 | -0.49475 | -0.52733 | -0.034125 | -0.42632 | -0.81306 | -0.034125 | -0.051006 | 0.014483 | 0.76105 | 0.17002 | 1.0183 | 13.7449 | 0.069038 | 0.038493 | 0.055566 | 0.069038 | 0.071354 | -0.49475 | -0.68882 | -1.1947 | -0.49475 | -0.52733 | -0.034125 | -0.42632 | -0.81306 | -0.034125 | -0.051006
145 | 0.27 | 0.45 | South/Central | TX | Lubbock.Intl.AP.722670 | 3 | 1094700 | 52.9065 | 11.7592 | 70.6956 | 52.8188 | 17.8768 | 952.32 | 4.3769 | -37.46 | 6.7658 | -2.3889 | -8.1665 | 2.2679 | -50.86 | 4.6602 | -2.3923 | -35.2456 | 3.4467 | -85.79 | 7.3945 | -3.9478 | -61.9481 | 4.3769 | -37.46 | 6.7658 | -2.3889 | -8.1665 | 4.5368 | -39.71 | 7.0452 | -2.5084 | -9.3321 | 0.014483 | 0.76626 | 0.17031 | 1.0239 | 13.7927 | 0.063392 | 0.032847 | 0.049919 | 0.063392 | 0.065707 | -0.54254 | -0.73662 | -1.2425 | -0.54254 | -0.57513 | -0.11828 | -0.51047 | -0.89721 | -0.11828 | -0.13516 | 0.014483 | 0.76626 | 0.17031 | 1.0239 | 13.7927 | 0.063392 | 0.032847 | 0.049919 | 0.063392 | 0.065707 | -0.54254 | -0.73662 | -1.2425 | -0.54254 | -0.57513 | -0.11828 | -0.51047 | -0.89721 | -0.11828 | -0.13516
146 | 0.28 | 0.45 | South/Central | TX | Lubbock.Intl.AP.722670 | 3 | 1094700 | 53.2663 | 11.7792 | 71.0854 | 53.1781 | 17.9073 | 955.62 | 3.9871 | -40.76 | 6.4065 | -2.4194 | -13.9761 | 1.8781 | -54.16 | 4.301 | -2.4229 | -41.0552 | 3.0569 | -89.09 | 7.0352 | -3.9783 | -67.7577 | 3.9871 | -40.76 | 6.4065 | -2.4194 | -13.9761 | 4.147 | -43.01 | 6.686 | -2.539 | -15.1417 | 0.014483 | 0.77147 | 0.1706 | 1.0295 | 13.8405 | 0.057746 | 0.027201 | 0.044274 | 0.057746 | 0.060062 | -0.59034 | -0.78441 | -1.2903 | -0.59034 | -0.62292 | -0.20242 | -0.59461 | -0.98135 | -0.20242 | -0.2193 | 0.014483 | 0.77147 | 0.1706 | 1.0295 | 13.8405 | 0.057746 | 0.027201 | 0.044274 | 0.057746 | 0.060062 | -0.59034 | -0.78441 | -1.2903 | -0.59034 | -0.62292 | -0.20242 | -0.59461 | -0.98135 | -0.20242 | -0.2193
147 | 0.3 | 0.45 | South/Central | TX | Lubbock.Intl.AP.722670 | 3 | 1094700 | 53.906 | 11.8592 | 71.8551 | 53.8167 | 18.0384 | 964.04 | 3.2174 | -49.18 | 5.7679 | -2.5505 | -27.3458 | 1.1084 | -62.58 | 3.6623 | -2.5539 | -54.4249 | 2.2872 | -97.51 | 6.3966 | -4.1094 | -81.1273 | 3.2174 | -49.18 | 5.7679 | -2.5505 | -27.3458 | 3.3773 | -51.43 | 6.0473 | -2.67 | -28.5113 | 0.014483 | 0.78073 | 0.17176 | 1.0407 | 13.9624 | 0.046598 | 0.016053 | 0.033126 | 0.046598 | 0.048914 | -0.71229 | -0.90636 | -1.4123 | -0.71229 | -0.74487 | -0.39606 | -0.78825 | -1.175 | -0.39606 | -0.41294 | 0.014483 | 0.78073 | 0.17176 | 1.0407 | 13.9624 | 0.046598 | 0.016053 | 0.033126 | 0.046598 | 0.048914 | -0.71229 | -0.90636 | -1.4123 | -0.71229 | -0.74487 | -0.39606 | -0.78825 | -1.175 | -0.39606 | -0.41294
148 | 0.2 | 0.5 | South/Central | TX | Lubbock.Intl.AP.722670 | 3 | 1094700 | 48.9983 | 12.4792 | 67.7074 | 48.917 | 18.7904 | 958.24 | 7.3651 | -43.38 | 10.6676 | -3.3025 | 5.5284 | 5.2561 | -56.78 | 8.562 | -3.3059 | -21.5507 | 6.4349 | -91.71 | 11.2963 | -4.8614 | -48.2532 | 7.3651 | -43.38 | 10.6676 | -3.3025 | 5.5284 | 7.525 | -45.63 | 10.947 | -3.422 | 4.3628 | 0.014483 | 0.70965 | 0.18074 | 0.98062 | 13.8784 | 0.10667 | 0.076126 | 0.093198 | 0.10667 | 0.10899 | -0.62828 | -0.82236 | -1.3283 | -0.62828 | -0.66087 | 0.080069 | -0.31212 | -0.69886 | 0.080069 | 0.063188 | 0.014483 | 0.70965 | 0.18074 | 0.98062 | 13.8784 | 0.10667 | 0.076126 | 0.093198 | 0.10667 | 0.10899 | -0.62828 | -0.82236 | -1.3283 | -0.62828 | -0.66087 | 0.080069 | -0.31212 | -0.69886 | 0.080069 | 0.063188
149 | 0.22 | 0.5 | South/Central | TX | Lubbock.Intl.AP.722670 | 3 | 1094700 | 49.8579 | 12.4492 | 68.547 | 49.7752 | 18.7718 | 963.07 | 6.5255 | -48.21 | 9.8094 | -3.2839 | -4.7152 | 4.4165 | -61.61 | 7.7038 | -3.2873 | -31.7943 | 5.5953 | -96.54 | 10.4381 | -4.8428 | -58.4968 | 6.5255 | -48.21 | 9.8094 | -3.2839 | -4.7152 | 6.6854 | -50.46 | 10.0888 | -3.4034 | -5.8808 | 0.014483 | 0.7221 | 0.1803 | 0.99278 | 13.9484 | 0.094511 | 0.063966 | 0.081038 | 0.094511 | 0.096826 | -0.69824 | -0.89231 | -1.3982 | -0.69824 | -0.73082 | -0.068292 | -0.46048 | -0.84722 | -0.068292 | -0.085173 | 0.014483 | 0.7221 | 0.1803 | 0.99278 | 13.9484 | 0.094511 | 0.063966 | 0.081038 | 0.094511 | 0.096826 | -0.69824 | -0.89231 | -1.3982 | -0.69824 | -0.73082 | -0.068292 | -0.46048 | -0.84722 | -0.068292 | -0.085173
150 | 0.24 | 0.5 | South/Central | TX | Lubbock.Intl.AP.722670 | 3 | 1094700 | 50.7075 | 12.4092 | 69.3666 | 50.6234 | 18.7431 | 967.47 | 5.7059 | -52.61 | 8.9612 | -3.2552 | -14.4347 | 3.5969 | -66.01 | 6.8556 | -3.2587 | -41.5137 | 4.7757 | -100.94 | 9.5899 | -4.8141 | -68.2162 | 5.7059 | -52.61 | 8.9612 | -3.2552 | -14.4347 | 5.8658 | -54.86 | 9.2406 | -3.3748 | -15.6002 | 0.014483 | 0.73441 | 0.17972 | 1.0047 | 14.0121 | 0.08264 | 0.052095 | 0.069168 | 0.08264 | 0.084956 | -0.76196 | -0.95604 | -1.4619 | -0.76196 | -0.79455 | -0.20906 | -0.60125 | -0.98799 | -0.20906 | -0.22594 | 0.014483 | 0.73441 | 0.17972 | 1.0047 | 14.0121 | 0.08264 | 0.052095 | 0.069168 | 0.08264 | 0.084956 | -0.76196 | -0.95604 | -1.4619 | -0.76196 | -0.79455 | -0.20906 | -0.60125 | -0.98799 | -0.20906 | -0.22594
151 | 0.25 | 0.5 | South/Central | TX | Lubbock.Intl.AP.722670 | 3 | 1094700 | 51.1273 | 12.3892 | 69.7764 | 51.0425 | 18.7338 | 969.82 | 5.2961 | -54.96 | 8.5421 | -3.2459 | -19.428 | 3.1871 | -68.36 | 6.4365 | -3.2493 | -46.5071 | 4.3659 | -103.29 | 9.1707 | -4.8048 | -73.2096 | 5.2961 | -54.96 | 8.5421 | -3.2459 | -19.428 | 5.456 | -57.21 | 8.8215 | -3.3655 | -20.5935 | 0.014483 | 0.74049 | 0.17944 | 1.0106 | 14.0461 | 0.076705 | 0.04616 | 0.063233 | 0.076705 | 0.079021 | -0.796 | -0.99007 | -1.496 | -0.796 | -0.82859 | -0.28138 | -0.67357 | -1.0603 | -0.28138 | -0.29826 | 0.014483 | 0.74049 | 0.17944 | 1.0106 | 14.0461 | 0.076705 | 0.04616 | 0.063233 | 0.076705 | 0.079021 | -0.796 | -0.99007 | -1.496 | -0.796 | -0.82859 | -0.28138 | -0.67357 | -1.0603 | -0.28138 | -0.29826
152 | 0.26 | 0.5 | South/Central | TX | Lubbock.Intl.AP.722670 | 3 | 1094700 | 51.5071 | 12.3992 | 70.1762 | 51.4217 | 18.7545 | 972.92 | 4.8963 | -58.06 | 8.1629 | -3.2666 | -25.0987 | 2.7873 | -71.46 | 6.0573 | -3.27 | -52.1778 | 3.9661 | -106.39 | 8.7915 | -4.8255 | -78.8803 | 4.8963 | -58.06 | 8.1629 | -3.2666 | -25.0987 | 5.0562 | -60.31 | 8.4423 | -3.3861 | -26.2643 | 0.014483 | 0.74599 | 0.17958 | 1.0164 | 14.091 | 0.070914 | 0.040369 | 0.057442 | 0.070914 | 0.07323 | -0.8409 | -1.035 | -1.5409 | -0.8409 | -0.87348 | -0.36351 | -0.7557 | -1.1424 | -0.36351 | -0.38039 | 0.014483 | 0.74599 | 0.17958 | 1.0164 | 14.091 | 0.070914 | 0.040369 | 0.057442 | 0.070914 | 0.07323 | -0.8409 | -1.035 | -1.5409 | -0.8409 | -0.87348 | -0.36351 | -0.7557 | -1.1424 | -0.36351 | -0.38039
153 | 0.27 | 0.5 | South/Central | TX | Lubbock.Intl.AP.722670 | 3 | 1094700 | 51.8769 | 12.4092 | 70.566 | 51.791 | 18.7751 | 975.95 | 4.5065 | -61.09 | 7.7936 | -3.2872 | -30.6401 | 2.3975 | -74.49 | 5.6881 | -3.2906 | -57.7192 | 3.5763 | -109.42 | 8.4223 | -4.8461 | -84.4217 | 4.5065 | -61.09 | 7.7936 | -3.2872 | -30.6401 | 4.6664 | -63.34 | 8.073 | -3.4067 | -31.8057 | 0.014483 | 0.75135 | 0.17973 | 1.022 | 14.1349 | 0.065268 | 0.034723 | 0.051796 | 0.065268 | 0.067584 | -0.88478 | -1.0789 | -1.5848 | -0.88478 | -0.91737 | -0.44377 | -0.83596 | -1.2227 | -0.44377 | -0.46065 | 0.014483 | 0.75135 | 0.17973 | 1.022 | 14.1349 | 0.065268 | 0.034723 | 0.051796 | 0.065268 | 0.067584 | -0.88478 | -1.0789 | -1.5848 | -0.88478 | -0.91737 | -0.44377 | -0.83596 | -1.2227 | -0.44377 | -0.46065
154 | 0.28 | 0.5 | South/Central | TX | Lubbock.Intl.AP.722670 | 3 | 1094700 | 52.1968 | 12.4592 | 70.9559 | 52.1103 | 18.8456 | 980.32 | 4.1166 | -65.46 | 7.4743 | -3.3577 | -37.5229 | 2.0076 | -78.86 | 5.3687 | -3.3611 | -64.602 | 3.1864 | -113.79 | 8.103 | -4.9166 | -91.3045 | 4.1166 | -65.46 | 7.4743 | -3.3577 | -37.5229 | 4.2765 | -67.71 | 7.7537 | -3.4772 | -38.6885 | 0.014483 | 0.75598 | 0.18045 | 1.0277 | 14.1982 | 0.059622 | 0.029077 | 0.04615 | 0.059622 | 0.061938 | -0.94807 | -1.1421 | -1.648 | -0.94807 | -0.98066 | -0.54345 | -0.93565 | -1.3224 | -0.54345 | -0.56033 | 0.014483 | 0.75598 | 0.18045 | 1.0277 | 14.1982 | 0.059622 | 0.029077 | 0.04615 | 0.059622 | 0.061938 | -0.94807 | -1.1421 | -1.648 | -0.94807 | -0.98066 | -0.54345 | -0.93565 | -1.3224 | -0.54345 | -0.56033
155 | 0.3 | 0.5 | South/Central | TX | Lubbock.Intl.AP.722670 | 3 | 1094700 | 52.8165 | 12.5792 | 71.7355 | 52.729 | 19.0065 | 989.61 | 3.337 | -74.75 | 6.8556 | -3.5186 | -51.8247 | 1.228 | -88.15 | 4.75 | -3.5221 | -78.9038 | 2.4067 | -123.08 | 7.4843 | -5.0775 | -105.6063 | 3.337 | -74.75 | 6.8556 | -3.5186 | -51.8247 | 3.4968 | -77 | 7.135 | -3.6382 | -52.9902 | 0.014483 | 0.76495 | 0.18219 | 1.039 | 14.3328 | 0.04833 | 0.017785 | 0.034857 | 0.04833 | 0.050645 | -1.0826 | -1.2767 | -1.7826 | -1.0826 | -1.1152 | -0.75059 | -1.1428 | -1.5295 | -0.75059 | -0.76747 | 0.014483 | 0.76495 | 0.18219 | 1.039 | 14.3328 | 0.04833 | 0.017785 | 0.034857 | 0.04833 | 0.050645 | -1.0826 | -1.2767 | -1.7826 | -1.0826 | -1.1152 | -0.75059 | -1.1428 | -1.5295 | -0.75059 | -0.76747
156 | 0.37 | 0.17 | South/Central | TX | Lubbock.Intl.AP.722670 | 3 | 1094700 | 63.2717 | 8.8492 | 77.1409 | 63.1671 | 13.9738 | 886.64 | -2.0684 | 28.22 | -3.5825 | 1.5141 | 14.2073 | -4.1774 | 14.82 | -5.6881 | 1.5107 | -12.8718 | -2.9986 | -20.11 | -2.9538 | -0.0448 | -39.5743 | -2.0684 | 28.22 | -3.5825 | 1.5141 | 14.2073 | -1.9085 | 25.97 | -3.3031 | 1.3946 | 13.0418 | 0.014483 | 0.91638 | 0.12817 | 1.1172 | 12.8414 | -0.029957 | -0.060502 | -0.043429 | -0.029957 | -0.027641 | 0.40872 | 0.21464 | -0.29126 | 0.40872 | 0.37613 | 0.20577 | -0.18642 | -0.57316 | 0.20577 | 0.18889 | 0.014483 | 0.91638 | 0.12817 | 1.1172 | 12.8414 | -0.029957 | -0.060502 | -0.043429 | -0.029957 | -0.027641 | 0.40872 | 0.21464 | -0.29126 | 0.40872 | 0.37613 | 0.20577 | -0.18642 | -0.57316 | 0.20577 | 0.18889
157 | 0.37 | 0.19 | South/Central | TX | Lubbock.Intl.AP.722670 | 3 | 1094700 | 62.622 | 9.1092 | 76.8412 | 62.5184 | 14.3227 | 894.26 | -1.7687 | 20.6 | -2.9338 | 1.1652 | 8.6696 | -3.8776 | 7.2 | -5.0394 | 1.1618 | -18.4095 | -2.6989 | -27.73 | -2.3052 | -0.39371 | -45.112 | -1.7687 | 20.6 | -2.9338 | 1.1652 | 8.6696 | -1.6088 | 18.35 | -2.6544 | 1.0456 | 7.504 | 0.014483 | 0.90697 | 0.13193 | 1.1129 | 12.9518 | -0.025616 | -0.056161 | -0.039088 | -0.025616 | -0.0233 | 0.29835 | 0.10428 | -0.40162 | 0.29835 | 0.26577 | 0.12556 | -0.26663 | -0.65337 | 0.12556 | 0.10868 | 0.014483 | 0.90697 | 0.13193 | 1.1129 | 12.9518 | -0.025616 | -0.056161 | -0.039088 | -0.025616 | -0.0233 | 0.29835 | 0.10428 | -0.40162 | 0.29835 | 0.26577 | 0.12556 | -0.26663 | -0.65337 | 0.12556 | 0.10868
158 | 0.37 | 0.2 | South/Central | TX | Lubbock.Intl.AP.722670 | 3 | 1094700 | 62.3021 | 9.2292 | 76.6913 | 62.1991 | 14.4922 | 897.94 | -1.6188 | 16.92 | -2.6145 | 0.99568 | 6.0331 | -3.7278 | 3.52 | -4.7201 | 0.99226 | -21.046 | -2.549 | -31.41 | -1.9858 | -0.56322 | -47.7484 | -1.6188 | 16.92 | -2.6145 | 0.99568 | 6.0331 | -1.459 | 14.67 | -2.3351 | 0.87614 | 4.8676 | 0.014483 | 0.90234 | 0.13367 | 1.1107 | 13.0051 | -0.023446 | -0.053991 | -0.036918 | -0.023446 | -0.02113 | 0.24506 | 0.050981 | -0.45492 | 0.24506 | 0.21247 | 0.087379 | -0.30481 | -0.69155 | 0.087379 | 0.070498 | 0.014483 | 0.90234 | 0.13367 | 1.1107 | 13.0051 | -0.023446 | -0.053991 | -0.036918 | -0.023446 | -0.02113 | 0.24506 | 0.050981 | -0.45492 | 0.24506 | 0.21247 | 0.087379 | -0.30481 | -0.69155 | 0.087379 | 0.070498
159 | 0.37 | 0.23 | South/Central | TX | Lubbock.Intl.AP.722670 | 3 | 1094700 | 61.3825 | 9.6192 | 76.3117 | 61.281 | 15.0307 | 910.22 | -1.2392 | 4.64 | -1.6964 | 0.45722 | -3.5744 | -3.3482 | -8.76 | -3.802 | 0.4538 | -30.6535 | -2.1694 | -43.69 | -1.0678 | -1.1017 | -57.356 | -1.2392 | 4.64 | -1.6964 | 0.45722 | -3.5744 | -1.0793 | 2.39 | -1.417 | 0.33768 | -4.7399 | 0.014483 | 0.88902 | 0.13932 | 1.1052 | 13.1829 | -0.017948 | -0.048493 | -0.03142 | -0.017948 | -0.015632 | 0.067202 | -0.12687 | -0.63277 | 0.067202 | 0.034615 | -0.051769 | -0.44396 | -0.8307 | -0.051769 | -0.06865 | 0.014483 | 0.88902 | 0.13932 | 1.1052 | 13.1829 | -0.017948 | -0.048493 | -0.03142 | -0.017948 | -0.015632 | 0.067202 | -0.12687 | -0.63277 | 0.067202 | 0.034615 | -0.051769 | -0.44396 | -0.8307 | -0.051769 | -0.06865
160 | 0.37 | 0.25 | South/Central | TX | Lubbock.Intl.AP.722670 | 3 | 1094700 | 60.7928 | 9.8692 | 76.062 | 60.6923 | 15.3697 | 917.88 | -0.98949 | -3.02 | -1.1077 | 0.11819 | -9.4867 | -3.0985 | -16.42 | -3.2132 | 0.11477 | -36.5658 | -1.9197 | -51.35 | -0.47899 | -1.4407 | -63.2683 | -0.98949 | -3.02 | -1.1077 | 0.11819 | -9.4867 | -0.82961 | -5.27 | -0.82826 | -0.001352 | -10.6522 | 0.014483 | 0.88048 | 0.14294 | 1.1016 | 13.2939 | -0.014331 | -0.044876 | -0.027803 | -0.014331 | -0.012015 | -0.043739 | -0.23781 | -0.74371 | -0.043739 | -0.076327 | -0.1374 | -0.52959 | -0.91633 | -0.1374 | -0.15428 | 0.014483 | 0.88048 | 0.14294 | 1.1016 | 13.2939 | -0.014331 | -0.044876 | -0.027803 | -0.014331 | -0.012015 | -0.043739 | -0.23781 | -0.74371 | -0.043739 | -0.076327 | -0.1374 | -0.52959 | -0.91633 | -0.1374 | -0.15428
161 | 0.4 | 0.17 | South/Central | TX | Lubbock.Intl.AP.722670 | 3 | 1094700 | 64.5111 | 8.8492 | 78.4003 | 64.4045 | 13.9958 | 895.19 | -3.3278 | 19.67 | -4.8199 | 1.4921 | -2.5004 | -5.4368 | 6.27 | -6.9255 | 1.4887 | -29.5795 | -4.258 | -28.66 | -4.1912 | -0.066829 | -56.282 | -3.3278 | 19.67 | -4.8199 | 1.4921 | -2.5004 | -3.1679 | 17.42 | -4.5405 | 1.3725 | -3.666 | 0.014483 | 0.93433 | 0.12817 | 1.1355 | 12.9652 | -0.048197 | -0.078743 | -0.06167 | -0.048197 | -0.045882 | 0.28489 | 0.09081 | -0.41509 | 0.28489 | 0.2523 | -0.036214 | -0.42841 | -0.81515 | -0.036214 | -0.053096 | 0.014483 | 0.93433 | 0.12817 | 1.1355 | 12.9652 | -0.048197 | -0.078743 | -0.06167 | -0.048197 | -0.045882 | 0.28489 | 0.09081 | -0.41509 | 0.28489 | 0.2523 | -0.036214 | -0.42841 | -0.81515 | -0.036214 | -0.053096
162 | 0.4 | 0.19 | South/Central | TX | Lubbock.Intl.AP.722670 | 3 | 1094700 | 63.8614 | 9.0992 | 78.1006 | 63.7558 | 14.3447 | 902.8 | -3.0281 | 12.06 | -4.1712 | 1.1432 | -8.0381 | -5.1371 | -1.34 | -6.2768 | 1.1397 | -35.1172 | -3.9583 | -36.27 | -3.5426 | -0.41574 | -61.8197 | -3.0281 | 12.06 | -4.1712 | 1.1432 | -8.0381 | -2.8682 | 9.81 | -3.8918 | 1.0236 | -9.2037 | 0.014483 | 0.92492 | 0.13179 | 1.1311 | 13.0755 | -0.043856 | -0.074401 | -0.057329 | -0.043856 | -0.041541 | 0.17467 | -0.019408 | -0.52531 | 0.17467 | 0.14208 | -0.11642 | -0.50861 | -0.89535 | -0.11642 | -0.1333 | 0.014483 | 0.92492 | 0.13179 | 1.1311 | 13.0755 | -0.043856 | -0.074401 | -0.057329 | -0.043856 | -0.041541 | 0.17467 | -0.019408 | -0.52531 | 0.17467 | 0.14208 | -0.11642 | -0.50861 | -0.89535 | -0.11642 | -0.1333
163 | 0.4 | 0.2 | South/Central | TX | Lubbock.Intl.AP.722670 | 3 | 1094700 | 63.5415 | 9.2192 | 77.9507 | 63.4365 | 14.5142 | 906.47 | -2.8782 | 8.39 | -3.8519 | 0.97367 | -10.6738 | -4.9872 | -5.01 | -5.9575 | 0.97025 | -37.7529 | -3.8084 | -39.94 | -3.2232 | -0.58523 | -64.4554 | -2.8782 | 8.39 | -3.8519 | 0.97367 | -10.6738 | -2.7184 | 6.14 | -3.5725 | 0.85413 | -11.8394 | 0.014483 | 0.92029 | 0.13352 | 1.129 | 13.1286 | -0.041686 | -0.072231 | -0.055159 | -0.041686 | -0.039371 | 0.12151 | -0.072561 | -0.57846 | 0.12151 | 0.088927 | -0.15459 | -0.54678 | -0.93352 | -0.15459 | -0.17147 | 0.014483 | 0.92029 | 0.13352 | 1.129 | 13.1286 | -0.041686 | -0.072231 | -0.055159 | -0.041686 | -0.039371 | 0.12151 | -0.072561 | -0.57846 | 0.12151 | 0.088927 | -0.15459 | -0.54678 | -0.93352 | -0.15459 | -0.17147
164 | 0.4 | 0.23 | South/Central | TX | Lubbock.Intl.AP.722670 | 3 | 1094700 | 62.6219 | 9.5992 | 77.5511 | 62.5184 | 15.0327 | 918.09 | -2.4786 | -3.23 | -2.9338 | 0.45519 | -19.489 | -4.5876 | -16.63 | -5.0394 | 0.45177 | -46.568 | -3.4089 | -51.56 | -2.3051 | -1.1037 | -73.2705 | -2.4786 | -3.23 | -2.9338 | 0.45519 | -19.489 | -2.3188 | -5.48 | -2.6544 | 0.33565 | -20.6545 | 0.014483 | 0.90697 | 0.13903 | 1.1232 | 13.2969 | -0.035899 | -0.066444 | -0.049371 | -0.035899 | -0.033583 | -0.046781 | -0.24086 | -0.74676 | -0.046781 | -0.079368 | -0.28226 | -0.67446 | -1.0612 | -0.28226 | -0.29914 | 0.014483 | 0.90697 | 0.13903 | 1.1232 | 13.2969 | -0.035899 | -0.066444 | -0.049371 | -0.035899 | -0.033583 | -0.046781 | -0.24086 | -0.74676 | -0.046781 | -0.079368 | -0.28226 | -0.67446 | -1.0612 | -0.28226 | -0.29914
165 | 0.4 | 0.25 | South/Central | TX | Lubbock.Intl.AP.722670 | 3 | 1094700 | 62.0322 | 9.8492 | 77.3114 | 61.9297 | 15.3817 | 926.1 | -2.2389 | -11.24 | -2.3451 | 0.10618 | -25.797 | -4.3479 | -24.64 | -4.4506 | 0.10276 | -52.8761 | -3.1691 | -59.57 | -1.7164 | -1.4527 | -79.5786 | -2.2389 | -11.24 | -2.3451 | 0.10618 | -25.797 | -2.079 | -13.49 | -2.0657 | -0.01336 | -26.9626 | 0.014483 | 0.89843 | 0.14265 | 1.1197 | 13.4129 | -0.032426 | -0.062971 | -0.045899 | -0.032426 | -0.030111 | -0.16279 | -0.35687 | -0.86277 | -0.16279 | -0.19538 | -0.37362 | -0.76582 | -1.1526 | -0.37362 | -0.3905 | 0.014483 | 0.89843 | 0.14265 | 1.1197 | 13.4129 | -0.032426 | -0.062971 | -0.045899 | -0.032426 | -0.030111 | -0.16279 | -0.35687 | -0.86277 | -0.16279 | -0.19538 | -0.37362 | -0.76582 | -1.1526 | -0.37362 | -0.3905
166 | 0.21 | 0.17 | South/Central | TX | Lubbock.Intl.AP.722670 | 3 | 1094700 | 56.2851 | 8.9292 | 70.1042 | 56.1917 | 13.9125 | 840.59 | 4.9683 | 74.27 | 3.3929 | 1.5754 | 105.8974 | 2.8593 | 60.87 | 1.2873 | 1.572 | 78.8183 | 4.0381 | 25.94 | 4.0215 | 0.016518 | 52.1159 | 4.9683 | 74.27 | 3.3929 | 1.5754 | 105.8974 | 5.1282 | 72.02 | 3.6723 | 1.4559 | 104.7319 | 0.014483 | 0.81519 | 0.12932 | 1.0153 | 12.1745 | 0.071957 | 0.041412 | 0.058484 | 0.071957 | 0.074272 | 1.0757 | 0.88159 | 0.3757 | 1.0757 | 1.0431 | 1.5337 | 1.1415 | 0.75481 | 1.5337 | 1.5169 | 0.014483 | 0.81519 | 0.12932 | 1.0153 | 12.1745 | 0.071957 | 0.041412 | 0.058484 | 0.071957 | 0.074272 | 1.0757 | 0.88159 | 0.3757 | 1.0757 | 1.0431 | 1.5337 | 1.1415 | 0.75481 | 1.5337 | 1.5169
167 | 0.21 | 0.19 | South/Central | TX | Lubbock.Intl.AP.722670 | 3 | 1094700 | 55.6453 | 9.1992 | 69.8345 | 55.5531 | 14.2814 | 848.94 | 5.238 | 65.92 | 4.0315 | 1.2065 | 99.4387 | 3.129 | 52.52 | 1.9259 | 1.2031 | 72.3596 | 4.3078 | 17.59 | 4.6602 | -0.35239 | 45.6571 | 5.238 | 65.92 | 4.0315 | 1.2065 | 99.4387 | 5.3979 | 63.67 | 4.3109 | 1.087 | 98.2732 | 0.014483 | 0.80592 | 0.13323 | 1.0114 | 12.2954 | 0.075864 | 0.045318 | 0.062391 | 0.075864 | 0.078179 | 0.95473 | 0.76066 | 0.25476 | 0.95473 | 0.92215 | 1.4402 | 1.048 | 0.66126 | 1.4402 | 1.4233 | 0.014483 | 0.80592 | 0.13323 | 1.0114 | 12.2954 | 0.075864 | 0.045318 | 0.062391 | 0.075864 | 0.078179 | 0.95473 | 0.76066 | 0.25476 | 0.95473 | 0.92215 | 1.4402 | 1.048 | 0.66126 | 1.4402 | 1.4233
168 | 0.21 | 0.2 | South/Central | TX | Lubbock.Intl.AP.722670 | 3 | 1094700 | 55.3355 | 9.3292 | 69.7046 | 55.2437 | 14.4609 | 853.02 | 5.3679 | 61.84 | 4.3409 | 1.027 | 96.2779 | 3.2589 | 48.44 | 2.2353 | 1.0236 | 69.1988 | 4.4377 | 13.51 | 4.9696 | -0.5319 | 42.4963 | 5.3679 | 61.84 | 4.3409 | 1.027 | 96.2779 | 5.5277 | 59.59 | 4.6203 | 0.90746 | 95.1123 | 0.014483 | 0.80144 | 0.13512 | 1.0095 | 12.3545 | 0.077744 | 0.047199 | 0.064272 | 0.077744 | 0.08006 | 0.89564 | 0.70157 | 0.19567 | 0.89564 | 0.86306 | 1.3944 | 1.0022 | 0.61548 | 1.3944 | 1.3775 | 0.014483 | 0.80144 | 0.13512 | 1.0095 | 12.3545 | 0.077744 | 0.047199 | 0.064272 | 0.077744 | 0.08006 | 0.89564 | 0.70157 | 0.19567 | 0.89564 | 0.86306 | 1.3944 | 1.0022 | 0.61548 | 1.3944 | 1.3775
169 | 0.21 | 0.23 | South/Central | TX | Lubbock.Intl.AP.722670 | 3 | 1094700 | 54.4359 | 9.7292 | 69.345 | 54.3456 | 14.9994 | 865.41 | 5.7275 | 49.45 | 5.239 | 0.48847 | 86.4123 | 3.6185 | 36.05 | 3.1334 | 0.48505 | 59.3332 | 4.7972 | 1.12 | 5.8677 | -1.0704 | 32.6307 | 5.7275 | 49.45 | 5.239 | 0.48847 | 86.4123 | 5.8873 | 47.2 | 5.5184 | 0.36893 | 85.2467 | 0.014483 | 0.78841 | 0.14091 | 1.0043 | 12.5339 | 0.082952 | 0.052407 | 0.06948 | 0.082952 | 0.085268 | 0.7162 | 0.52212 | 0.016221 | 0.7162 | 0.68361 | 1.2515 | 0.85934 | 0.4726 | 1.2515 | 1.2346 | 0.014483 | 0.78841 | 0.14091 | 1.0043 | 12.5339 | 0.082952 | 0.052407 | 0.06948 | 0.082952 | 0.085268 | 0.7162 | 0.52212 | 0.016221 | 0.7162 | 0.68361 | 1.2515 | 0.85934 | 0.4726 | 1.2515 | 1.2346
170 | 0.21 | 0.25 | South/Central | TX | Lubbock.Intl.AP.722670 | 3 | 1094700 | 53.8761 | 9.9992 | 69.1553 | 53.7868 | 15.3685 | 874.26 | 5.9172 | 40.6 | 5.7978 | 0.11941 | 78.9263 | 3.8082 | 27.2 | 3.6922 | 0.11599 | 51.8472 | 4.987 | -7.73 | 6.4265 | -1.4395 | 25.1447 | 5.9172 | 40.6 | 5.7978 | 0.11941 | 78.9263 | 6.0771 | 38.35 | 6.0772 | -0.00012698 | 77.7607 | 0.014483 | 0.7803 | 0.14482 | 1.0016 | 12.6621 | 0.085701 | 0.055156 | 0.072228 | 0.085701 | 0.088016 | 0.58802 | 0.39394 | -0.11196 | 0.58802 | 0.55543 | 1.1431 | 0.75091 | 0.36418 | 1.1431 | 1.1262 | 0.014483 | 0.7803 | 0.14482 | 1.0016 | 12.6621 | 0.085701 | 0.055156 | 0.072228 | 0.085701 | 0.088016 | 0.58802 | 0.39394 | -0.11196 | 0.58802 | 0.55543 | 1.1431 | 0.75091 | 0.36418 | 1.1431 | 1.1262
171 | 0.21 | 0.27 | South/Central | TX | Lubbock.Intl.AP.722670 | 3 | 1094700 | 53.3364 | 10.2692 | 68.9855 | 53.2479 | 15.7376 | 883.23 | 6.087 | 31.63 | 6.3367 | -0.24968 | 71.1832 | 3.978 | 18.23 | 4.2311 | -0.2531 | 44.1041 | 5.1568 | -16.7 | 6.9654 | -1.8086 | 17.4016 | 6.087 | 31.63 | 6.3367 | -0.24968 | 71.1832 | 6.2469 | 29.38 | 6.6161 | -0.36922 | 70.0177 | 0.014483 | 0.77248 | 0.14873 | 0.99913 | 12.792 | 0.088159 | 0.057614 | 0.074687 | 0.088159 | 0.090475 | 0.4581 | 0.26403 | -0.24187 | 0.4581 | 0.42552 | 1.031 | 0.63877 | 0.25203 | 1.031 | 1.0141 | 0.014483 | 0.77248 | 0.14873 | 0.99913 | 12.792 | 0.088159 | 0.057614 | 0.074687 | 0.088159 | 0.090475 | 0.4581 | 0.26403 | -0.24187 | 0.4581 | 0.42552 | 1.031 | 0.63877 | 0.25203 | 1.031 | 1.0141
172 | 0.21 | 0.3 | South/Central | TX | Lubbock.Intl.AP.722670 | 3 | 1094700 | 52.5667 | 10.6692 | 68.7658 | 52.4795 | 16.2863 | 896.78 | 6.3067 | 18.08 | 7.1051 | -0.7984 | 59.2536 | 4.1977 | 4.68 | 4.9995 | -0.80182 | 32.1745 | 5.3765 | -30.25 | 7.7338 | -2.3573 | 5.472 | 6.3067 | 18.08 | 7.1051 | -0.7984 | 59.2536 | 6.4665 | 15.83 | 7.3845 | -0.91794 | 58.088 | 0.014483 | 0.76134 | 0.15452 | 0.99595 | 12.9883 | 0.091341 | 0.060796 | 0.077869 | 0.091341 | 0.093657 | 0.26186 | 0.067782 | -0.43812 | 0.26186 | 0.22927 | 0.85818 | 0.46599 | 0.079253 | 0.85818 | 0.8413 | 0.014483 | 0.76134 | 0.15452 | 0.99595 | 12.9883 | 0.091341 | 0.060796 | 0.077869 | 0.091341 | 0.093657 | 0.26186 | 0.067782 | -0.43812 | 0.26186 | 0.22927 | 0.85818 | 0.46599 | 0.079253 | 0.85818 | 0.8413
173 | 0.21 | 0.32 | South/Central | TX | Lubbock.Intl.AP.722670 | 3 | 1094700 | 52.0869 | 10.9392 | 68.646 | 52.0005 | 16.6455 | 905.81 | 6.4265 | 9.05 | 7.5841 | -1.1576 | 51.1369 | 4.3175 | -4.35 | 5.4785 | -1.161 | 24.0578 | 5.4963 | -39.28 | 8.2128 | -2.7165 | -2.6447 | 6.4265 | 9.05 | 7.5841 | -1.1576 | 51.1369 | 6.5863 | 6.8 | 7.8635 | -1.2771 | 49.9713 | 0.014483 | 0.75439 | 0.15843 | 0.99422 | 13.1191 | 0.093076 | 0.062531 | 0.079604 | 0.093076 | 0.095391 | 0.13107 | -0.063002 | -0.5689 | 0.13107 | 0.098486 | 0.74063 | 0.34843 | -0.038304 | 0.74063 | 0.72375 | 0.014483 | 0.75439 | 0.15843 | 0.99422 | 13.1191 | 0.093076 | 0.062531 | 0.079604 | 0.093076 | 0.095391 | 0.13107 | -0.063002 | -0.5689 | 0.13107 | 0.098486 | 0.74063 | 0.34843 | -0.038304 | 0.74063 | 0.72375
174 | 0.21 | 0.35 | South/Central | TX | Lubbock.Intl.AP.722670 | 3 | 1094700 | 51.3672 | 11.3792 | 68.5263 | 51.282 | 17.2443 | 921.34 | 6.5462 | -6.48 | 8.3026 | -1.7564 | 36.5825 | 4.4372 | -19.88 | 6.197 | -1.7598 | 9.5034 | 5.616 | -54.81 | 8.9312 | -3.3153 | -17.1991 | 6.5462 | -6.48 | 8.3026 | -1.7564 | 36.5825 | 6.706 | -8.73 | 8.582 | -1.8759 | 35.4169 | 0.014483 | 0.74396 | 0.16481 | 0.99248 | 13.344 | 0.09481 | 0.064265 | 0.081337 | 0.09481 | 0.097125 | -0.093851 | -0.28793 | -0.79383 | -0.093851 | -0.12644 | 0.52983 | 0.13764 | -0.2491 | 0.52983 | 0.51295 | 0.014483 | 0.74396 | 0.16481 | 0.99248 | 13.344 | 0.09481 | 0.064265 | 0.081337 | 0.09481 | 0.097125 | -0.093851 | -0.28793 | -0.79383 | -0.093851 | -0.12644 | 0.52983 | 0.13764 | -0.2491 | 0.52983 | 0.51295
175 | 0.21 | 0.37 | South/Central | TX | Lubbock.Intl.AP.722670 | 3 | 1094700 | 51.3772 | 11.2792 | 68.4264 | 51.292 | 17.1343 | 917.73 | 6.6461 | -2.87 | 8.2926 | -1.6464 | 40.8159 | 4.5371 | -16.27 | 6.187 | -1.6499 | 13.7368 | 5.7159 | -51.2 | 8.9213 | -3.2053 | -12.9657 | 6.6461 | -2.87 | 8.2926 | -1.6464 | 40.8159 | 6.806 | -5.12 | 8.572 | -1.766 | 39.6503 | 0.014483 | 0.74411 | 0.16336 | 0.99103 | 13.2917 | 0.096258 | 0.065713 | 0.082785 | 0.096258 | 0.098573 | -0.041567 | -0.23564 | -0.74154 | -0.041567 | -0.074154 | 0.59115 | 0.19895 | -0.18779 | 0.59115 | 0.57426 | 0.014483 | 0.74411 | 0.16336 | 0.99103 | 13.2917 | 0.096258 | 0.065713 | 0.082785 | 0.096258 | 0.098573 | -0.041567 | -0.23564 | -0.74154 | -0.041567 | -0.074154 | 0.59115 | 0.19895 | -0.18779 | 0.59115 | 0.57426
176 | 0.21 | 0.4 | South/Central | TX | Lubbock.Intl.AP.722670 | 3 | 1094700 | 51.1573 | 11.3292 | 68.2865 | 51.0725 | 17.214 | 919.04 | 6.7861 | -4.18 | 8.5121 | -1.7261 | 40.4669 | 4.6771 | -17.58 | 6.4065 | -1.7295 | 13.3878 | 5.8558 | -52.51 | 9.1408 | -3.285 | -13.3147 | 6.7861 | -4.18 | 8.5121 | -1.7261 | 40.4669 | 6.9459 | -6.43 | 8.7915 | -1.8456 | 39.3013 | 0.014483 | 0.74092 | 0.16408 | 0.98901 | 13.3107 | 0.098284 | 0.067739 | 0.084811 | 0.098284 | 0.1006 | -0.06054 | -0.25462 | -0.76051 | -0.06054 | -0.093127 | 0.58609 | 0.1939 | -0.19284 | 0.58609 | 0.56921 | 0.014483 | 0.74092 | 0.16408 | 0.98901 | 13.3107 | 0.098284 | 0.067739 | 0.084811 | 0.098284 | 0.1006 | -0.06054 | -0.25462 | -0.76051 | -0.06054 | -0.093127 | 0.58609 | 0.1939 | -0.19284 | 0.58609 | 0.56921
177 | 0.21 | 0.42 | South/Central | TX | Lubbock.Intl.AP.722670 | 3 | 1094700 | 50.8875 | 11.4992 | 68.2466 | 50.803 | 17.4435 | 925.03 | 6.8259 | -10.17 | 8.7816 | -1.9556 | 34.8106 | 4.7169 | -23.57 | 6.676 | -1.959 | 7.7315 | 5.8957 | -58.5 | 9.4102 | -3.5145 | -18.971 | 6.8259 | -10.17 | 8.7816 | -1.9556 | 34.8106 | 6.9858 | -12.42 | 9.061 | -2.0752 | 33.645 | 0.014483 | 0.73701 | 0.16655 | 0.98843 | 13.3974 | 0.098862 | 0.068317 | 0.085389 | 0.098862 | 0.10118 | -0.14729 | -0.34137 | -0.84727 | -0.14729 | -0.17988 | 0.50417 | 0.11198 | -0.27476 | 0.50417 | 0.48729 | 0.014483 | 0.73701 | 0.16655 | 0.98843 | 13.3974 | 0.098862 | 0.068317 | 0.085389 | 0.098862 | 0.10118 | -0.14729 | -0.34137 | -0.84727 | -0.14729 | -0.17988 | 0.50417 | 0.11198 | -0.27476 | 0.50417 | 0.48729
178 | 0.21 | 0.45 | South/Central | TX | Lubbock.Intl.AP.722670 | 3 | 1094700 | 50.4676 | 11.7792 | 68.2267 | 50.3839 | 17.8428 | 935.75 | 6.8458 | -20.89 | 9.2007 | -2.3549 | 24.3373 | 4.7368 | -34.29 | 7.0951 | -2.3583 | -2.7418 | 5.9155 | -69.22 | 9.8294 | -3.9138 | -29.4443 | 6.8458 | -20.89 | 9.2007 | -2.3549 | 24.3373 | 7.0056 | -23.14 | 9.4801 | -2.4745 | 23.1717 | 0.014483 | 0.73093 | 0.1706 | 0.98814 | 13.5527 | 0.099149 | 0.068604 | 0.085676 | 0.099149 | 0.10146 | -0.30255 | -0.49663 | -1.0025 | -0.30255 | -0.33514 | 0.35248 | -0.03971 | -0.42645 | 0.35248 | 0.3356 | 0.014483 | 0.73093 | 0.1706 | 0.98814 | 13.5527 | 0.099149 | 0.068604 | 0.085676 | 0.099149 | 0.10146 | -0.30255 | -0.49663 | -1.0025 | -0.30255 | -0.33514 | 0.35248 | -0.03971 | -0.42645 | 0.35248 | 0.3356
179 | 0.21 | 0.47 | South/Central | TX | Lubbock.Intl.AP.722670 | 3 | 1094700 | 50.0378 | 12.0592 | 68.1869 | 49.9548 | 18.2321 | 946.09 | 6.8856 | -31.23 | 9.6298 | -2.7442 | 14.3907 | 4.7766 | -44.63 | 7.5242 | -2.7476 | -12.6884 | 5.9554 | -79.56 | 10.2585 | -4.3031 | -39.3909 | 6.8856 | -31.23 | 9.6298 | -2.7442 | 14.3907 | 7.0455 | -33.48 | 9.9092 | -2.8637 | 13.2251 | 0.014483 | 0.72471 | 0.17466 | 0.98757 | 13.7024 | 0.099726 | 0.069181 | 0.086253 | 0.099726 | 0.10204 | -0.45231 | -0.64639 | -1.1523 | -0.45231 | -0.4849 | 0.20842 | -0.18377 | -0.57051 | 0.20842 | 0.19154 | 0.014483 | 0.72471 | 0.17466 | 0.98757 | 13.7024 | 0.099726 | 0.069181 | 0.086253 | 0.099726 | 0.10204 | -0.45231 | -0.64639 | -1.1523 | -0.45231 | -0.4849 | 0.20842 | -0.18377 | -0.57051 | 0.20842 | 0.19154
180 | 0.21 | 0.5 | South/Central | TX | Lubbock.Intl.AP.722670 | 3 | 1094700 | 49.4281 | 12.4592 | 68.1172 | 49.3461 | 18.7711 | 960.33 | 6.9553 | -45.47 | 10.2385 | -3.2832 | 0.80225 | 4.8463 | -58.87 | 8.1329 | -3.2866 | -26.2768 | 6.0251 | -93.8 | 10.8672 | -4.8421 | -52.9793 | 6.9553 | -45.47 | 10.2385 | -3.2832 | 0.80225 | 7.1152 | -47.72 | 10.5179 | -3.4027 | -0.36332 | 0.014483 | 0.71588 | 0.18045 | 0.98656 | 13.9087 | 0.10074 | 0.07019 | 0.087263 | 0.10074 | 0.10305 | -0.65855 | -0.85263 | -1.3585 | -0.65855 | -0.69114 | 0.011619 | -0.38057 | -0.76731 | 0.011619 | -0.005262 | 0.014483 | 0.71588 | 0.18045 | 0.98656 | 13.9087 | 0.10074 | 0.07019 | 0.087263 | 0.10074 | 0.10305 | -0.65855 | -0.85263 | -1.3585 | -0.65855 | -0.69114 | 0.011619 | -0.38057 | -0.76731 | 0.011619 | -0.005262
181 | 0.23 | 0.17 | South/Central | TX | Lubbock.Intl.AP.722670 | 3 | 1094700 | 57.1746 | 8.9192 | 70.9938 | 57.0799 | 13.9139 | 846.25 | 4.0787 | 68.61 | 2.5047 | 1.574 | 94.4749 | 1.9697 | 55.21 | 0.39915 | 1.5705 | 67.3958 | 3.1485 | 20.28 | 3.1334 | 0.015062 | 40.6933 | 4.0787 | 68.61 | 2.5047 | 1.574 | 94.4749 | 4.2386 | 66.36 | 2.7841 | 1.4544 | 93.3093 | 0.014483 | 0.82807 | 0.12918 | 1.0282 | 12.2564 | 0.059073 | 0.028528 | 0.0456 | 0.059073 | 0.061388 | 0.99369 | 0.79962 | 0.29372 | 0.99369 | 0.96111 | 1.3683 | 0.97611 | 0.58937 | 1.3683 | 1.3514 | 0.014483 | 0.82807 | 0.12918 | 1.0282 | 12.2564 | 0.059073 | 0.028528 | 0.0456 | 0.059073 | 0.061388 | 0.99369 | 0.79962 | 0.29372 | 0.99369 | 0.96111 | 1.3683 | 0.97611 | 0.58937 | 1.3683 | 1.3514
182 | 0.23 | 0.19 | South/Central | TX | Lubbock.Intl.AP.722670 | 3 | 1094700 | 56.5349 | 9.1892 | 70.7241 | 56.4412 | 14.2829 | 854.59 | 4.3484 | 60.27 | 3.1434 | 1.205 | 88.0154 | 2.2394 | 46.87 | 1.0378 | 1.2016 | 60.9363 | 3.4182 | 11.94 | 3.7721 | -0.35387 | 34.2338 | 4.3484 | 60.27 | 3.1434 | 1.205 | 88.0154 | 4.5083 | 58.02 | 3.4228 | 1.0855 | 86.8498 | 0.014483 | 0.81881 | 0.13309 | 1.0243 | 12.3772 | 0.062979 | 0.032434 | 0.049507 | 0.062979 | 0.065295 | 0.8729 | 0.67883 | 0.17293 | 0.8729 | 0.84032 | 1.2747 | 0.88255 | 0.49582 | 1.2747 | 1.2579 | 0.014483 | 0.81881 | 0.13309 | 1.0243 | 12.3772 | 0.062979 | 0.032434 | 0.049507 | 0.062979 | 0.065295 | 0.8729 | 0.67883 | 0.17293 | 0.8729 | 0.84032 | 1.2747 | 0.88255 | 0.49582 | 1.2747 | 1.2579
183 | 0.23 | 0.2 | South/Central | TX | Lubbock.Intl.AP.722670 | 3 | 1094700 | 56.2251 | 9.3192 | 70.5942 | 56.1319 | 14.4624 | 858.66 | 4.4783 | 56.2 | 3.4527 | 1.0255 | 84.8554 | 2.3693 | 42.8 | 1.3472 | 1.0221 | 57.7763 | 3.5481 | 7.87 | 4.0814 | -0.53336 | 31.0738 | 4.4783 | 56.2 | 3.4527 | 1.0255 | 84.8554 | 4.6382 | 53.95 | 3.7322 | 0.906 | 83.6898 | 0.014483 | 0.81432 | 0.13497 | 1.0224 | 12.4362 | 0.06486 | 0.034315 | 0.051387 | 0.06486 | 0.067175 | 0.81396 | 0.61988 | 0.11398 | 0.81396 | 0.78137 | 1.229 | 0.83679 | 0.45005 | 1.229 | 1.2121 | 0.014483 | 0.81432 | 0.13497 | 1.0224 | 12.4362 | 0.06486 | 0.034315 | 0.051387 | 0.06486 | 0.067175 | 0.81396 | 0.61988 | 0.11398 | 0.81396 | 0.78137 | 1.229 | 0.83679 | 0.45005 | 1.229 | 1.2121
184 | 0.23 | 0.23 | South/Central | TX | Lubbock.Intl.AP.722670 | 3 | 1094700 | 55.3355 | 9.7192 | 70.2546 | 55.2437 | 15.0109 | 871.46 | 4.8179 | 43.4 | 4.3409 | 0.47702 | 74.4657 | 2.7089 | 30 | 2.2353 | 0.4736 | 47.3866 | 3.8877 | -4.93 | 4.9696 | -1.0819 | 20.6841 | 4.8179 | 43.4 | 4.3409 | 0.47702 | 74.4657 | 4.9778 | 41.15 | 4.6203 | 0.35748 | 73.3001 | 0.014483 | 0.80144 | 0.14077 | 1.0175 | 12.6216 | 0.069779 | 0.039234 | 0.056306 | 0.069779 | 0.072094 | 0.62857 | 0.4345 | -0.071402 | 0.62857 | 0.59599 | 1.0785 | 0.68631 | 0.29957 | 1.0785 | 1.0616 | 0.014483 | 0.80144 | 0.14077 | 1.0175 | 12.6216 | 0.069779 | 0.039234 | 0.056306 | 0.069779 | 0.072094 | 0.62857 | 0.4345 | -0.071402 | 0.62857 | 0.59599 | 1.0785 | 0.68631 | 0.29957 | 1.0785 | 1.0616
185 | 0.23 | 0.25 | South/Central | TX | Lubbock.Intl.AP.722670 | 3 | 1094700 | 54.7657 | 9.9792 | 70.0448 | 54.6749 | 15.3699 | 879.9 | 5.0277 | 34.96 | 4.9097 | 0.11798 | 67.5046 | 2.9187 | 21.56 | 2.8041 | 0.11456 | 40.4256 | 4.0974 | -13.37 | 5.5384 | -1.4409 | 13.7231 | 5.0277 | 34.96 | 4.9097 | 0.11798 | 67.5046 | 5.1875 | 32.71 | 5.1891 | -0.00156 | 66.3391 | 0.014483 | 0.79318 | 0.14453 | 1.0145 | 12.7438 | 0.072817 | 0.042272 | 0.059344 | 0.072817 | 0.075132 | 0.50633 | 0.31226 | -0.19364 | 0.50633 | 0.47375 | 0.97769 | 0.58549 | 0.19875 | 0.97769 | 0.9608 | 0.014483 | 0.79318 | 0.14453 | 1.0145 | 12.7438 | 0.072817 | 0.042272 | 0.059344 | 0.072817 | 0.075132 | 0.50633 | 0.31226 | -0.19364 | 0.50633 | 0.47375 | 0.97769 | 0.58549 | 0.19875 | 0.97769 | 0.9608
186 | 0.23 | 0.27 | South/Central | TX | Lubbock.Intl.AP.722670 | 3 | 1094700 | 54.2259 | 10.2492 | 69.8651 | 54.1361 | 15.729 | 888.56 | 5.2074 | 26.3 | 5.4485 | -0.24112 | 60.1582 | 3.0984 | 12.9 | 3.343 | -0.24454 | 33.0791 | 4.2772 | -22.03 | 6.0772 | -1.8 | 6.3766 | 5.2074 | 26.3 | 5.4485 | -0.24112 | 60.1582 | 5.3673 | 24.05 | 5.728 | -0.36066 | 58.9926 | 0.014483 | 0.78537 | 0.14844 | 1.0119 | 12.8692 | 0.07542 | 0.044875 | 0.061948 | 0.07542 | 0.077736 | 0.38091 | 0.18683 | -0.31907 | 0.38091 | 0.34832 | 0.87128 | 0.47909 | 0.092354 | 0.87128 | 0.8544 | 0.014483 | 0.78537 | 0.14844 | 1.0119 | 12.8692 | 0.07542 | 0.044875 | 0.061948 | 0.07542 | 0.077736 | 0.38091 | 0.18683 | -0.31907 | 0.38091 | 0.34832 | 0.87128 | 0.47909 | 0.092354 | 0.87128 | 0.8544
187 | 0.23 | 0.3 | South/Central | TX | Lubbock.Intl.AP.722670 | 3 | 1094700 | 53.4563 | 10.6392 | 69.6354 | 53.3677 | 16.2677 | 901.77 | 5.4371 | 13.09 | 6.2169 | -0.77983 | 48.6252 | 3.3281 | -0.31 | 4.1114 | -0.78325 | 21.5461 | 4.5069 | -35.24 | 6.8456 | -2.3387 | -5.1564 | 5.4371 | 13.09 | 6.2169 | -0.77983 | 48.6252 | 5.597 | 10.84 | 6.4963 | -0.89937 | 47.4596 | 0.014483 | 0.77422 | 0.15409 | 1.0085 | 13.0605 | 0.078747 | 0.048202 | 0.065274 | 0.078747 | 0.081062 | 0.18959 | -0.0044898 | -0.51039 | 0.18959 | 0.157 | 0.70425 | 0.31206 | -0.074681 | 0.70425 | 0.68737 | 0.014483 | 0.77422 | 0.15409 | 1.0085 | 13.0605 | 0.078747 | 0.048202 | 0.065274 | 0.078747 | 0.081062 | 0.18959 | -0.0044898 | -0.51039 | 0.18959 | 0.157 | 0.70425 | 0.31206 | -0.074681 | 0.70425 | 0.68737
188 | 0.23 | 0.32 | South/Central | TX | Lubbock.Intl.AP.722670 | 3 | 1094700 | 52.9765 | 10.9092 | 69.5256 | 52.8887 | 16.6369 | 911.13 | 5.5469 | 3.73 | 6.6959 | -1.149 | 40.1119 | 3.4379 | -9.67 | 4.5904 | -1.1524 | 13.0328 | 4.6167 | -44.6 | 7.3246 | -2.7079 | -13.6697 | 5.5469 | 3.73 | 6.6959 | -1.149 | 40.1119 | 5.7068 | 1.48 | 6.9753 | -1.2686 | 38.9464 | 0.014483 | 0.76727 | 0.158 | 1.007 | 13.1961 | 0.080337 | 0.049792 | 0.066865 | 0.080337 | 0.082653 | 0.054022 | -0.14005 | -0.64595 | 0.054022 | 0.021435 | 0.58095 | 0.18876 | -0.19798 | 0.58095 | 0.56407 | 0.014483 | 0.76727 | 0.158 | 1.007 | 13.1961 | 0.080337 | 0.049792 | 0.066865 | 0.080337 | 0.082653 | 0.054022 | -0.14005 | -0.64595 | 0.054022 | 0.021435 | 0.58095 | 0.18876 | -0.19798 | 0.58095 | 0.56407
189 | 0.23 | 0.35 | South/Central | TX | Lubbock.Intl.AP.722670 | 3 | 1094700 | 52.2468 | 11.3392 | 69.3759 | 52.1602 | 17.2157 | 925.95 | 5.6966 | -11.09 | 7.4244 | -1.7278 | 26.4776 | 3.5876 | -24.49 | 5.3188 | -1.7313 | -0.60152 | 4.7663 | -59.42 | 8.0531 | -3.2867 | -27.304 | 5.6966 | -11.09 | 7.4244 | -1.7278 | 26.4776 | 5.8564 | -13.34 | 7.7038 | -1.8474 | 25.312 | 0.014483 | 0.7567 | 0.16423 | 1.0048 | 13.4107 | 0.082505 | 0.051959 | 0.069032 | 0.082505 | 0.08482 | -0.16062 | -0.35469 | -0.86059 | -0.16062 | -0.19321 | 0.38348 | -0.008712 | -0.39545 | 0.38348 | 0.3666 | 0.014483 | 0.7567 | 0.16423 | 1.0048 | 13.4107 | 0.082505 | 0.051959 | 0.069032 | 0.082505 | 0.08482 | -0.16062 | -0.35469 | -0.86059 | -0.16062 | -0.19321 | 0.38348 | -0.008712 | -0.39545 | 0.38348 | 0.3666
190 | 0.23 | 0.37 | South/Central | TX | Lubbock.Intl.AP.722670 | 3 | 1094700 | 52.2468 | 11.2492 | 69.2759 | 52.1602 | 17.1157 | 922.6 | 5.7966 | -7.74 | 7.4244 | -1.6278 | 30.4437 | 3.6876 | -21.14 | 5.3188 | -1.6313 | 3.3646 | 4.8663 | -56.07 | 8.0531 | -3.1867 | -23.3379 | 5.7966 | -7.74 | 7.4244 | -1.6278 | 30.4437 | 5.9564 | -9.99 | 7.7038 | -1.7474 | 29.2781 | 0.014483 | 0.7567 | 0.16292 | 1.0033 | 13.3622 | 0.083953 | 0.053408 | 0.07048 | 0.083953 | 0.086268 | -0.1121 | -0.30618 | -0.81207 | -0.1121 | -0.14469 | 0.44092 | 0.04873 | -0.33801 | 0.44092 | 0.42404 | 0.014483 | 0.7567 | 0.16292 | 1.0033 | 13.3622 | 0.083953 | 0.053408 | 0.07048 | 0.083953 | 0.086268 | -0.1121 | -0.30618 | -0.81207 | -0.1121 | -0.14469 | 0.44092 | 0.04873 | -0.33801 | 0.44092 | 0.42404
191 | 0.23 | 0.4 | South/Central | TX | Lubbock.Intl.AP.722670 | 3 | 1094700 | 52.0269 | 11.2992 | 69.136 | 51.9407 | 17.1954 | 923.93 | 5.9365 | -9.07 | 7.6439 | -1.7075 | 30.0947 | 3.8275 | -22.47 | 5.5384 | -1.7109 | 3.0156 | 5.0063 | -57.4 | 8.2726 | -3.2664 | -23.6869 | 5.9365 | -9.07 | 7.6439 | -1.7075 | 30.0947 | 6.0963 | -11.32 | 7.9234 | -1.827 | 28.9291 | 0.014483 | 0.75352 | 0.16365 | 1.0013 | 13.3815 | 0.085979 | 0.055434 | 0.072507 | 0.085979 | 0.088295 | -0.13136 | -0.32544 | -0.83134 | -0.13136 | -0.16395 | 0.43587 | 0.043676 | -0.34306 | 0.43587 | 0.41899 | 0.014483 | 0.75352 | 0.16365 | 1.0013 | 13.3815 | 0.085979 | 0.055434 | 0.072507 | 0.085979 | 0.088295 | -0.13136 | -0.32544 | -0.83134 | -0.13136 | -0.16395 | 0.43587 | 0.043676 | -0.34306 | 0.43587 | 0.41899
192 | 0.23 | 0.42 | South/Central | TX | Lubbock.Intl.AP.722670 | 3 | 1094700 | 51.757 | 11.4692 | 69.1061 | 51.6712 | 17.4349 | 930.24 | 5.9664 | -15.38 | 7.9134 | -1.947 | 24.0427 | 3.8574 | -28.78 | 5.8078 | -1.9504 | -3.0364 | 5.0362 | -63.71 | 8.5421 | -3.5059 | -29.7389 | 5.9664 | -15.38 | 7.9134 | -1.947 | 24.0427 | 6.1262 | -17.63 | 8.1928 | -2.0665 | 22.8771 | 0.014483 | 0.74961 | 0.16611 | 1.0009 | 13.4729 | 0.086412 | 0.055867 | 0.07294 | 0.086412 | 0.088728 | -0.22275 | -0.41683 | -0.92273 | -0.22275 | -0.25534 | 0.34822 | -0.043977 | -0.43072 | 0.34822 | 0.33133 | 0.014483 | 0.74961 | 0.16611 | 1.0009 | 13.4729 | 0.086412 | 0.055867 | 0.07294 | 0.086412 | 0.088728 | -0.22275 | -0.41683 | -0.92273 | -0.22275 | -0.25534 | 0.34822 | -0.043977 | -0.43072 | 0.34822 | 0.33133
193 | 0.23 | 0.45 | South/Central | TX | Lubbock.Intl.AP.722670 | 3 | 1094700 | 51.3272 | 11.7492 | 69.0763 | 51.2421 | 17.8342 | 940.89 | 5.9962 | -26.03 | 8.3425 | -2.3463 | 13.6979 | 3.8872 | -39.43 | 6.2369 | -2.3497 | -13.3812 | 5.066 | -74.36 | 8.9712 | -3.9052 | -40.0837 | 5.9962 | -26.03 | 8.3425 | -2.3463 | 13.6979 | 6.1561 | -28.28 | 8.6219 | -2.4658 | 12.5323 | 0.014483 | 0.74338 | 0.17017 | 1.0004 | 13.6271 | 0.086844 | 0.056299 | 0.073372 | 0.086844 | 0.08916 | -0.377 | -0.57107 | -1.077 | -0.377 | -0.40959 | 0.19839 | -0.1938 | -0.58054 | 0.19839 | 0.18151 | 0.014483 | 0.74338 | 0.17017 | 1.0004 | 13.6271 | 0.086844 | 0.056299 | 0.073372 | 0.086844 | 0.08916 | -0.377 | -0.57107 | -1.077 | -0.377 | -0.40959 | 0.19839 | -0.1938 | -0.58054 | 0.19839 | 0.18151
194 | 0.23 | 0.47 | South/Central | TX | Lubbock.Intl.AP.722670 | 3 | 1094700 | 50.8974 | 12.0192 | 69.0165 | 50.813 | 18.2035 | 950.57 | 6.056 | -35.71 | 8.7716 | -2.7156 | 4.5428 | 3.947 | -49.11 | 6.666 | -2.719 | -22.5363 | 5.1258 | -84.04 | 9.4003 | -4.2745 | -49.2388 | 6.056 | -35.71 | 8.7716 | -2.7156 | 4.5428 | 6.2159 | -37.96 | 9.051 | -2.8351 | 3.3773 | 0.014483 | 0.73716 | 0.17408 | 0.99958 | 13.7673 | 0.08771 | 0.057165 | 0.074238 | 0.08771 | 0.090026 | -0.5172 | -0.71127 | -1.2172 | -0.5172 | -0.54978 | 0.065795 | -0.3264 | -0.71314 | 0.065795 | 0.048914 | 0.014483 | 0.73716 | 0.17408 | 0.99958 | 13.7673 | 0.08771 | 0.057165 | 0.074238 | 0.08771 | 0.090026 | -0.5172 | -0.71127 | -1.2172 | -0.5172 | -0.54978 | 0.065795 | -0.3264 | -0.71314 | 0.065795 | 0.048914
195 | 0.23 | 0.5 | South/Central | TX | Lubbock.Intl.AP.722670 | 3 | 1094700 | 50.2777 | 12.4292 | 68.9568 | 50.1943 | 18.7624 | 965.4 | 6.1157 | -50.54 | 9.3903 | -3.2745 | -9.7086 | 4.0067 | -63.94 | 7.2847 | -3.278 | -36.7877 | 5.1855 | -98.87 | 10.019 | -4.8334 | -63.4902 | 6.1157 | -50.54 | 9.3903 | -3.2745 | -9.7086 | 6.2756 | -52.79 | 9.6697 | -3.3941 | -10.8741 | 0.014483 | 0.72818 | 0.18001 | 0.99872 | 13.9821 | 0.088576 | 0.058031 | 0.075103 | 0.088576 | 0.090891 | -0.73198 | -0.92606 | -1.432 | -0.73198 | -0.76457 | -0.14061 | -0.5328 | -0.91954 | -0.14061 | -0.15749 | 0.014483 | 0.72818 | 0.18001 | 0.99872 | 13.9821 | 0.088576 | 0.058031 | 0.075103 | 0.088576 | 0.090891 | -0.73198 | -0.92606 | -1.432 | -0.73198 | -0.76457 | -0.14061 | -0.5328 | -0.91954 | -0.14061 | -0.15749
196 | 0.29 | 0.17 | South/Central | TX | Lubbock.Intl.AP.722670 | 3 | 1094700 | 59.8634 | 8.8792 | 73.6925 | 59.7642 | 13.9283 | 863.67 | 1.38 | 51.19 | -0.17963 | 1.5596 | 59.5555 | -0.72903 | 37.79 | -2.2852 | 1.5562 | 32.4764 | 0.44975 | 2.86 | 0.44906 | 0.000698 | 5.7739 | 1.38 | 51.19 | -0.17963 | 1.5596 | 59.5555 | 1.5398 | 48.94 | 0.099782 | 1.4401 | 58.3899 | 0.014483 | 0.86702 | 0.1286 | 1.0673 | 12.5087 | 0.019986 | -0.010559 | 0.0065139 | 0.019986 | 0.022302 | 0.7414 | 0.54732 | 0.041422 | 0.7414 | 0.70881 | 0.86256 | 0.47036 | 0.083625 | 0.86256 | 0.84567 | 0.014483 | 0.86702 | 0.1286 | 1.0673 | 12.5087 | 0.019986 | -0.010559 | 0.0065139 | 0.019986 | 0.022302 | 0.7414 | 0.54732 | 0.041422 | 0.7414 | 0.70881 | 0.86256 | 0.47036 | 0.083625 | 0.86256 | 0.84567
197 | 0.29 | 0.19 | South/Central | TX | Lubbock.Intl.AP.722670 | 3 | 1094700 | 59.2136 | 9.1392 | 73.4028 | 59.1156 | 14.2872 | 871.62 | 1.6697 | 43.24 | 0.46901 | 1.2007 | 53.6211 | -0.4393 | 29.84 | -1.6366 | 1.1973 | 26.542 | 0.73948 | -5.09 | 1.0977 | -0.35821 | -0.16052 | 1.6697 | 43.24 | 0.46901 | 1.2007 | 53.6211 | 1.8296 | 40.99 | 0.74842 | 1.0811 | 52.4555 | 0.014483 | 0.8576 | 0.13237 | 1.0631 | 12.6239 | 0.024183 | -0.0063625 | 0.01071 | 0.024183 | 0.026498 | 0.62625 | 0.43218 | -0.07372 | 0.62625 | 0.59367 | 0.77661 | 0.38441 | -0.0023249 | 0.77661 | 0.75973 | 0.014483 | 0.8576 | 0.13237 | 1.0631 | 12.6239 | 0.024183 | -0.0063625 | 0.01071 | 0.024183 | 0.026498 | 0.62625 | 0.43218 | -0.07372 | 0.62625 | 0.59367 | 0.77661 | 0.38441 | -0.0023249 | 0.77661 | 0.75973
198 | 0.29 | 0.2 | South/Central | TX | Lubbock.Intl.AP.722670 | 3 | 1094700 | 58.8938 | 9.2692 | 73.2629 | 58.7963 | 14.4667 | 875.62 | 1.8096 | 39.24 | 0.78834 | 1.0212 | 50.5896 | -0.29944 | 25.84 | -1.3172 | 1.0178 | 23.5105 | 0.87934 | -9.09 | 1.417 | -0.53768 | -3.192 | 1.8096 | 39.24 | 0.78834 | 1.0212 | 50.5896 | 1.9694 | 36.99 | 1.0678 | 0.90168 | 49.424 | 0.014483 | 0.85297 | 0.13425 | 1.0611 | 12.6818 | 0.026208 | -0.0043369 | 0.012736 | 0.026208 | 0.028524 | 0.56832 | 0.37425 | -0.13165 | 0.56832 | 0.53573 | 0.7327 | 0.34051 | -0.046231 | 0.7327 | 0.71582 | 0.014483 | 0.85297 | 0.13425 | 1.0611 | 12.6818 | 0.026208 | -0.0043369 | 0.012736 | 0.026208 | 0.028524 | 0.56832 | 0.37425 | -0.13165 | 0.56832 | 0.53573 | 0.7327 | 0.34051 | -0.046231 | 0.7327 | 0.71582
199 | 0.29 | 0.23 | South/Central | TX | Lubbock.Intl.AP.722670 | 3 | 1094700 | 57.9842 | 9.6592 | 72.8834 | 57.8882 | 14.9952 | 887.62 | 2.1891 | 27.24 | 1.6964 | 0.49272 | 41.2492 | 0.080152 | 13.84 | -0.40914 | 0.48929 | 14.1701 | 1.2589 | -21.09 | 2.3251 | -1.0662 | -12.5324 | 2.1891 | 27.24 | 1.6964 | 0.49272 | 41.2492 | 2.349 | 24.99 | 1.9758 | 0.37317 | 40.0836 | 0.014483 | 0.8398 | 0.1399 | 1.0556 | 12.8556 | 0.031706 | 0.0011609 | 0.018233 | 0.031706 | 0.034021 | 0.39452 | 0.20045 | -0.30545 | 0.39452 | 0.36194 | 0.59742 | 0.20523 | -0.18151 | 0.59742 | 0.58054 | 0.014483 | 0.8398 | 0.1399 | 1.0556 | 12.8556 | 0.031706 | 0.0011609 | 0.018233 | 0.031706 | 0.034021 | 0.39452 | 0.20045 | -0.30545 | 0.39452 | 0.36194 | 0.59742 | 0.20523 | -0.18151 | 0.59742 | 0.58054
200 | 0.29 | 0.25 | South/Central | TX | Lubbock.Intl.AP.722670 | 3 | 1094700 | 57.4044 | 9.9292 | 72.6736 | 57.3094 | 15.3642 | 896.36 | 2.3989 | 18.5 | 2.2752 | 0.1237 | 34.0202 | 0.28992 | 5.1 | 0.16964 | 0.12028 | 6.9411 | 1.4687 | -29.83 | 2.9039 | -1.4352 | -19.7614 | 2.3989 | 18.5 | 2.2752 | 0.1237 | 34.0202 | 2.5588 | 16.25 | 2.5546 | 0.004159 | 32.8546 | 0.014483 | 0.8314 | 0.14381 | 1.0525 | 12.9822 | 0.034744 | 0.004199 | 0.021272 | 0.034744 | 0.03706 | 0.26794 | 0.073864 | -0.43203 | 0.26794 | 0.23535 | 0.49272 | 0.10053 | -0.28621 | 0.49272 | 0.47584 | 0.014483 | 0.8314 | 0.14381 | 1.0525 | 12.9822 | 0.034744 | 0.004199 | 0.021272 | 0.034744 | 0.03706 | 0.26794 | 0.073864 | -0.43203 | 0.26794 | 0.23535 | 0.49272 | 0.10053 | -0.28621 | 0.49272 | 0.47584
201 | 0.29 | 0.27 | South/Central | TX | Lubbock.Intl.AP.722670 | 3 | 1094700 | 57.3744 | 9.8992 | 72.6336 | 57.2794 | 15.3542 | 895.85 | 2.4389 | 19.01 | 2.3052 | 0.13375 | 34.8017 | 0.32991 | 5.61 | 0.19958 | 0.13033 | 7.7227 | 1.5087 | -29.32 | 2.9338 | -1.4252 | -18.9798 | 2.4389 | 19.01 | 2.3052 | 0.13375 | 34.8017 | 2.5988 | 16.76 | 2.5846 | 0.014205 | 33.6362 | 0.014483 | 0.83097 | 0.14337 | 1.052 | 12.9748 | 0.035323 | 0.0047781 | 0.021851 | 0.035323 | 0.037639 | 0.27533 | 0.081251 | -0.42465 | 0.27533 | 0.24274 | 0.50404 | 0.11185 | -0.27489 | 0.50404 | 0.48716 | 0.014483 | 0.83097 | 0.14337 | 1.052 | 12.9748 | 0.035323 | 0.0047781 | 0.021851 | 0.035323 | 0.037639 | 0.27533 | 0.081251 | -0.42465 | 0.27533 | 0.24274 | 0.50404 | 0.11185 | -0.27489 | 0.50404 | 0.48716
202 | 0.29 | 0.3 | South/Central | TX | Lubbock.Intl.AP.722670 | 3 | 1094700 | 57.0046 | 10.0392 | 72.4738 | 56.9102 | 15.5635 | 900.53 | 2.5987 | 14.33 | 2.6744 | -0.07564 | 31.2221 | 0.48975 | 0.93 | 0.56881 | -0.07906 | 4.143 | 1.6685 | -34 | 3.3031 | -1.6345 | -22.5594 | 2.5987 | 14.33 | 2.6744 | -0.07564 | 31.2221 | 2.7586 | 12.08 | 2.9538 | -0.19518 | 30.0566 | 0.014483 | 0.82561 | 0.1454 | 1.0497 | 13.0426 | 0.037638 | 0.0070931 | 0.024166 | 0.037638 | 0.039954 | 0.20754 | 0.013469 | -0.49243 | 0.20754 | 0.17496 | 0.4522 | 0.060005 | -0.32673 | 0.4522 | 0.43532 | 0.014483 | 0.82561 | 0.1454 | 1.0497 | 13.0426 | 0.037638 | 0.0070931 | 0.024166 | 0.037638 | 0.039954 | 0.20754 | 0.013469 | -0.49243 | 0.20754 | 0.17496 | 0.4522 | 0.060005 | -0.32673 | 0.4522 | 0.43532
203 | 0.29 | 0.32 | South/Central | TX | Lubbock.Intl.AP.722670 | 3 | 1094700 | 56.4749 | 10.2792 | 72.274 | 56.3813 | 15.8927 | 908.24 | 2.7985 | 6.62 | 3.2033 | -0.40478 | 24.9362 | 0.6895 | -6.78 | 1.0977 | -0.4082 | -2.1429 | 1.8683 | -41.71 | 3.832 | -1.9637 | -28.8454 | 2.7985 | 6.62 | 3.2033 | -0.40478 | 24.9362 | 2.9584 | 4.37 | 3.4827 | -0.52432 | 23.7706 | 0.014483 | 0.81794 | 0.14888 | 1.0468 | 13.1543 | 0.040531 | 0.0099861 | 0.027059 | 0.040531 | 0.042847 | 0.095879 | -0.098196 | -0.6041 | 0.095879 | 0.063292 | 0.36116 | -0.031036 | -0.41777 | 0.36116 | 0.34428 | 0.014483 | 0.81794 | 0.14888 | 1.0468 | 13.1543 | 0.040531 | 0.0099861 | 0.027059 | 0.040531 | 0.042847 | 0.095879 | -0.098196 | -0.6041 | 0.095879 | 0.063292 | 0.36116 | -0.031036 | -0.41777 | 0.36116 | 0.34428
204 | 0.29 | 0.35 | South/Central | TX | Lubbock.Intl.AP.722670 | 3 | 1094700 | 55.7152 | 10.6492 | 72.0143 | 55.6229 | 16.3914 | 920.2 | 3.0582 | -5.34 | 3.9617 | -0.90349 | 14.862 | 0.94919 | -18.74 | 1.8561 | -0.90691 | -12.2171 | 2.128 | -53.67 | 4.5904 | -2.4624 | -38.9196 | 3.0582 | -5.34 | 3.9617 | -0.90349 | 14.862 | 3.2181 | -7.59 | 4.2411 | -1.023 | 13.6964 | 0.014483 | 0.80694 | 0.15423 | 1.043 | 13.3275 | 0.044292 | 0.013747 | 0.03082 | 0.044292 | 0.046608 | -0.07734 | -0.27142 | -0.77732 | -0.07734 | -0.10993 | 0.21525 | -0.17694 | -0.56368 | 0.21525 | 0.19837 | 0.014483 | 0.80694 | 0.15423 | 1.043 | 13.3275 | 0.044292 | 0.013747 | 0.03082 | 0.044292 | 0.046608 | -0.07734 | -0.27142 | -0.77732 | -0.07734 | -0.10993 | 0.21525 | -0.17694 | -0.56368 | 0.21525 | 0.19837
205 | 0.29 | 0.37 | South/Central | TX | Lubbock.Intl.AP.722670 | 3 | 1094700 | 55.2654 | 10.8692 | 71.8645 | 55.1739 | 16.6907 | 927.41 | 3.208 | -12.55 | 4.4107 | -1.2028 | 8.7393 | 1.099 | -25.95 | 2.3052 | -1.2062 | -18.3398 | 2.2778 | -60.88 | 5.0394 | -2.7617 | -45.0423 | 3.208 | -12.55 | 4.4107 | -1.2028 | 8.7393 | 3.3679 | -14.8 | 4.6901 | -1.3223 | 7.5737 | 0.014483 | 0.80042 | 0.15742 | 1.0408 | 13.4319 | 0.046462 | 0.015917 | 0.032989 | 0.046462 | 0.048777 | -0.18176 | -0.37584 | -0.88174 | -0.18176 | -0.21435 | 0.12657 | -0.26562 | -0.65236 | 0.12657 | 0.10969 | 0.014483 | 0.80042 | 0.15742 | 1.0408 | 13.4319 | 0.046462 | 0.015917 | 0.032989 | 0.046462 | 0.048777 | -0.18176 | -0.37584 | -0.88174 | -0.18176 | -0.21435 | 0.12657 | -0.26562 | -0.65236 | 0.12657 | 0.10969
206 | 0.29 | 0.4 | South/Central | TX | Lubbock.Intl.AP.722670 | 3 | 1094700 | 54.6257 | 11.1992 | 71.6748 | 54.5352 | 17.1396 | 938.45 | 3.3977 | -23.59 | 5.0494 | -1.6517 | -0.89326 | 1.2887 | -36.99 | 2.9438 | -1.6551 | -27.9724 | 2.4675 | -71.92 | 5.6781 | -3.2106 | -54.6748 | 3.3977 | -23.59 | 5.0494 | -1.6517 | -0.89326 | 3.5576 | -25.84 | 5.3288 | -1.7712 | -2.0588 | 0.014483 | 0.79116 | 0.1622 | 1.0381 | 13.5918 | 0.04921 | 0.018665 | 0.035737 | 0.04921 | 0.051525 | -0.34166 | -0.53573 | -1.0416 | -0.34166 | -0.37425 | -0.012937 | -0.40513 | -0.79187 | -0.012937 | -0.029818 | 0.014483 | 0.79116 | 0.1622 | 1.0381 | 13.5918 | 0.04921 | 0.018665 | 0.035737 | 0.04921 | 0.051525 | -0.34166 | -0.53573 | -1.0416 | -0.34166 | -0.37425 | -0.012937 | -0.40513 | -0.79187 | -0.012937 | -0.029818
207 | 0.29 | 0.42 | South/Central | TX | Lubbock.Intl.AP.722670 | 3 | 1094700 | 54.2158 | 11.4392 | 71.585 | 54.1261 | 17.4589 | 946.57 | 3.4875 | -31.71 | 5.4585 | -1.971 | -8.3215 | 1.3785 | -45.11 | 3.353 | -1.9744 | -35.4006 | 2.5573 | -80.04 | 6.0872 | -3.5299 | -62.1031 | 3.4875 | -31.71 | 5.4585 | -1.971 | -8.3215 | 3.6474 | -33.96 | 5.7379 | -2.0905 | -9.4871 | 0.014483 | 0.78522 | 0.16568 | 1.0368 | 13.7094 | 0.050511 | 0.019966 | 0.037038 | 0.050511 | 0.052826 | -0.45926 | -0.65334 | -1.1592 | -0.45926 | -0.49185 | -0.12052 | -0.51272 | -0.89945 | -0.12052 | -0.1374 | 0.014483 | 0.78522 | 0.16568 | 1.0368 | 13.7094 | 0.050511 | 0.019966 | 0.037038 | 0.050511 | 0.052826 | -0.45926 | -0.65334 | -1.1592 | -0.45926 | -0.49185 | -0.12052 | -0.51272 | -0.89945 | -0.12052 | -0.1374
208 | 0.29 | 0.47 | South/Central | TX | Lubbock.Intl.AP.722670 | 3 | 1094700 | 53.1663 | 12.0792 | 71.4054 | 53.0783 | 18.3272 | 969.07 | 3.6671 | -54.21 | 6.5063 | -2.8393 | -29.3493 | 1.5581 | -67.61 | 4.4008 | -2.8427 | -56.4283 | 2.7369 | -102.54 | 7.135 | -4.3982 | -83.1308 | 3.6671 | -54.21 | 6.5063 | -2.8393 | -29.3493 | 3.8269 | -56.46 | 6.7857 | -2.9588 | -30.5148 | 0.014483 | 0.77002 | 0.17495 | 1.0342 | 14.0353 | 0.053111 | 0.022566 | 0.039639 | 0.053111 | 0.055427 | -0.78514 | -0.97921 | -1.4851 | -0.78514 | -0.81772 | -0.42507 | -0.81726 | -1.204 | -0.42507 | -0.44195 | 0.014483 | 0.77002 | 0.17495 | 1.0342 | 14.0353 | 0.053111 | 0.022566 | 0.039639 | 0.053111 | 0.055427 | -0.78514 | -0.97921 | -1.4851 | -0.78514 | -0.81772 | -0.42507 | -0.81726 | -1.204 | -0.42507 | -0.44195
209 | 0.31 | 0.17 | South/Central | TX | Lubbock.Intl.AP.722670 | 3 | 1094700 | 60.7429 | 8.8692 | 74.5721 | 60.6424 | 13.9297 | 869.25 | 0.50039 | 45.61 | -1.0578 | 1.5582 | 48.2622 | -1.6086 | 32.21 | -3.1634 | 1.5548 | 21.1831 | -0.42982 | -2.72 | -0.4291 | -0.000719 | -5.5194 | 0.50039 | 45.61 | -1.0578 | 1.5582 | 48.2622 | 0.66027 | 43.36 | -0.77837 | 1.4386 | 47.0966 | 0.014483 | 0.87975 | 0.12845 | 1.08 | 12.5896 | 0.0072473 | -0.023298 | -0.0062251 | 0.0072473 | 0.0095628 | 0.66058 | 0.4665 | -0.039394 | 0.66058 | 0.62799 | 0.69899 | 0.3068 | -0.079938 | 0.69899 | 0.68211 | 0.014483 | 0.87975 | 0.12845 | 1.08 | 12.5896 | 0.0072473 | -0.023298 | -0.0062251 | 0.0072473 | 0.0095628 | 0.66058 | 0.4665 | -0.039394 | 0.66058 | 0.62799 | 0.69899 | 0.3068 | -0.079938 | 0.69899 | 0.68211
210 | 0.31 | 0.19 | South/Central | TX | Lubbock.Intl.AP.722670 | 3 | 1094700 | 60.0832 | 9.1292 | 74.2724 | 59.9838 | 14.2886 | 877.14 | 0.8001 | 37.72 | -0.39917 | 1.1993 | 42.4555 | -1.3089 | 24.32 | -2.5047 | 1.1958 | 15.3764 | -0.13011 | -10.61 | 0.22952 | -0.35963 | -11.326 | 0.8001 | 37.72 | -0.39917 | 1.1993 | 42.4555 | 0.95997 | 35.47 | -0.11975 | 1.0797 | 41.29 | 0.014483 | 0.8702 | 0.13222 | 1.0757 | 12.7038 | 0.011588 | -0.018957 | -0.0018844 | 0.011588 | 0.013904 | 0.54631 | 0.35223 | -0.15367 | 0.54631 | 0.51372 | 0.61489 | 0.2227 | -0.16404 | 0.61489 | 0.59801 | 0.014483 | 0.8702 | 0.13222 | 1.0757 | 12.7038 | 0.011588 | -0.018957 | -0.0018844 | 0.011588 | 0.013904 | 0.54631 | 0.35223 | -0.15367 | 0.54631 | 0.51372 | 0.61489 | 0.2227 | -0.16404 | 0.61489 | 0.59801
211 | 0.31 | 0.2 | South/Central | TX | Lubbock.Intl.AP.722670 | 3 | 1094700 | 59.7634 | 9.2592 | 74.1325 | 59.6644 | 14.4681 | 881.14 | 0.93997 | 33.72 | -0.079839 | 1.0198 | 39.4241 | -1.169 | 20.32 | -2.1854 | 1.0164 | 12.345 | 0.009755 | -14.61 | 0.54885 | -0.53909 | -14.3574 | 0.93997 | 33.72 | -0.079839 | 1.0198 | 39.4241 | 1.0998 | 31.47 | 0.19958 | 0.90026 | 38.2586 | 0.014483 | 0.86557 | 0.1341 | 1.0737 | 12.7618 | 0.013614 | -0.016931 | 0.00014128 | 0.013614 | 0.015929 | 0.48837 | 0.2943 | -0.2116 | 0.48837 | 0.45579 | 0.57099 | 0.1788 | -0.20794 | 0.57099 | 0.55411 | 0.014483 | 0.86557 | 0.1341 | 1.0737 | 12.7618 | 0.013614 | -0.016931 | 0.00014128 | 0.013614 | 0.015929 | 0.48837 | 0.2943 | -0.2116 | 0.48837 | 0.45579 | 0.57099 | 0.1788 | -0.20794 | 0.57099 | 0.55411
212 | 0.31 | 0.23 | South/Central | TX | Lubbock.Intl.AP.722670 | 3 | 1094700 | 58.8438 | 9.6492 | 73.7529 | 58.7464 | 15.0066 | 893.42 | 1.3196 | 21.44 | 0.83823 | 0.48132 | 29.8157 | -0.78944 | 8.04 | -1.2673 | 0.4779 | 2.7366 | 0.38935 | -26.89 | 1.4669 | -1.0776 | -23.9659 | 1.3196 | 21.44 | 0.83823 | 0.48132 | 29.8157 | 1.4794 | 19.19 | 1.1176 | 0.36178 | 28.6501 | 0.014483 | 0.85225 | 0.13975 | 1.0682 | 12.9396 | 0.019111 | -0.011434 | 0.005639 | 0.019111 | 0.021427 | 0.31052 | 0.11645 | -0.38945 | 0.31052 | 0.27793 | 0.43183 | 0.039634 | -0.3471 | 0.43183 | 0.41495 | 0.014483 | 0.85225 | 0.13975 | 1.0682 | 12.9396 | 0.019111 | -0.011434 | 0.005639 | 0.019111 | 0.021427 | 0.31052 | 0.11645 | -0.38945 | 0.31052 | 0.27793 | 0.43183 | 0.039634 | -0.3471 | 0.43183 | 0.41495
213 | 0.31 | 0.25 | South/Central | TX | Lubbock.Intl.AP.722670 | 3 | 1094700 | 58.264 | 9.9092 | 73.5332 | 58.1676 | 15.3656 | 901.81 | 1.5393 | 13.05 | 1.417 | 0.12233 | 22.9841 | -0.56965 | -0.35 | -0.68855 | 0.11891 | -4.095 | 0.60914 | -35.28 | 2.0457 | -1.4366 | -30.7975 | 1.5393 | 13.05 | 1.417 | 0.12233 | 22.9841 | 1.6992 | 10.8 | 1.6964 | 0.002787 | 21.8185 | 0.014483 | 0.84385 | 0.14352 | 1.065 | 13.0611 | 0.022295 | -0.0082503 | 0.0088223 | 0.022295 | 0.02461 | 0.18901 | -0.0050691 | -0.51097 | 0.18901 | 0.15642 | 0.33288 | -0.059309 | -0.44605 | 0.33288 | 0.316 | 0.014483 | 0.84385 | 0.14352 | 1.065 | 13.0611 | 0.022295 | -0.0082503 | 0.0088223 | 0.022295 | 0.02461 | 0.18901 | -0.0050691 | -0.51097 | 0.18901 | 0.15642 | 0.33288 | -0.059309 | -0.44605 | 0.33288 | 0.316
214 | 0.31 | 0.27 | South/Central | TX | Lubbock.Intl.AP.722670 | 3 | 1094700 | 58.324 | 9.8392 | 73.5231 | 58.2275 | 15.2957 | 899.86 | 1.5494 | 15 | 1.3571 | 0.19221 | 24.9895 | -0.55964 | 1.6 | -0.74843 | 0.18879 | -2.0896 | 0.61915 | -33.33 | 1.9858 | -1.3667 | -28.7921 | 1.5494 | 15 | 1.3571 | 0.19221 | 24.9895 | 1.7092 | 12.75 | 1.6366 | 0.072669 | 23.8239 | 0.014483 | 0.84472 | 0.1425 | 1.0649 | 13.0329 | 0.02244 | -0.0081054 | 0.0089672 | 0.02244 | 0.024755 | 0.21725 | 0.023173 | -0.48273 | 0.21725 | 0.18466 | 0.36193 | -0.030264 | -0.417 | 0.36193 | 0.34505 | 0.014483 | 0.84472 | 0.1425 | 1.0649 | 13.0329 | 0.02244 | -0.0081054 | 0.0089672 | 0.02244 | 0.024755 | 0.21725 | 0.023173 | -0.48273 | 0.21725 | 0.18466 | 0.36193 | -0.030264 | -0.417 | 0.36193 | 0.34505
215 | 0.31 | 0.3 | South/Central | TX | Lubbock.Intl.AP.722670 | 3 | 1094700 | 58.0041 | 9.9592 | 73.3933 | 57.9081 | 15.4852 | 904.19 | 1.6792 | 10.67 | 1.6765 | 0.002744 | 21.5614 | -0.42977 | -2.73 | -0.4291 | -0.000676 | -5.5176 | 0.74901 | -37.66 | 2.3052 | -1.5562 | -32.2201 | 1.6792 | 10.67 | 1.6765 | 0.002744 | 21.5614 | 1.8391 | 8.42 | 1.9559 | -0.1168 | 20.3959 | 0.014483 | 0.84009 | 0.14424 | 1.063 | 13.0956 | 0.024321 | -0.0062245 | 0.010848 | 0.024321 | 0.026636 | 0.15454 | -0.039539 | -0.54544 | 0.15454 | 0.12195 | 0.31228 | -0.079913 | -0.46665 | 0.31228 | 0.2954 | 0.014483 | 0.84009 | 0.14424 | 1.063 | 13.0956 | 0.024321 | -0.0062245 | 0.010848 | 0.024321 | 0.026636 | 0.15454 | -0.039539 | -0.54544 | 0.15454 | 0.12195 | 0.31228 | -0.079913 | -0.46665 | 0.31228 | 0.2954
216 | 0.31 | 0.32 | South/Central | TX | Lubbock.Intl.AP.722670 | 3 | 1094700 | 57.4644 | 10.1992 | 73.1835 | 57.3693 | 15.8143 | 911.85 | 1.889 | 3.01 | 2.2153 | -0.32636 | 15.4047 | -0.22 | -10.39 | 0.10977 | -0.32978 | -11.6743 | 0.95878 | -45.32 | 2.844 | -1.8853 | -38.3768 | 1.889 | 3.01 | 2.2153 | -0.32636 | 15.4047 | 2.0489 | 0.76 | 2.4948 | -0.4459 | 14.2392 | 0.014483 | 0.83227 | 0.14772 | 1.0599 | 13.2065 | 0.027359 | -0.0031864 | 0.013886 | 0.027359 | 0.029674 | 0.043595 | -0.15048 | -0.65638 | 0.043595 | 0.011007 | 0.22311 | -0.16908 | -0.55582 | 0.22311 | 0.20623 | 0.014483 | 0.83227 | 0.14772 | 1.0599 | 13.2065 | 0.027359 | -0.0031864 | 0.013886 | 0.027359 | 0.029674 | 0.043595 | -0.15048 | -0.65638 | 0.043595 | 0.011007 | 0.22311 | -0.16908 | -0.55582 | 0.22311 | 0.20623
217 | 0.31 | 0.35 | South/Central | TX | Lubbock.Intl.AP.722670 | 3 | 1094700 | 56.6747 | 10.5692 | 72.8939 | 56.5809 | 16.3129 | 923.6 | 2.1786 | -8.74 | 3.0037 | -0.82504 | 5.7145 | 0.069652 | -22.14 | 0.89812 | -0.82846 | -21.3646 | 1.2484 | -57.07 | 3.6324 | -2.3839 | -48.0671 | 2.1786 | -8.74 | 3.0037 | -0.82504 | 5.7145 | 2.3385 | -10.99 | 3.2831 | -0.94458 | 4.5489 | 0.014483 | 0.82083 | 0.15308 | 1.0557 | 13.3767 | 0.031554 | 0.0010088 | 0.018081 | 0.031554 | 0.033869 | -0.12658 | -0.32066 | -0.82656 | -0.12658 | -0.15917 | 0.082764 | -0.30943 | -0.69617 | 0.082764 | 0.065883 | 0.014483 | 0.82083 | 0.15308 | 1.0557 | 13.3767 | 0.031554 | 0.0010088 | 0.018081 | 0.031554 | 0.033869 | -0.12658 | -0.32066 | -0.82656 | -0.12658 | -0.15917 | 0.082764 | -0.30943 | -0.69617 | 0.082764 | 0.065883
218 | 0.31 | 0.37 | South/Central | TX | Lubbock.Intl.AP.722670 | 3 | 1094700 | 56.1849 | 10.8092 | 72.7241 | 56.0919 | 16.6321 | 931.24 | 2.3484 | -16.38 | 3.4927 | -1.1442 | -0.68742 | 0.23944 | -29.78 | 1.3871 | -1.1476 | -27.7665 | 1.4182 | -64.71 | 4.1214 | -2.7031 | -54.469 | 2.3484 | -16.38 | 3.4927 | -1.1442 | -0.68742 | 2.5083 | -18.63 | 3.7721 | -1.2638 | -1.853 | 0.014483 | 0.81374 | 0.15655 | 1.0533 | 13.4874 | 0.034013 | 0.0034679 | 0.02054 | 0.034013 | 0.036328 | -0.23724 | -0.43131 | -0.93721 | -0.23724 | -0.26982 | -0.0099561 | -0.40215 | -0.78889 | -0.0099561 | -0.026837 | 0.014483 | 0.81374 | 0.15655 | 1.0533 | 13.4874 | 0.034013 | 0.0034679 | 0.02054 | 0.034013 | 0.036328 | -0.23724 | -0.43131 | -0.93721 | -0.23724 | -0.26982 | -0.0099561 | -0.40215 | -0.78889 | -0.0099561 | -0.026837
219 | 0.31 | 0.4 | South/Central | TX | Lubbock.Intl.AP.722670 | 3 | 1094700 | 55.4753 | 11.1792 | 72.5144 | 55.3834 | 17.131 | 943.51 | 2.5581 | -28.65 | 4.2012 | -1.6431 | -11.4051 | 0.44912 | -42.05 | 2.0956 | -1.6465 | -38.4842 | 1.6279 | -76.98 | 4.8299 | -3.202 | -65.1866 | 2.5581 | -28.65 | 4.2012 | -1.6431 | -11.4051 | 2.718 | -30.9 | 4.4806 | -1.7626 | -12.5706 | 0.014483 | 0.80346 | 0.16191 | 1.0502 | 13.6651 | 0.03705 | 0.0065047 | 0.023577 | 0.03705 | 0.039365 | -0.41494 | -0.60902 | -1.1149 | -0.41494 | -0.44753 | -0.16518 | -0.55738 | -0.94411 | -0.16518 | -0.18206 | 0.014483 | 0.80346 | 0.16191 | 1.0502 | 13.6651 | 0.03705 | 0.0065047 | 0.023577 | 0.03705 | 0.039365 | -0.41494 | -0.60902 | -1.1149 | -0.41494 | -0.44753 | -0.16518 | -0.55738 | -0.94411 | -0.16518 | -0.18206
220 | 0.31 | 0.42 | South/Central | TX | Lubbock.Intl.AP.722670 | 3 | 1094700 | 55.0255 | 11.4192 | 72.3946 | 54.9344 | 17.4602 | 951.73 | 2.6779 | -36.87 | 4.6502 | -1.9723 | -18.7175 | 0.56891 | -50.27 | 2.5447 | -1.9757 | -45.7966 | 1.7477 | -85.2 | 5.2789 | -3.5312 | -72.4991 | 2.6779 | -36.87 | 4.6502 | -1.9723 | -18.7175 | 2.8378 | -39.12 | 4.9296 | -2.0919 | -19.8831 | 0.014483 | 0.79695 | 0.16539 | 1.0485 | 13.7841 | 0.038785 | 0.0082397 | 0.025312 | 0.038785 | 0.0411 | -0.534 | -0.72807 | -1.234 | -0.534 | -0.56658 | -0.27109 | -0.66328 | -1.05 | -0.27109 | -0.28797 | 0.014483 | 0.79695 | 0.16539 | 1.0485 | 13.7841 | 0.038785 | 0.0082397 | 0.025312 | 0.038785 | 0.0411 | -0.534 | -0.72807 | -1.234 | -0.534 | -0.56658 | -0.27109 | -0.66328 | -1.05 | -0.27109 | -0.28797
221 | 0.31 | 0.47 | South/Central | TX | Lubbock.Intl.AP.722670 | 3 | 1094700 | 53.866 | 12.1292 | 72.1851 | 53.7768 | 18.4083 | 976.18 | 2.8874 | -61.32 | 5.8078 | -2.9204 | -41.5062 | 0.7784 | -74.72 | 3.7022 | -2.9238 | -68.5853 | 1.9572 | -109.65 | 6.4365 | -4.4793 | -95.2878 | 2.8874 | -61.32 | 5.8078 | -2.9204 | -41.5062 | 3.0473 | -63.57 | 6.0872 | -3.0399 | -42.6718 | 0.014483 | 0.78015 | 0.17567 | 1.0455 | 14.1382 | 0.041819 | 0.011274 | 0.028346 | 0.041819 | 0.044134 | -0.88811 | -1.0822 | -1.5881 | -0.88811 | -0.9207 | -0.60114 | -0.99334 | -1.3801 | -0.60114 | -0.61803 | 0.014483 | 0.78015 | 0.17567 | 1.0455 | 14.1382 | 0.041819 | 0.011274 | 0.028346 | 0.041819 | 0.044134 | -0.88811 | -1.0822 | -1.5881 | -0.88811 | -0.9207 | -0.60114 | -0.99334 | -1.3801 | -0.60114 | -0.61803
222 | 0.32 | 0.17 | South/Central | TX | Lubbock.Intl.AP.722670 | 3 | 1094700 | 61.1727 | 8.8592 | 75.0019 | 61.0715 | 13.9304 | 871.99 | 0.070599 | 42.87 | -1.4869 | 1.5575 | 42.7437 | -2.0384 | 29.47 | -3.5925 | 1.5541 | 15.6646 | -0.85961 | -5.46 | -0.8582 | -0.001416 | -11.0378 | 0.070599 | 42.87 | -1.4869 | 1.5575 | 42.7437 | 0.23047 | 40.62 | -1.2075 | 1.4379 | 41.5782 | 0.014483 | 0.88598 | 0.12831 | 1.0863 | 12.6292 | 0.0010225 | -0.029523 | -0.01245 | 0.0010225 | 0.003338 | 0.6209 | 0.42682 | -0.079078 | 0.6209 | 0.58831 | 0.61907 | 0.22687 | -0.15986 | 0.61907 | 0.60219 | 0.014483 | 0.88598 | 0.12831 | 1.0863 | 12.6292 | 0.0010225 | -0.029523 | -0.01245 | 0.0010225 | 0.003338 | 0.6209 | 0.42682 | -0.079078 | 0.6209 | 0.58831 | 0.61907 | 0.22687 | -0.15986 | 0.61907 | 0.60219
223 | 0.32 | 0.19 | South/Central | TX | Lubbock.Intl.AP.722670 | 3 | 1094700 | 60.513 | 9.1192 | 74.7022 | 60.4129 | 14.2893 | 879.87 | 0.37031 | 34.99 | -0.82827 | 1.1986 | 36.937 | -1.7387 | 21.59 | -2.9338 | 1.1952 | 9.8579 | -0.55991 | -13.34 | -0.19958 | -0.36033 | -16.8446 | 0.37031 | 34.99 | -0.82827 | 1.1986 | 36.937 | 0.53018 | 32.74 | -0.54885 | 1.079 | 35.7714 | 0.014483 | 0.87642 | 0.13208 | 1.0819 | 12.7434 | 0.0053632 | -0.025182 | -0.0081092 | 0.0053632 | 0.0076787 | 0.50677 | 0.31269 | -0.19321 | 0.50677 | 0.47418 | 0.53497 | 0.14277 | -0.24396 | 0.53497 | 0.51809 | 0.014483 | 0.87642 | 0.13208 | 1.0819 | 12.7434 | 0.0053632 | -0.025182 | -0.0081092 | 0.0053632 | 0.0076787 | 0.50677 | 0.31269 | -0.19321 | 0.50677 | 0.47418 | 0.53497 | 0.14277 | -0.24396 | 0.53497 | 0.51809
227 | 0.32 | 0.27 | South/Central | TX | Lubbock.Intl.AP.722670 | 3 | 1094700 | 58.7438 | 9.8292 | 73.943 | 58.6466 | 15.2964 | 902.53 | 1.1295 | 12.33 | 0.93803 | 0.19151 | 19.5987 | -0.97945 | -1.07 | -1.1675 | 0.18809 | -7.4804 | 0.19933 | -36 | 1.5667 | -1.3674 | -34.1829 | 1.1295 | 12.33 | 0.93803 | 0.19151 | 19.5987 | 1.2894 | 10.08 | 1.2174 | 0.071972 | 18.4331 | 0.014483 | 0.8508 | 0.14236 | 1.0709 | 13.0716 | 0.016359 | -0.014186 | 0.0028869 | 0.016359 | 0.018675 | 0.17858 | -0.015497 | -0.5214 | 0.17858 | 0.14599 | 0.28385 | -0.10834 | -0.49508 | 0.28385 | 0.26697 | 0.014483 | 0.8508 | 0.14236 | 1.0709 | 13.0716 | 0.016359 | -0.014186 | 0.0028869 | 0.016359 | 0.018675 | 0.17858 | -0.015497 | -0.5214 | 0.17858 | 0.14599 | 0.28385 | -0.10834 | -0.49508 | 0.28385 | 0.26697
229 | 0.32 | 0.32 | South/Central | TX | Lubbock.Intl.AP.722670 | 3 | 1094700 | 57.8842 | 10.1892 | 73.6033 | 57.7884 | 15.8149 | 914.51 | 1.4692 | 0.35 | 1.7962 | -0.32703 | 10.0148 | -0.6398 | -13.05 | -0.30935 | -0.33045 | -17.0643 | 0.53898 | -47.98 | 2.4249 | -1.8859 | -43.7668 | 1.4692 | 0.35 | 1.7962 | -0.32703 | 10.0148 | 1.6291 | -1.9 | 2.0756 | -0.44657 | 8.8492 | 0.014483 | 0.83835 | 0.14757 | 1.066 | 13.2451 | 0.021279 | -0.0092664 | 0.0078062 | 0.021279 | 0.023594 | 0.0050691 | -0.18901 | -0.69491 | 0.0050691 | -0.027518 | 0.14505 | -0.24715 | -0.63388 | 0.14505 | 0.12817 | 0.014483 | 0.83835 | 0.14757 | 1.066 | 13.2451 | 0.021279 | -0.0092664 | 0.0078062 | 0.021279 | 0.023594 | 0.0050691 | -0.18901 | -0.69491 | 0.0050691 | -0.027518 | 0.14505 | -0.24715 | -0.63388 | 0.14505 | 0.12817
231 | 0.32 | 0.37 | South/Central | TX | Lubbock.Intl.AP.722670 | 3 | 1094700 | 56.6047 | 10.7992 | 73.1439 | 56.5111 | 16.6328 | 933.91 | 1.9286 | -19.05 | 3.0735 | -1.1449 | -6.0773 | -0.18035 | -32.45 | 0.96797 | -1.1483 | -33.1564 | 0.99843 | -67.38 | 3.7022 | -2.7038 | -59.8589 | 1.9286 | -19.05 | 3.0735 | -1.1449 | -6.0773 | 2.0885 | -21.3 | 3.353 | -1.2644 | -7.2429 | 0.014483 | 0.81982 | 0.15641 | 1.0594 | 13.526 | 0.027933 | -0.0026121 | 0.014461 | 0.027933 | 0.030248 | -0.27591 | -0.46998 | -0.97588 | -0.27591 | -0.30849 | -0.08802 | -0.48021 | -0.86695 | -0.08802 | -0.1049 | 0.014483 | 0.81982 | 0.15641 | 1.0594 | 13.526 | 0.027933 | -0.0026121 | 0.014461 | 0.027933 | 0.030248 | -0.27591 | -0.46998 | -0.97588 | -0.27591 | -0.30849 | -0.08802 | -0.48021 | -0.86695 | -0.08802 | -0.1049
233 | 0.32 | 0.42 | South/Central | TX | Lubbock.Intl.AP.722670 | 3 | 1094700 | 55.4453 | 11.4092 | 72.8044 | 55.3535 | 17.4509 | 954.07 | 2.2681 | -39.21 | 4.2311 | -1.963 | -23.711 | 0.15911 | -52.61 | 2.1255 | -1.9664 | -50.7901 | 1.3379 | -87.54 | 4.8598 | -3.5219 | -77.4925 | 2.2681 | -39.21 | 4.2311 | -1.963 | -23.711 | 2.428 | -41.46 | 4.5105 | -2.0825 | -24.8765 | 0.014483 | 0.80303 | 0.16524 | 1.0544 | 13.818 | 0.03285 | 0.0023045 | 0.019377 | 0.03285 | 0.035165 | -0.56789 | -0.76196 | -1.2679 | -0.56789 | -0.60047 | -0.34341 | -0.7356 | -1.1223 | -0.34341 | -0.36029 | 0.014483 | 0.80303 | 0.16524 | 1.0544 | 13.818 | 0.03285 | 0.0023045 | 0.019377 | 0.03285 | 0.035165 | -0.56789 | -0.76196 | -1.2679 | -0.56789 | -0.60047 | -0.34341 | -0.7356 | -1.1223 | -0.34341 | -0.36029
234 | 0.32 | 0.47 | South/Central | TX | Lubbock.Intl.AP.722670 | 3 | 1094700 | 54.2858 | 12.1192 | 72.6049 | 54.1959 | 18.409 | 978.85 | 2.4676 | -63.99 | 5.3887 | -2.9211 | -46.8952 | 0.35863 | -77.39 | 3.2831 | -2.9245 | -73.9743 | 1.5374 | -112.32 | 6.0174 | -4.48 | -100.6768 | 2.4676 | -63.99 | 5.3887 | -2.9211 | -46.8952 | 2.6275 | -66.24 | 5.6681 | -3.0406 | -48.0608 | 0.014483 | 0.78623 | 0.17552 | 1.0516 | 14.1769 | 0.035739 | 0.0051941 | 0.022267 | 0.035739 | 0.038055 | -0.92678 | -1.1209 | -1.6268 | -0.92678 | -0.95937 | -0.67919 | -1.0714 | -1.4581 | -0.67919 | -0.69608 | 0.014483 | 0.78623 | 0.17552 | 1.0516 | 14.1769 | 0.035739 | 0.0051941 | 0.022267 | 0.035739 | 0.038055 | -0.92678 | -1.1209 | -1.6268 | -0.92678 | -0.95937 | -0.67919 | -1.0714 | -1.4581 | -0.67919 | -0.69608
235 | 0.34 | 0.17 | South/Central | TX | Lubbock.Intl.AP.722670 | 3 | 1094700 | 62.0123 | 8.8592 | 75.8615 | 61.9097 | 13.9518 | 877.99 | -0.78901 | 36.87 | -2.3251 | 1.5361 | 31.1698 | -2.898 | 23.47 | -4.4307 | 1.5327 | 4.0907 | -1.7192 | -11.46 | -1.6964 | -0.022788 | -22.6118 | -0.78901 | 36.87 | -2.3251 | 1.5361 | 31.1698 | -0.62914 | 34.62 | -2.0457 | 1.4166 | 30.0042 | 0.014483 | 0.89814 | 0.12831 | 1.0987 | 12.7161 | -0.011427 | -0.041972 | -0.0249 | -0.011427 | -0.009112 | 0.534 | 0.33992 | -0.16598 | 0.534 | 0.50141 | 0.45144 | 0.059247 | -0.32749 | 0.45144 | 0.43456 | 0.014483 | 0.89814 | 0.12831 | 1.0987 | 12.7161 | -0.011427 | -0.041972 | -0.0249 | -0.011427 | -0.009112 | 0.534 | 0.33992 | -0.16598 | 0.534 | 0.50141 | 0.45144 | 0.059247 | -0.32749 | 0.45144 | 0.43456
236 | 0.34 | 0.19 | South/Central | TX | Lubbock.Intl.AP.722670 | 3 | 1094700 | 61.3626 | 9.1192 | 75.5718 | 61.2611 | 14.3107 | 885.94 | -0.49926 | 28.92 | -1.6765 | 1.1772 | 25.2362 | -2.6083 | 15.52 | -3.7821 | 1.1738 | -1.8429 | -1.4295 | -19.41 | -1.0478 | -0.38168 | -28.5454 | -0.49926 | 28.92 | -1.6765 | 1.1772 | 25.2362 | -0.33939 | 26.67 | -1.3971 | 1.0577 | 24.0706 | 0.014483 | 0.88873 | 0.13208 | 1.0945 | 12.8313 | -0.007231 | -0.037776 | -0.020703 | -0.007231 | -0.0049155 | 0.41886 | 0.22478 | -0.28112 | 0.41886 | 0.38627 | 0.3655 | -0.026691 | -0.41343 | 0.3655 | 0.34862 | 0.014483 | 0.88873 | 0.13208 | 1.0945 | 12.8313 | -0.007231 | -0.037776 | -0.020703 | -0.007231 | -0.0049155 | 0.41886 | 0.22478 | -0.28112 | 0.41886 | 0.38627 | 0.3655 | -0.026691 | -0.41343 | 0.3655 | 0.34862
237 | 0.34 | 0.2 | South/Central | TX | Lubbock.Intl.AP.722670 | 3 | 1094700 | 61.0427 | 9.2392 | 75.4219 | 60.9418 | 14.4802 | 889.61 | -0.34944 | 25.25 | -1.3572 | 1.0077 | 22.5997 | -2.4584 | 11.85 | -3.4627 | 1.0043 | -4.4794 | -1.2797 | -23.08 | -0.72847 | -0.55119 | -31.1819 | -0.34944 | 25.25 | -1.3572 | 1.0077 | 22.5997 | -0.18957 | 23 | -1.0777 | 0.88817 | 21.4341 | 0.014483 | 0.8841 | 0.13381 | 1.0924 | 12.8844 | -0.005061 | -0.035606 | -0.018534 | -0.005061 | -0.0027456 | 0.3657 | 0.17163 | -0.33427 | 0.3657 | 0.33311 | 0.32732 | -0.064876 | -0.45161 | 0.32732 | 0.31044 | 0.014483 | 0.8841 | 0.13381 | 1.0924 | 12.8844 | -0.005061 | -0.035606 | -0.018534 | -0.005061 | -0.0027456 | 0.3657 | 0.17163 | -0.33427 | 0.3657 | 0.33311 | 0.32732 | -0.064876 | -0.45161 | 0.32732 | 0.31044
238 | 0.34 | 0.23 | South/Central | TX | Lubbock.Intl.AP.722670 | 3 | 1094700 | 60.1231 | 9.6292 | 75.0323 | 60.0237 | 15.0086 | 901.55 | 0.040172 | 13.31 | -0.43908 | 0.47925 | 13.3887 | -2.0688 | -0.09 | -2.5447 | 0.47583 | -13.6904 | -0.89004 | -35.02 | 0.18961 | -1.0796 | -40.3928 | 0.040172 | 13.31 | -0.43908 | 0.47925 | 13.3887 | 0.20005 | 11.06 | -0.15967 | 0.35971 | 12.2232 | 0.014483 | 0.87078 | 0.13946 | 1.0867 | 13.0574 | 0.00058182 | -0.029963 | -0.012891 | 0.00058182 | 0.0028973 | 0.19277 | -0.0013035 | -0.5072 | 0.19277 | 0.16018 | 0.19391 | -0.19828 | -0.58502 | 0.19391 | 0.17703 | 0.014483 | 0.87078 | 0.13946 | 1.0867 | 13.0574 | 0.00058182 | -0.029963 | -0.012891 | 0.00058182 | 0.0028973 | 0.19277 | -0.0013035 | -0.5072 | 0.19277 | 0.16018 | 0.19391 | -0.19828 | -0.58502 | 0.19391 | 0.17703
239 | 0.34 | 0.25 | South/Central | TX | Lubbock.Intl.AP.722670 | 3 | 1094700 | 59.5434 | 9.8892 | 74.8126 | 59.4449 | 15.3677 | 909.95 | 0.25992 | 4.91 | 0.13971 | 0.12022 | 6.5556 | -1.8491 | -8.49 | -1.9659 | 0.1168 | -20.5235 | -0.67029 | -43.42 | 0.76839 | -1.4387 | -47.226 | 0.25992 | 4.91 | 0.13971 | 0.12022 | 6.5556 | 0.4198 | 2.66 | 0.41912 | 0.000677 | 5.39 | 0.014483 | 0.86238 | 0.14323 | 1.0835 | 13.179 | 0.0037645 | -0.026781 | -0.0097079 | 0.0037645 | 0.00608 | 0.071113 | -0.12296 | -0.62886 | 0.071113 | 0.038525 | 0.094946 | -0.29725 | -0.68399 | 0.094946 | 0.078065 | 0.014483 | 0.86238 | 0.14323 | 1.0835 | 13.179 | 0.0037645 | -0.026781 | -0.0097079 | 0.0037645 | 0.00608 | 0.071113 | -0.12296 | -0.62886 | 0.071113 | 0.038525 | 0.094946 | -0.29725 | -0.68399 | 0.094946 | 0.078065
240 | 0.34 | 0.27 | South/Central | TX | Lubbock.Intl.AP.722670 | 3 | 1094700 | 59.5934 | 9.8092 | 74.7826 | 59.4948 | 15.2878 | 907.6 | 0.28995 | 7.26 | 0.08981 | 0.20014 | 9.0868 | -1.819 | -6.14 | -2.0158 | 0.19672 | -17.9923 | -0.64026 | -41.07 | 0.7185 | -1.3588 | -44.6948 | 0.28995 | 7.26 | 0.08981 | 0.20014 | 9.0868 | 0.44982 | 5.01 | 0.36922 | 0.080598 | 7.9212 | 0.014483 | 0.8631 | 0.14207 | 1.0831 | 13.145 | 0.0041994 | -0.026346 | -0.0092731 | 0.0041994 | 0.0065149 | 0.10515 | -0.088927 | -0.59483 | 0.10515 | 0.072561 | 0.13161 | -0.26059 | -0.64732 | 0.13161 | 0.11473 | 0.014483 | 0.8631 | 0.14207 | 1.0831 | 13.145 | 0.0041994 | -0.026346 | -0.0092731 | 0.0041994 | 0.0065149 | 0.10515 | -0.088927 | -0.59483 | 0.10515 | 0.072561 | 0.13161 | -0.26059 | -0.64732 | 0.13161 | 0.11473
241 | 0.34 | 0.3 | South/Central | TX | Lubbock.Intl.AP.722670 | 3 | 1094700 | 59.2635 | 9.9392 | 74.6527 | 59.1655 | 15.4872 | 912.19 | 0.41981 | 2.67 | 0.41912 | 0.000696 | 5.3908 | -1.6892 | -10.73 | -1.6865 | -0.002724 | -21.6883 | -0.5104 | -45.66 | 1.0478 | -1.5582 | -48.3908 | 0.41981 | 2.67 | 0.41912 | 0.000696 | 5.3908 | 0.57969 | 0.42 | 0.69853 | -0.11884 | 4.2252 | 0.014483 | 0.85833 | 0.14395 | 1.0812 | 13.2115 | 0.0060803 | -0.024465 | -0.0073922 | 0.0060803 | 0.0083958 | 0.03867 | -0.15541 | -0.6613 | 0.03867 | 0.006083 | 0.078076 | -0.31412 | -0.70086 | 0.078076 | 0.061194 | 0.014483 | 0.85833 | 0.14395 | 1.0812 | 13.2115 | 0.0060803 | -0.024465 | -0.0073922 | 0.0060803 | 0.0083958 | 0.03867 | -0.15541 | -0.6613 | 0.03867 | 0.006083 | 0.078076 | -0.31412 | -0.70086 | 0.078076 | 0.061194
242 | 0.34 | 0.32 | South/Central | TX | Lubbock.Intl.AP.722670 | 3 | 1094700 | 58.7238 | 10.1792 | 74.4429 | 58.6266 | 15.8163 | 919.84 | 0.62959 | -4.98 | 0.95799 | -0.3284 | -0.76587 | -1.4794 | -18.38 | -1.1476 | -0.33182 | -27.845 | -0.30063 | -53.31 | 1.5867 | -1.8873 | -54.5474 | 0.62959 | -4.98 | 0.95799 | -0.3284 | -0.76587 | 0.78946 | -7.23 | 1.2374 | -0.44794 | -1.9314 | 0.014483 | 0.85051 | 0.14743 | 1.0782 | 13.3223 | 0.0091184 | -0.021427 | -0.004354 | 0.0091184 | 0.011434 | -0.072127 | -0.2662 | -0.7721 | -0.072127 | -0.10471 | -0.011092 | -0.40328 | -0.79002 | -0.011092 | -0.027973 | 0.014483 | 0.85051 | 0.14743 | 1.0782 | 13.3223 | 0.0091184 | -0.021427 | -0.004354 | 0.0091184 | 0.011434 | -0.072127 | -0.2662 | -0.7721 | -0.072127 | -0.10471 | -0.011092 | -0.40328 | -0.79002 | -0.011092 | -0.027973
243 | 0.34 | 0.35 | South/Central | TX | Lubbock.Intl.AP.722670 | 3 | 1094700 | 57.9341 | 10.5392 | 74.1432 | 57.8383 | 16.305 | 931.28 | 0.92926 | -16.42 | 1.7463 | -0.81707 | -10.0588 | -1.1797 | -29.82 | -0.35924 | -0.82049 | -37.1379 | -0.00095001 | -64.75 | 2.375 | -2.376 | -63.8404 | 0.92926 | -16.42 | 1.7463 | -0.81707 | -10.0588 | 1.0891 | -18.67 | 2.0257 | -0.93661 | -11.2244 | 0.014483 | 0.83907 | 0.15264 | 1.0738 | 13.4879 | 0.013459 | -0.017086 | -1.3759e-05 | 0.013459 | 0.015774 | -0.23781 | -0.43189 | -0.93779 | -0.23781 | -0.2704 | -0.14568 | -0.53788 | -0.92462 | -0.14568 | -0.16257 | 0.014483 | 0.83907 | 0.15264 | 1.0738 | 13.4879 | 0.013459 | -0.017086 | -1.3759e-05 | 0.013459 | 0.015774 | -0.23781 | -0.43189 | -0.93779 | -0.23781 | -0.2704 | -0.14568 | -0.53788 | -0.92462 | -0.14568 | -0.16257
244 | 0.34 | 0.37 | South/Central | TX | Lubbock.Intl.AP.722670 | 3 | 1094700 | 57.4343 | 10.7792 | 73.9635 | 57.3393 | 16.6242 | 938.84 | 1.109 | -23.98 | 2.2453 | -1.1363 | -16.333 | -0.99996 | -37.38 | 0.13971 | -1.1397 | -43.4121 | 0.17882 | -72.31 | 2.874 | -2.6952 | -70.1146 | 1.109 | -23.98 | 2.2453 | -1.1363 | -16.333 | 1.2689 | -26.23 | 2.5247 | -1.2558 | -17.4986 | 0.014483 | 0.83183 | 0.15612 | 1.0712 | 13.5974 | 0.016062 | -0.014483 | 0.0025899 | 0.016062 | 0.018378 | -0.34731 | -0.54138 | -1.0473 | -0.34731 | -0.3799 | -0.23655 | -0.62875 | -1.0155 | -0.23655 | -0.25344 | 0.014483 | 0.83183 | 0.15612 | 1.0712 | 13.5974 | 0.016062 | -0.014483 | 0.0025899 | 0.016062 | 0.018378 | -0.34731 | -0.54138 | -1.0473 | -0.34731 | -0.3799 | -0.23655 | -0.62875 | -1.0155 | -0.23655 | -0.25344
245 | 0.34 | 0.4 | South/Central | TX | Lubbock.Intl.AP.722670 | 3 | 1094700 | 56.7247 | 11.1392 | 73.7438 | 56.6308 | 17.113 | 950.78 | 1.3287 | -35.92 | 2.9538 | -1.6251 | -26.654 | -0.78029 | -49.32 | 0.84822 | -1.6285 | -53.7331 | 0.3985 | -84.25 | 3.5825 | -3.184 | -80.4356 | 1.3287 | -35.92 | 2.9538 | -1.6251 | -26.654 | 1.4886 | -38.17 | 3.2332 | -1.7446 | -27.8196 | 0.014483 | 0.82156 | 0.16133 | 1.068 | 13.7704 | 0.019244 | -0.011301 | 0.0057715 | 0.019244 | 0.021559 | -0.52024 | -0.71431 | -1.2202 | -0.52024 | -0.55283 | -0.38604 | -0.77823 | -1.165 | -0.38604 | -0.40292 | 0.014483 | 0.82156 | 0.16133 | 1.068 | 13.7704 | 0.019244 | -0.011301 | 0.0057715 | 0.019244 | 0.021559 | -0.52024 | -0.71431 | -1.2202 | -0.52024 | -0.55283 | -0.38604 | -0.77823 | -1.165 | -0.38604 | -0.40292
246 | 0.34 | 0.42 | South/Central | TX | Lubbock.Intl.AP.722670 | 3 | 1094700 | 56.2748 | 11.3892 | 73.634 | 56.1817 | 17.4522 | 959.34 | 1.4385 | -44.48 | 3.4029 | -1.9643 | -34.3615 | -0.67045 | -57.88 | 1.2973 | -1.9677 | -61.4406 | 0.50833 | -92.81 | 4.0315 | -3.5232 | -88.1431 | 1.4385 | -44.48 | 3.4029 | -1.9643 | -34.3615 | 1.5984 | -46.73 | 3.6823 | -2.0839 | -35.5271 | 0.014483 | 0.81504 | 0.16495 | 1.0665 | 13.8943 | 0.020835 | -0.0097103 | 0.0073623 | 0.020835 | 0.02315 | -0.64421 | -0.83829 | -1.3442 | -0.64421 | -0.6768 | -0.49767 | -0.88986 | -1.2766 | -0.49767 | -0.51455 | 0.014483 | 0.81504 | 0.16495 | 1.0665 | 13.8943 | 0.020835 | -0.0097103 | 0.0073623 | 0.020835 | 0.02315 | -0.64421 | -0.83829 | -1.3442 | -0.64421 | -0.6768 | -0.49767 | -0.88986 | -1.2766 | -0.49767 | -0.51455
247 | 0.34 | 0.47 | South/Central | TX | Lubbock.Intl.AP.722670 | 3 | 1094700 | 55.1054 | 12.0892 | 73.4045 | 55.0142 | 18.3903 | 983.41 | 1.668 | -68.55 | 4.5704 | -2.9024 | -56.6258 | -0.44098 | -81.95 | 2.4648 | -2.9058 | -83.7048 | 0.7378 | -116.88 | 5.1991 | -4.4613 | -110.4073 | 1.668 | -68.55 | 4.5704 | -2.9024 | -56.6258 | 1.8279 | -70.8 | 4.8498 | -3.0219 | -57.7913 | 0.014483 | 0.7981 | 0.17509 | 1.0631 | 14.243 | 0.024158 | -0.0063869 | 0.010686 | 0.024158 | 0.026474 | -0.99283 | -1.1869 | -1.6928 | -0.99283 | -1.0254 | -0.82012 | -1.2123 | -1.5991 | -0.82012 | -0.83701 | 0.014483 | 0.7981 | 0.17509 | 1.0631 | 14.243 | 0.024158 | -0.0063869 | 0.010686 | 0.024158 | 0.026474 | -0.99283 | -1.1869 | -1.6928 | -0.99283 | -1.0254 | -0.82012 | -1.2123 | -1.5991 | -0.82012 | -0.83701
248 | 0.2 | 0.21 | South/Central | TX | Lubbock.Intl.AP.722670 | 3 | 1094700 | 54.5758 | 9.4792 | 69.135 | 54.4853 | 14.6497 | 854.54 | 5.9375 | 60.32 | 5.0993 | 0.83825 | 98.4968 | 3.8285 | 46.92 | 2.9937 | 0.83483 | 71.4178 | 5.0073 | 11.99 | 5.728 | -0.72065 | 44.7153 | 5.9375 | 60.32 | 5.0993 | 0.83825 | 98.4968 | 6.0974 | 58.07 | 5.3787 | 0.71871 | 97.3313 | 0.014483 | 0.79043 | 0.13729 | 1.0013 | 12.3765 | 0.085995 | 0.05545 | 0.072522 | 0.085995 | 0.08831 | 0.87363 | 0.67955 | 0.17365 | 0.87363 | 0.84104 | 1.4266 | 1.0344 | 0.64762 | 1.4266 | 1.4097 | 0.014483 | 0.79043 | 0.13729 | 1.0013 | 12.3765 | 0.085995 | 0.05545 | 0.072522 | 0.085995 | 0.08831 | 0.87363 | 0.67955 | 0.17365 | 0.87363 | 0.84104 | 1.4266 | 1.0344 | 0.64762 | 1.4266 | 1.4097
249 | 0.21 | 0.21 | South/Central | TX | Lubbock.Intl.AP.722670 | 3 | 1094700 | 55.0256 | 9.4692 | 69.5748 | 54.9344 | 14.6404 | 857.07 | 5.4977 | 57.79 | 4.6502 | 0.84751 | 93.1178 | 3.3887 | 44.39 | 2.5446 | 0.84409 | 66.0387 | 4.5675 | 9.46 | 5.2789 | -0.71139 | 39.3362 | 5.4977 | 57.79 | 4.6502 | 0.84751 | 93.1178 | 5.6576 | 55.54 | 4.9296 | 0.72797 | 91.9522 | 0.014483 | 0.79695 | 0.13714 | 1.0077 | 12.4131 | 0.079625 | 0.04908 | 0.066152 | 0.079625 | 0.08194 | 0.83699 | 0.64291 | 0.13701 | 0.83699 | 0.8044 | 1.3486 | 0.95645 | 0.56972 | 1.3486 | 1.3318 | 0.014483 | 0.79695 | 0.13714 | 1.0077 | 12.4131 | 0.079625 | 0.04908 | 0.066152 | 0.079625 | 0.08194 | 0.83699 | 0.64291 | 0.13701 | 0.83699 | 0.8044 | 1.3486 | 0.95645 | 0.56972 | 1.3486 | 1.3318
250 | 0.22 | 0.21 | South/Central | TX | Lubbock.Intl.AP.722670 | 3 | 1094700 | 55.4754 | 9.4592 | 70.0246 | 55.3834 | 14.6411 | 859.93 | 5.0479 | 54.93 | 4.2012 | 0.84677 | 87.3424 | 2.9389 | 41.53 | 2.0956 | 0.84335 | 60.2633 | 4.1177 | 6.6 | 4.8299 | -0.71213 | 33.5608 | 5.0479 | 54.93 | 4.2012 | 0.84677 | 87.3424 | 5.2078 | 52.68 | 4.4806 | 0.72723 | 86.1768 | 0.014483 | 0.80346 | 0.137 | 1.0142 | 12.4546 | 0.07311 | 0.042565 | 0.059638 | 0.07311 | 0.075426 | 0.79556 | 0.60149 | 0.095589 | 0.79556 | 0.76298 | 1.265 | 0.87281 | 0.48607 | 1.265 | 1.2481 | 0.014483 | 0.80346 | 0.137 | 1.0142 | 12.4546 | 0.07311 | 0.042565 | 0.059638 | 0.07311 | 0.075426 | 0.79556 | 0.60149 | 0.095589 | 0.79556 | 0.76298 | 1.265 | 0.87281 | 0.48607 | 1.265 | 1.2481
251 | 0.23 | 0.21 | South/Central | TX | Lubbock.Intl.AP.722670 | 3 | 1094700 | 55.9252 | 9.4492 | 70.4743 | 55.8325 | 14.6418 | 862.8 | 4.5982 | 52.06 | 3.7521 | 0.84605 | 81.5677 | 2.4892 | 38.66 | 1.6465 | 0.84263 | 54.4886 | 3.668 | 3.73 | 4.3808 | -0.71285 | 27.7861 | 4.5982 | 52.06 | 3.7521 | 0.84605 | 81.5677 | 4.758 | 49.81 | 4.0315 | 0.72651 | 80.4021 | 0.014483 | 0.80998 | 0.13685 | 1.0207 | 12.4961 | 0.066596 | 0.036051 | 0.053124 | 0.066596 | 0.068912 | 0.754 | 0.55992 | 0.054022 | 0.754 | 0.72141 | 1.1814 | 0.78917 | 0.40243 | 1.1814 | 1.1645 | 0.014483 | 0.80998 | 0.13685 | 1.0207 | 12.4961 | 0.066596 | 0.036051 | 0.053124 | 0.066596 | 0.068912 | 0.754 | 0.55992 | 0.054022 | 0.754 | 0.72141 | 1.1814 | 0.78917 | 0.40243 | 1.1814 | 1.1645
252 | 0.24 | 0.21 | South/Central | TX | Lubbock.Intl.AP.722670 | 3 | 1094700 | 56.365 | 9.4392 | 70.9142 | 56.2716 | 14.6426 | 865.59 | 4.1583 | 49.27 | 3.313 | 0.84532 | 75.9199 | 2.0494 | 35.87 | 1.2075 | 0.8419 | 48.8408 | 3.2281 | 0.94 | 3.9417 | -0.71358 | 22.1383 | 4.1583 | 49.27 | 3.313 | 0.84532 | 75.9199 | 4.3182 | 47.02 | 3.5924 | 0.72578 | 74.7543 | 0.014483 | 0.81635 | 0.13671 | 1.0271 | 12.5365 | 0.060226 | 0.029681 | 0.046754 | 0.060226 | 0.062542 | 0.71359 | 0.51951 | 0.013614 | 0.71359 | 0.681 | 1.0996 | 0.70737 | 0.32063 | 1.0996 | 1.0827 | 0.014483 | 0.81635 | 0.13671 | 1.0271 | 12.5365 | 0.060226 | 0.029681 | 0.046754 | 0.060226 | 0.062542 | 0.71359 | 0.51951 | 0.013614 | 0.71359 | 0.681 | 1.0996 | 0.70737 | 0.32063 | 1.0996 | 1.0827
253 | 0.25 | 0.21 | South/Central | TX | Lubbock.Intl.AP.722670 | 3 | 1094700 | 56.8048 | 9.4392 | 71.3639 | 56.7106 | 14.6533 | 868.72 | 3.7086 | 46.14 | 2.874 | 0.83464 | 69.878 | 1.5996 | 32.74 | 0.76838 | 0.83122 | 42.7989 | 2.7784 | -2.19 | 3.5026 | -0.72426 | 16.0964 | 3.7086 | 46.14 | 2.874 | 0.83464 | 69.878 | 3.8685 | 43.89 | 3.1534 | 0.7151 | 68.7124 | 0.014483 | 0.82272 | 0.13671 | 1.0336 | 12.5819 | 0.053712 | 0.023167 | 0.04024 | 0.053712 | 0.056028 | 0.66826 | 0.47418 | -0.031718 | 0.66826 | 0.63567 | 1.0121 | 0.61987 | 0.23313 | 1.0121 | 0.99518 | 0.014483 | 0.82272 | 0.13671 | 1.0336 | 12.5819 | 0.053712 | 0.023167 | 0.04024 | 0.053712 | 0.056028 | 0.66826 | 0.47418 | -0.031718 | 0.66826 | 0.63567 | 1.0121 | 0.61987 | 0.23313 | 1.0121 | 0.99518
254 | 0.26 | 0.21 | South/Central | TX | Lubbock.Intl.AP.722670 | 3 | 1094700 | 57.2546 | 9.4292 | 71.8037 | 57.1597 | 14.644 | 871.24 | 3.2688 | 43.62 | 2.4249 | 0.84388 | 64.4983 | 1.1598 | 30.22 | 0.31932 | 0.84046 | 37.4192 | 2.3386 | -4.71 | 3.0536 | -0.71502 | 10.7167 | 3.2688 | 43.62 | 2.4249 | 0.84388 | 64.4983 | 3.4287 | 41.37 | 2.7043 | 0.72434 | 63.3327 | 0.014483 | 0.82923 | 0.13657 | 1.04 | 12.6184 | 0.047343 | 0.016797 | 0.03387 | 0.047343 | 0.049658 | 0.63176 | 0.43768 | -0.068216 | 0.63176 | 0.59917 | 0.93414 | 0.54195 | 0.15521 | 0.93414 | 0.91726 | 0.014483 | 0.82923 | 0.13657 | 1.04 | 12.6184 | 0.047343 | 0.016797 | 0.03387 | 0.047343 | 0.049658 | 0.63176 | 0.43768 | -0.068216 | 0.63176 | 0.59917 | 0.93414 | 0.54195 | 0.15521 | 0.93414 | 0.91726
255 | 0.27 | 0.21 | South/Central | TX | Lubbock.Intl.AP.722670 | 3 | 1094700 | 57.7043 | 9.4192 | 72.2535 | 57.6088 | 14.6448 | 874.1 | 2.819 | 40.76 | 1.9758 | 0.84315 | 58.7228 | 0.70999 | 27.36 | -0.12973 | 0.83973 | 31.6437 | 1.8888 | -7.57 | 2.6045 | -0.71575 | 4.9412 | 2.819 | 40.76 | 1.9758 | 0.84315 | 58.7228 | 2.9789 | 38.51 | 2.2553 | 0.72361 | 57.5572 | 0.014483 | 0.83575 | 0.13642 | 1.0465 | 12.6598 | 0.040828 | 0.010283 | 0.027356 | 0.040828 | 0.043144 | 0.59034 | 0.39626 | -0.10964 | 0.59034 | 0.55775 | 0.8505 | 0.4583 | 0.071565 | 0.8505 | 0.83361 | 0.014483 | 0.83575 | 0.13642 | 1.0465 | 12.6598 | 0.040828 | 0.010283 | 0.027356 | 0.040828 | 0.043144 | 0.59034 | 0.39626 | -0.10964 | 0.59034 | 0.55775 | 0.8505 | 0.4583 | 0.071565 | 0.8505 | 0.83361
256 | 0.28 | 0.21 | South/Central | TX | Lubbock.Intl.AP.722670 | 3 | 1094700 | 58.1441 | 9.4092 | 72.6933 | 58.0478 | 14.6455 | 876.9 | 2.3792 | 37.96 | 1.5368 | 0.84243 | 53.0758 | 0.2702 | 24.56 | -0.56881 | 0.83901 | 25.9967 | 1.449 | -10.37 | 2.1655 | -0.71647 | -0.70577 | 2.3792 | 37.96 | 1.5368 | 0.84243 | 53.0758 | 2.5391 | 35.71 | 1.8162 | 0.72289 | 51.9102 | 0.014483 | 0.84212 | 0.13628 | 1.0528 | 12.7003 | 0.034458 | 0.0039134 | 0.020986 | 0.034458 | 0.036774 | 0.54978 | 0.35571 | -0.15019 | 0.54978 | 0.5172 | 0.76871 | 0.37652 | -0.010222 | 0.76871 | 0.75183 | 0.014483 | 0.84212 | 0.13628 | 1.0528 | 12.7003 | 0.034458 | 0.0039134 | 0.020986 | 0.034458 | 0.036774 | 0.54978 | 0.35571 | -0.15019 | 0.54978 | 0.5172 | 0.76871 | 0.37652 | -0.010222 | 0.76871 | 0.75183
257 | 0.29 | 0.21 | South/Central | TX | Lubbock.Intl.AP.722670 | 3 | 1094700 | 58.5839 | 9.3992 | 73.1331 | 58.4869 | 14.6461 | 879.69 | 1.9394 | 35.17 | 1.0977 | 0.84175 | 47.4304 | -0.16955 | 21.77 | -1.0079 | 0.83833 | 20.3513 | 1.0092 | -13.16 | 1.7264 | -0.71715 | -6.3512 | 1.9394 | 35.17 | 1.0977 | 0.84175 | 47.4304 | 2.0993 | 32.92 | 1.3771 | 0.72221 | 46.2648 | 0.014483 | 0.84848 | 0.13613 | 1.0592 | 12.7408 | 0.028089 | -0.0024557 | 0.014617 | 0.028089 | 0.030405 | 0.50938 | 0.3153 | -0.1906 | 0.50938 | 0.47679 | 0.68695 | 0.29475 | -0.091985 | 0.68695 | 0.67006 | 0.014483 | 0.84848 | 0.13613 | 1.0592 | 12.7408 | 0.028089 | -0.0024557 | 0.014617 | 0.028089 | 0.030405 | 0.50938 | 0.3153 | -0.1906 | 0.50938 | 0.47679 | 0.68695 | 0.29475 | -0.091985 | 0.68695 | 0.67006
258 | 0.3 | 0.21 | South/Central | TX | Lubbock.Intl.AP.722670 | 3 | 1094700 | 59.0237 | 9.3892 | 73.5629 | 58.926 | 14.6369 | 882.15 | 1.5096 | 32.71 | 0.65861 | 0.85101 | 42.1792 | -0.59937 | 19.31 | -1.447 | 0.84759 | 15.1001 | 0.57941 | -15.62 | 1.2873 | -0.70789 | -11.6024 | 1.5096 | 32.71 | 0.65861 | 0.85101 | 42.1792 | 1.6695 | 30.46 | 0.93802 | 0.73147 | 41.0136 | 0.014483 | 0.85485 | 0.13599 | 1.0654 | 12.7764 | 0.021864 | -0.0086808 | 0.0083918 | 0.021864 | 0.02418 | 0.47375 | 0.27967 | -0.22623 | 0.47375 | 0.44116 | 0.61089 | 0.2187 | -0.16804 | 0.61089 | 0.59401 | 0.014483 | 0.85485 | 0.13599 | 1.0654 | 12.7764 | 0.021864 | -0.0086808 | 0.0083918 | 0.021864 | 0.02418 | 0.47375 | 0.27967 | -0.22623 | 0.47375 | 0.44116 | 0.61089 | 0.2187 | -0.16804 | 0.61089 | 0.59401
259 | 0.31 | 0.21 | South/Central | TX | Lubbock.Intl.AP.722670 | 3 | 1094700 | 59.4535 | 9.3892 | 74.0027 | 59.3551 | 14.6476 | 885.22 | 1.0698 | 29.64 | 0.22951 | 0.84032 | 36.2642 | -1.0392 | 16.24 | -1.8761 | 0.8369 | 9.1851 | 0.13962 | -18.69 | 0.8582 | -0.71858 | -17.5174 | 1.0698 | 29.64 | 0.22951 | 0.84032 | 36.2642 | 1.2297 | 27.39 | 0.50893 | 0.72078 | 35.0986 | 0.014483 | 0.86108 | 0.13599 | 1.0718 | 12.8208 | 0.015495 | -0.01505 | 0.0020221 | 0.015495 | 0.01781 | 0.42928 | 0.23521 | -0.27069 | 0.42928 | 0.3967 | 0.52522 | 0.13303 | -0.25371 | 0.52522 | 0.50834 | 0.014483 | 0.86108 | 0.13599 | 1.0718 | 12.8208 | 0.015495 | -0.01505 | 0.0020221 | 0.015495 | 0.01781 | 0.42928 | 0.23521 | -0.27069 | 0.42928 | 0.3967 | 0.52522 | 0.13303 | -0.25371 | 0.52522 | 0.50834
260 | 0.32 | 0.21 | South/Central | TX | Lubbock.Intl.AP.722670 | 3 | 1094700 | 59.8833 | 9.3792 | 74.4325 | 59.7842 | 14.6483 | 887.95 | 0.64003 | 26.91 | -0.19959 | 0.83962 | 30.7456 | -1.469 | 13.51 | -2.3052 | 0.8362 | 3.6665 | -0.29018 | -21.42 | 0.4291 | -0.71928 | -23.0359 | 0.64003 | 26.91 | -0.19959 | 0.83962 | 30.7456 | 0.79991 | 24.66 | 0.079829 | 0.72008 | 29.5801 | 0.014483 | 0.8673 | 0.13584 | 1.078 | 12.8604 | 0.0092698 | -0.021275 | -0.0042027 | 0.0092698 | 0.011585 | 0.38974 | 0.19567 | -0.31023 | 0.38974 | 0.35716 | 0.4453 | 0.053103 | -0.33364 | 0.4453 | 0.42841 | 0.014483 | 0.8673 | 0.13584 | 1.078 | 12.8604 | 0.0092698 | -0.021275 | -0.0042027 | 0.0092698 | 0.011585 | 0.38974 | 0.19567 | -0.31023 | 0.38974 | 0.35716 | 0.4453 | 0.053103 | -0.33364 | 0.4453 | 0.42841
261 | 0.33 | 0.21 | South/Central | TX | Lubbock.Intl.AP.722670 | 3 | 1094700 | 60.3031 | 9.3792 | 74.8623 | 60.2033 | 14.659 | 890.94 | 0.21024 | 23.92 | -0.61871 | 0.82894 | 24.9591 | -1.8988 | 10.52 | -2.7243 | 0.82552 | -2.12 | -0.71997 | -24.41 | 0.009983 | -0.72995 | -28.8225 | 0.21024 | 23.92 | -0.61871 | 0.82894 | 24.9591 | 0.37011 | 21.67 | -0.33929 | 0.7094 | 23.7935 | 0.014483 | 0.87338 | 0.13584 | 1.0842 | 12.9037 | 0.0030449 | -0.0275 | -0.010428 | 0.0030449 | 0.0053604 | 0.34644 | 0.15236 | -0.35354 | 0.34644 | 0.31385 | 0.36149 | -0.030704 | -0.41744 | 0.36149 | 0.34461 | 0.014483 | 0.87338 | 0.13584 | 1.0842 | 12.9037 | 0.0030449 | -0.0275 | -0.010428 | 0.0030449 | 0.0053604 | 0.34644 | 0.15236 | -0.35354 | 0.34644 | 0.31385 | 0.36149 | -0.030704 | -0.41744 | 0.36149 | 0.34461
262 | 0.34 | 0.21 | South/Central | TX | Lubbock.Intl.AP.722670 | 3 | 1094700 | 60.7329 | 9.3692 | 75.2921 | 60.6324 | 14.6597 | 893.68 | -0.21958 | 21.18 | -1.0478 | 0.82823 | 19.4398 | -2.3286 | 7.78 | -3.1534 | 0.82481 | -7.6393 | -1.1498 | -27.15 | -0.41912 | -0.73067 | -34.3418 | -0.21958 | 21.18 | -1.0478 | 0.82823 | 19.4398 | -0.059703 | 18.93 | -0.76839 | 0.70869 | 18.2742 | 0.014483 | 0.87961 | 0.1357 | 1.0905 | 12.9434 | -0.0031802 | -0.033725 | -0.016653 | -0.0031802 | -0.00086469 | 0.30675 | 0.11268 | -0.39322 | 0.30675 | 0.27417 | 0.28155 | -0.11064 | -0.49738 | 0.28155 | 0.26467 | 0.014483 | 0.87961 | 0.1357 | 1.0905 | 12.9434 | -0.0031802 | -0.033725 | -0.016653 | -0.0031802 | -0.00086469 | 0.30675 | 0.11268 | -0.39322 | 0.30675 | 0.27417 | 0.28155 | -0.11064 | -0.49738 | 0.28155 | 0.26467
263 | 0.35 | 0.21 | South/Central | TX | Lubbock.Intl.AP.722670 | 3 | 1094700 | 61.1527 | 9.3692 | 75.7218 | 61.0515 | 14.6703 | 896.68 | -0.64933 | 18.18 | -1.4669 | 0.81759 | 13.6548 | -2.7583 | 4.78 | -3.5725 | 0.81417 | -13.4243 | -1.5795 | -30.15 | -0.83823 | -0.74131 | -40.1268 | -0.64933 | 18.18 | -1.4669 | 0.81759 | 13.6548 | -0.48946 | 15.93 | -1.1875 | 0.69805 | 12.4892 | 0.014483 | 0.88569 | 0.1357 | 1.0967 | 12.9868 | -0.0094044 | -0.039949 | -0.022877 | -0.0094044 | -0.0070889 | 0.26331 | 0.06923 | -0.43667 | 0.26331 | 0.23072 | 0.19777 | -0.19443 | -0.58117 | 0.19777 | 0.18088 | 0.014483 | 0.88569 | 0.1357 | 1.0967 | 12.9868 | -0.0094044 | -0.039949 | -0.022877 | -0.0094044 | -0.0070889 | 0.26331 | 0.06923 | -0.43667 | 0.26331 | 0.23072 | 0.19777 | -0.19443 | -0.58117 | 0.19777 | 0.18088
264 | 0.36 | 0.21 | South/Central | TX | Lubbock.Intl.AP.722670 | 3 | 1094700 | 61.5725 | 9.3592 | 76.1317 | 61.4706 | 14.661 | 899.01 | -1.0592 | 15.85 | -1.886 | 0.82687 | 8.6598 | -3.1682 | 2.45 | -3.9916 | 0.82345 | -18.4193 | -1.9894 | -32.48 | -1.2574 | -0.73203 | -45.1218 | -1.0592 | 15.85 | -1.886 | 0.82687 | 8.6598 | -0.8993 | 13.6 | -1.6066 | 0.70733 | 7.4942 | 0.014483 | 0.89177 | 0.13555 | 1.1026 | 13.0206 | -0.01534 | -0.045885 | -0.028813 | -0.01534 | -0.013025 | 0.22956 | 0.035484 | -0.47042 | 0.22956 | 0.19697 | 0.12542 | -0.26677 | -0.65351 | 0.12542 | 0.10854 | 0.014483 | 0.89177 | 0.13555 | 1.1026 | 13.0206 | -0.01534 | -0.045885 | -0.028813 | -0.01534 | -0.013025 | 0.22956 | 0.035484 | -0.47042 | 0.22956 | 0.19697 | 0.12542 | -0.26677 | -0.65351 | 0.12542 | 0.10854
265 | 0.37 | 0.21 | South/Central | TX | Lubbock.Intl.AP.722670 | 3 | 1094700 | 61.9923 | 9.3592 | 76.5615 | 61.8898 | 14.6717 | 902.01 | -1.489 | 12.85 | -2.3052 | 0.8162 | 2.8732 | -3.598 | -0.55 | -4.4107 | 0.81278 | -24.2059 | -2.4192 | -35.48 | -1.6765 | -0.7427 | -50.9083 | -1.489 | 12.85 | -2.3052 | 0.8162 | 2.8732 | -1.3291 | 10.6 | -2.0257 | 0.69666 | 1.7077 | 0.014483 | 0.89785 | 0.13555 | 1.1089 | 13.064 | -0.021565 | -0.05211 | -0.035037 | -0.021565 | -0.01925 | 0.18611 | -0.0079658 | -0.51387 | 0.18611 | 0.15352 | 0.041614 | -0.35058 | -0.73732 | 0.041614 | 0.024733 | 0.014483 | 0.89785 | 0.13555 | 1.1089 | 13.064 | -0.021565 | -0.05211 | -0.035037 | -0.021565 | -0.01925 | 0.18611 | -0.0079658 | -0.51387 | 0.18611 | 0.15352 | 0.041614 | -0.35058 | -0.73732 | 0.041614 | 0.024733
266 | 0.38 | 0.21 | South/Central | TX | Lubbock.Intl.AP.722670 | 3 | 1094700 | 62.4021 | 9.3592 | 76.9813 | 62.2989 | 14.6824 | 904.94 | -1.9088 | 9.92 | -2.7143 | 0.80554 | -2.7849 | -4.0178 | -3.48 | -4.8199 | 0.80212 | -29.864 | -2.839 | -38.41 | -2.0856 | -0.75336 | -56.5665 | -1.9088 | 9.92 | -2.7143 | 0.80554 | -2.7849 | -1.7489 | 7.67 | -2.4349 | 0.686 | -3.9505 | 0.014483 | 0.90378 | 0.13555 | 1.1149 | 13.1065 | -0.027645 | -0.05819 | -0.041117 | -0.027645 | -0.02533 | 0.14367 | -0.050402 | -0.5563 | 0.14367 | 0.11109 | -0.040334 | -0.43253 | -0.81927 | -0.040334 | -0.057215 | 0.014483 | 0.90378 | 0.13555 | 1.1149 | 13.1065 | -0.027645 | -0.05819 | -0.041117 | -0.027645 | -0.02533 | 0.14367 | -0.050402 | -0.5563 | 0.14367 | 0.11109 | -0.040334 | -0.43253 | -0.81927 | -0.040334 | -0.057215
267 | 0.39 | 0.21 | South/Central | TX | Lubbock.Intl.AP.722670 | 3 | 1094700 | 62.8219 | 9.3492 | 77.4011 | 62.718 | 14.683 | 907.61 | -2.3286 | 7.25 | -3.1334 | 0.80486 | -8.1749 | -4.4375 | -6.15 | -5.239 | 0.80144 | -35.254 | -3.2588 | -41.08 | -2.5047 | -0.75404 | -61.9565 | -2.3286 | 7.25 | -3.1334 | 0.80486 | -8.1749 | -2.1687 | 5 | -2.854 | 0.68532 | -9.3404 | 0.014483 | 0.90986 | 0.13541 | 1.121 | 13.1451 | -0.033725 | -0.06427 | -0.047197 | -0.033725 | -0.03141 | 0.105 | -0.089072 | -0.59497 | 0.105 | 0.072416 | -0.1184 | -0.51059 | -0.89733 | -0.1184 | -0.13528 | 0.014483 | 0.90986 | 0.13541 | 1.121 | 13.1451 | -0.033725 | -0.06427 | -0.047197 | -0.033725 | -0.03141 | 0.105 | -0.089072 | -0.59497 | 0.105 | 0.072416 | -0.1184 | -0.51059 | -0.89733 | -0.1184 | -0.13528
268 | 0.4 | 0.21 | South/Central | TX | Lubbock.Intl.AP.722670 | 3 | 1094700 | 63.2317 | 9.3492 | 77.8109 | 63.1272 | 14.6837 | 910.21 | -2.7384 | 4.65 | -3.5426 | 0.80419 | -13.4372 | -4.8474 | -8.75 | -5.6481 | 0.80077 | -40.5163 | -3.6686 | -43.68 | -2.9139 | -0.75471 | -67.2188 | -2.7384 | 4.65 | -3.5426 | 0.80419 | -13.4372 | -2.5785 | 2.4 | -3.2631 | 0.68465 | -14.6028 | 0.014483 | 0.9158 | 0.13541 | 1.127 | 13.1828 | -0.039661 | -0.070206 | -0.053133 | -0.039661 | -0.037345 | 0.067347 | -0.12673 | -0.63263 | 0.067347 | 0.03476 | -0.19461 | -0.58681 | -0.97355 | -0.19461 | -0.2115 | 0.014483 | 0.9158 | 0.13541 | 1.127 | 13.1828 | -0.039661 | -0.070206 | -0.053133 | -0.039661 | -0.037345 | 0.067347 | -0.12673 | -0.63263 | 0.067347 | 0.03476 | -0.19461 | -0.58681 | -0.97355 | -0.19461 | -0.2115
Double | Double | Double | South/Central | TX | Lubbock.Intl.AP.722670 | 3 | 1094700 | 60.3827 | 12.9792 | 80.1119 | 60.2831 | 19.8288 | 1064.95 | -5.0394 | -150.09 | -0.69852 | -4.3409 | -181.0984 | -7.1484 | -163.49 | -2.8041 | -4.3443 | -208.1775 | -5.9696 | -198.42 | -0.069829 | -5.8998 | -234.8799 | -5.0394 | -150.09 | -0.69852 | -4.3409 | -181.0984 | -4.8795 | -152.34 | -0.4191 | -4.4604 | -182.2639 | 0.014483 | 0.87454 | 0.18798 | 1.1603 | 15.4239 | -0.072987 | -0.10353 | -0.086459 | -0.072987 | -0.070671 | -2.1738 | -2.3679 | -2.8738 | -2.1738 | -2.2064 | -2.6229 | -3.0151 | -3.4018 | -2.6229 | -2.6398 | 0.014483 | 0.87454 | 0.18798 | 1.1603 | 15.4239 | -0.072987 | -0.10353 | -0.086459 | -0.072987 | -0.070671 | -2.1738 | -2.3679 | -2.8738 | -2.1738 | -2.2064 | -2.6229 | -3.0151 | -3.4018 | -2.6229 | -2.6398
Single | Single | Single | South/Central | TX | Lubbock.Intl.AP.722670 | 3 | 1094700 | 74.6057 | 15.0792 | 97.6049 | 74.4833 | 23.1216 | 1264.86 | -22.5324 | -350 | -14.8987 | -7.6337 | -493.4029 | -24.6414 | -363.4 | -17.0042 | -7.6371 | -520.482 | -23.4626 | -398.33 | -14.27 | -9.1926 | -547.1844 | -22.5324 | -350 | -14.8987 | -7.6337 | -493.4029 | -22.3725 | -352.25 | -14.6192 | -7.7533 | -494.5684 | 0.014483 | 1.0805 | 0.2184 | 1.4136 | 18.3193 | -0.32634 | -0.35689 | -0.33981 | -0.32634 | -0.32403 | -5.0691 | -5.2632 | -5.7691 | -5.0691 | -5.1017 | -7.1461 | -7.5383 | -7.925 | -7.1461 | -7.1629 | 0.014483 | 1.0805 | 0.2184 | 1.4136 | 18.3193 | -0.32634 | -0.35689 | -0.33981 | -0.32634 | -0.32403 | -5.0691 | -5.2632 | -5.7691 | -5.0691 | -5.1017 | -7.1461 | -7.5383 | -7.925 | -7.1461 | -7.1629
1 | 0.35 | 0.47 | South/Central | GA | Macon-Middle.Georgia.Rgnl.AP.722170 | 3 | 1376995 | 33.9195 | 14.4192 | 53.922 | 33.8391 | 20.0829 | 1084.12 | 0.087268 | -45.15 | 2.8791 | -2.7918 | -73.883 | -1.3123 | -63.73 | 1.481 | -2.7933 | -91.8333 | -0.94019 | -83.79 | 3.3582 | -4.2984 | -127.5023 | 0.087268 | -45.15 | 2.8791 | -2.7918 | -73.883 | 0.12816 | -46.63 | 3.0404 | -2.9122 | -76.5938 | 0.018218 | 0.61795 | 0.26269 | 0.98236 | 19.7506 | 0.0015898 | -0.023908 | -0.017129 | 0.0015898 | 0.0023349 | -0.82255 | -1.161 | -1.5265 | -0.82255 | -0.84951 | -1.346 | -1.673 | -2.3228 | -1.346 | -1.3954 | 0.018218 | 0.61795 | 0.26269 | 0.98236 | 19.7506 | 0.0015898 | -0.023908 | -0.017129 | 0.0015898 | 0.0023349 | -0.82255 | -1.161 | -1.5265 | -0.82255 | -0.84951 | -1.346 | -1.673 | -2.3228 | -1.346 | -1.3954
2 | 0.35 | 0.42 | South/Central | GA | Macon-Middle.Georgia.Rgnl.AP.722170 | 3 | 1376995 | 34.7236 | 13.7375 | 53.8247 | 34.6413 | 19.1834 | 1067.93 | 0.18453 | -28.96 | 2.0769 | -1.8924 | -48.4754 | -1.2151 | -47.54 | 0.67884 | -1.8939 | -66.4257 | -0.84293 | -67.6 | 2.556 | -3.3989 | -102.0947 | 0.18453 | -28.96 | 2.0769 | -1.8924 | -48.4754 | 0.22543 | -30.44 | 2.2382 | -2.0128 | -51.1863 | 0.018218 | 0.6326 | 0.25027 | 0.98058 | 19.4556 | 0.0033618 | -0.022136 | -0.015357 | 0.0033618 | 0.0041068 | -0.5276 | -0.86609 | -1.2315 | -0.5276 | -0.55456 | -0.88313 | -1.2101 | -1.86 | -0.88313 | -0.93252 | 0.018218 | 0.6326 | 0.25027 | 0.98058 | 19.4556 | 0.0033618 | -0.022136 | -0.015357 | 0.0033618 | 0.0041068 | -0.5276 | -0.86609 | -1.2315 | -0.5276 | -0.55456 | -0.88313 | -1.2101 | -1.86 | -0.88313 | -0.93252
3 | 0.35 | 0.37 | South/Central | GA | Macon-Middle.Georgia.Rgnl.AP.722170 | 3 | 1376995 | 35.529 | 13.1355 | 53.8375 | 35.4449 | 18.3926 | 1054.98 | 0.17175 | -16.01 | 1.2733 | -1.1016 | -27.3956 | -1.2278 | -34.59 | -0.12472 | -1.1031 | -45.3459 | -0.85571 | -54.65 | 1.7524 | -2.6081 | -81.0149 | 0.17175 | -16.01 | 1.2733 | -1.1016 | -27.3956 | 0.21264 | -17.49 | 1.4346 | -1.222 | -30.1065 | 0.018218 | 0.64727 | 0.2393 | 0.98082 | 19.2197 | 0.0031289 | -0.022369 | -0.015589 | 0.0031289 | 0.0038739 | -0.29167 | -0.63016 | -0.99562 | -0.29167 | -0.31863 | -0.4991 | -0.82612 | -1.4759 | -0.4991 | -0.54848 | 0.018218 | 0.64727 | 0.2393 | 0.98082 | 19.2197 | 0.0031289 | -0.022369 | -0.015589 | 0.0031289 | 0.0038739 | -0.29167 | -0.63016 | -0.99562 | -0.29167 | -0.31863 | -0.4991 | -0.82612 | -1.4759 | -0.4991 | -0.54848
4 | 0.35 | 0.32 | South/Central | GA | Macon-Middle.Georgia.Rgnl.AP.722170 | 3 | 1376995 | 36.4237 | 12.5429 | 53.9481 | 36.3374 | 17.6106 | 1043.47 | 0.06118 | -4.5 | 0.38079 | -0.31961 | -7.8031 | -1.3384 | -23.08 | -1.0173 | -0.32113 | -25.7534 | -0.96628 | -43.14 | 0.85986 | -1.8261 | -61.4224 | 0.06118 | -4.5 | 0.38079 | -0.31961 | -7.8031 | 0.10208 | -5.98 | 0.54207 | -0.44 | -10.514 | 0.018218 | 0.66357 | 0.22851 | 0.98283 | 19.01 | 0.0011146 | -0.024383 | -0.017604 | 0.0011146 | 0.0018596 | -0.081981 | -0.42047 | -0.78593 | -0.081981 | -0.10894 | -0.14216 | -0.46918 | -1.119 | -0.14216 | -0.19154 | 0.018218 | 0.66357 | 0.22851 | 0.98283 | 19.01 | 0.0011146 | -0.024383 | -0.017604 | 0.0011146 | 0.0018596 | -0.081981 | -0.42047 | -0.78593 | -0.081981 | -0.10894 | -0.14216 | -0.46918 | -1.119 | -0.14216 | -0.19154
5 | 0.35 | 0.27 | South/Central | GA | Macon-Middle.Georgia.Rgnl.AP.722170 | 3 | 1376995 | 37.017 | 12.1809 | 54.0389 | 36.9294 | 17.1095 | 1036.35 | -0.029647 | 2.62 | -0.21113 | 0.18149 | 4.4961 | -1.4292 | -15.96 | -1.6092 | 0.17997 | -13.4542 | -1.0571 | -36.02 | 0.26794 | -1.325 | -49.1231 | -0.029647 | 2.62 | -0.21113 | 0.18149 | 4.4961 | 0.011249 | 1.14 | -0.04985 | 0.061099 | 1.7853 | 0.018218 | 0.67438 | 0.22191 | 0.98449 | 18.8803 | -0.00054011 | -0.026038 | -0.019258 | -0.00054011 | 0.00020493 | 0.047731 | -0.29076 | -0.65622 | 0.047731 | 0.020769 | 0.081911 | -0.24511 | -0.89493 | 0.081911 | 0.032525 | 0.018218 | 0.67438 | 0.22191 | 0.98449 | 18.8803 | -0.00054011 | -0.026038 | -0.019258 | -0.00054011 | 0.00020493 | 0.047731 | -0.29076 | -0.65622 | 0.047731 | 0.020769 | 0.081911 | -0.24511 | -0.89493 | 0.081911 | 0.032525
6 | 0.35 | 0.23 | South/Central | GA | Macon-Middle.Georgia.Rgnl.AP.722170 | 3 | 1376995 | 37.3699 | 12.0089 | 54.129 | 37.2814 | 16.8476 | 1033.15 | -0.1197 | 5.82 | -0.56318 | 0.44348 | 10.382 | -1.5193 | -12.76 | -1.9612 | 0.44196 | -7.5683 | -1.1472 | -32.82 | -0.084107 | -1.0631 | -43.2373 | -0.1197 | 5.82 | -0.56318 | 0.44348 | 10.382 | -0.078803 | 4.34 | -0.4019 | 0.32309 | 7.6712 | 0.018218 | 0.68081 | 0.21878 | 0.98613 | 18.822 | -0.0021807 | -0.027678 | -0.020899 | -0.0021807 | -0.0014356 | 0.10603 | -0.23246 | -0.59792 | 0.10603 | 0.079066 | 0.18914 | -0.13788 | -0.7877 | 0.18914 | 0.13975 | 0.018218 | 0.68081 | 0.21878 | 0.98613 | 18.822 | -0.0021807 | -0.027678 | -0.020899 | -0.0021807 | -0.0014356 | 0.10603 | -0.23246 | -0.59792 | 0.10603 | 0.079066 | 0.18914 | -0.13788 | -0.7877 | 0.18914 | 0.13975
7 | 0.35 | 0.19 | South/Central | GA | Macon-Middle.Georgia.Rgnl.AP.722170 | 3 | 1376995 | 38.2351 | 11.4868 | 54.301 | 38.1446 | 16.1564 | 1023.94 | -0.2917 | 15.03 | -1.4264 | 1.1347 | 26.7487 | -1.6913 | -3.55 | -2.8244 | 1.1331 | 8.7984 | -1.3192 | -23.61 | -0.94728 | -0.37188 | -26.8706 | -0.2917 | 15.03 | -1.4264 | 1.1347 | 26.7487 | -0.25081 | 13.55 | -1.2651 | 1.0143 | 24.0378 | 0.018218 | 0.69657 | 0.20927 | 0.98926 | 18.6542 | -0.0053143 | -0.030812 | -0.024033 | -0.0053143 | -0.0045693 | 0.27382 | -0.064674 | -0.43013 | 0.27382 | 0.24686 | 0.48731 | 0.16029 | -0.48953 | 0.48731 | 0.43792 | 0.018218 | 0.69657 | 0.20927 | 0.98926 | 18.6542 | -0.0053143 | -0.030812 | -0.024033 | -0.0053143 | -0.0045693 | 0.27382 | -0.064674 | -0.43013 | 0.27382 | 0.24686 | 0.48731 | 0.16029 | -0.48953 | 0.48731 | 0.43792
8 | 0.35 | 0.17 | South/Central | GA | Macon-Middle.Georgia.Rgnl.AP.722170 | 3 | 1376995 | 38.6979 | 11.2252 | 54.4122 | 38.6063 | 15.8059 | 1019.61 | -0.40292 | 19.36 | -1.8881 | 1.4852 | 34.7415 | -1.8025 | 0.78 | -3.2861 | 1.4836 | 16.7912 | -1.4304 | -19.28 | -1.409 | -0.021378 | -18.8778 | -0.40292 | 19.36 | -1.8881 | 1.4852 | 34.7415 | -0.36202 | 17.88 | -1.7268 | 1.3648 | 32.0306 | 0.018218 | 0.705 | 0.2045 | 0.99129 | 18.5753 | -0.0073404 | -0.032838 | -0.026059 | -0.0073404 | -0.0065953 | 0.3527 | 0.01421 | -0.35124 | 0.3527 | 0.32574 | 0.63292 | 0.3059 | -0.34392 | 0.63292 | 0.58354 | 0.018218 | 0.705 | 0.2045 | 0.99129 | 18.5753 | -0.0073404 | -0.032838 | -0.026059 | -0.0073404 | -0.0065953 | 0.3527 | 0.01421 | -0.35124 | 0.3527 | 0.32574 | 0.63292 | 0.3059 | -0.34392 | 0.63292 | 0.58354
9 | 0.33 | 0.47 | South/Central | GA | Macon-Middle.Georgia.Rgnl.AP.722170 | 3 | 1376995 | 33.3788 | 14.4491 | 53.4018 | 33.2997 | 20.102 | 1077.51 | 0.6075 | -38.54 | 3.4185 | -2.811 | -67.7414 | -0.79209 | -57.12 | 2.0204 | -2.8125 | -85.6917 | -0.41997 | -77.18 | 3.8976 | -4.3175 | -121.3606 | 0.6075 | -38.54 | 3.4185 | -2.811 | -67.7414 | 0.64839 | -40.02 | 3.5798 | -2.9314 | -70.4522 | 0.018218 | 0.6081 | 0.26323 | 0.97288 | 19.6302 | 0.011067 | -0.01443 | -0.007651 | 0.011067 | 0.011812 | -0.70213 | -1.0406 | -1.4061 | -0.70213 | -0.72909 | -1.2341 | -1.5611 | -2.211 | -1.2341 | -1.2835 | 0.018218 | 0.6081 | 0.26323 | 0.97288 | 19.6302 | 0.011067 | -0.01443 | -0.007651 | 0.011067 | 0.011812 | -0.70213 | -1.0406 | -1.4061 | -0.70213 | -0.72909 | -1.2341 | -1.5611 | -2.211 | -1.2341 | -1.2835
10 | 0.33 | 0.42 | South/Central | GA | Macon-Middle.Georgia.Rgnl.AP.722170 | 3 | 1376995 | 34.1829 | 13.7579 | 53.3036 | 34.1019 | 19.2017 | 1061.31 | 0.70569 | -22.34 | 2.6163 | -1.9106 | -42.2968 | -0.69389 | -40.92 | 1.2182 | -1.9121 | -60.247 | -0.32177 | -60.98 | 3.0954 | -3.4172 | -95.916 | 0.70569 | -22.34 | 2.6163 | -1.9106 | -42.2968 | 0.74659 | -23.82 | 2.7776 | -2.031 | -45.0076 | 0.018218 | 0.62275 | 0.25064 | 0.97109 | 19.335 | 0.012856 | -0.012641 | -0.005862 | 0.012856 | 0.013601 | -0.40699 | -0.74548 | -1.1109 | -0.40699 | -0.43395 | -0.77057 | -1.0976 | -1.7474 | -0.77057 | -0.81995 | 0.018218 | 0.62275 | 0.25064 | 0.97109 | 19.335 | 0.012856 | -0.012641 | -0.005862 | 0.012856 | 0.013601 | -0.40699 | -0.74548 | -1.1109 | -0.40699 | -0.43395 | -0.77057 | -1.0976 | -1.7474 | -0.77057 | -0.81995
11 | 0.33 | 0.37 | South/Central | GA | Macon-Middle.Georgia.Rgnl.AP.722170 | 3 | 1376995 | 34.9877 | 13.1553 | 53.3151 | 34.9047 | 18.4103 | 1048.34 | 0.6942 | -9.37 | 1.8135 | -1.1193 | -21.1854 | -0.70538 | -27.95 | 0.41542 | -1.1208 | -39.1357 | -0.33326 | -48.01 | 2.2926 | -2.6258 | -74.8046 | 0.6942 | -9.37 | 1.8135 | -1.1193 | -21.1854 | 0.7351 | -10.85 | 1.9748 | -1.2397 | -23.8962 | 0.018218 | 0.63741 | 0.23966 | 0.9713 | 19.0987 | 0.012647 | -0.012851 | -0.0060713 | 0.012647 | 0.013392 | -0.1707 | -0.5092 | -0.87465 | -0.1707 | -0.19767 | -0.38596 | -0.71298 | -1.3628 | -0.38596 | -0.43534 | 0.018218 | 0.63741 | 0.23966 | 0.9713 | 19.0987 | 0.012647 | -0.012851 | -0.0060713 | 0.012647 | 0.013392 | -0.1707 | -0.5092 | -0.87465 | -0.1707 | -0.19767 | -0.38596 | -0.71298 | -1.3628 | -0.38596 | -0.43534
12 | 0.33 | 0.32 | South/Central | GA | Macon-Middle.Georgia.Rgnl.AP.722170 | 3 | 1376995 | 35.8725 | 12.5537 | 53.398 | 35.7875 | 17.6105 | 1036.17 | 0.61129 | 2.8 | 0.9307 | -0.31942 | -0.75868 | -0.7883 | -15.78 | -0.46736 | -0.32094 | -18.709 | -0.41617 | -35.84 | 1.4098 | -1.826 | -54.3779 | 0.61129 | 2.8 | 0.9307 | -0.31942 | -0.75868 | 0.65218 | 1.32 | 1.092 | -0.43981 | -3.4695 | 0.018218 | 0.65353 | 0.2287 | 0.97281 | 18.877 | 0.011136 | -0.014361 | -0.0075819 | 0.011136 | 0.011882 | 0.051011 | -0.28748 | -0.65294 | 0.051011 | 0.024048 | -0.013822 | -0.34084 | -0.99066 | -0.013822 | -0.063208 | 0.018218 | 0.65353 | 0.2287 | 0.97281 | 18.877 | 0.011136 | -0.014361 | -0.0075819 | 0.011136 | 0.011882 | 0.051011 | -0.28748 | -0.65294 | 0.051011 | 0.024048 | -0.013822 | -0.34084 | -0.99066 | -0.013822 | -0.063208
13 | 0.33 | 0.27 | South/Central | GA | Macon-Middle.Georgia.Rgnl.AP.722170 | 3 | 1376995 | 36.4565 | 12.1915 | 53.479 | 36.3701 | 17.1089 | 1028.92 | 0.53025 | 10.05 | 0.34812 | 0.18213 | 11.6781 | -0.86933 | -8.53 | -1.0499 | 0.18061 | -6.2722 | -0.49721 | -28.59 | 0.82719 | -1.3244 | -41.9412 | 0.53025 | 10.05 | 0.34812 | 0.18213 | 11.6781 | 0.57115 | 8.57 | 0.5094 | 0.061745 | 8.9673 | 0.018218 | 0.66417 | 0.22211 | 0.97429 | 18.745 | 0.0096602 | -0.015838 | -0.0090582 | 0.0096602 | 0.010405 | 0.18309 | -0.1554 | -0.52086 | 0.18309 | 0.15613 | 0.21275 | -0.11427 | -0.76409 | 0.21275 | 0.16337 | 0.018218 | 0.66417 | 0.22211 | 0.97429 | 18.745 | 0.0096602 | -0.015838 | -0.0090582 | 0.0096602 | 0.010405 | 0.18309 | -0.1554 | -0.52086 | 0.18309 | 0.15613 | 0.21275 | -0.11427 | -0.76409 | 0.21275 | 0.16337
14 | 0.33 | 0.23 | South/Central | GA | Macon-Middle.Georgia.Rgnl.AP.722170 | 3 | 1376995 | 36.8095 | 12.0194 | 53.5601 | 36.7223 | 16.8379 | 1025.46 | 0.44914 | 13.51 | -0.0040279 | 0.45317 | 17.9212 | -0.95045 | -5.07 | -1.4021 | 0.45165 | -0.029101 | -0.57832 | -25.13 | 0.47505 | -1.0534 | -35.6981 | 0.44914 | 13.51 | -0.0040279 | 0.45317 | 17.9212 | 0.49003 | 12.03 | 0.15726 | 0.33278 | 15.2104 | 0.018218 | 0.6706 | 0.21897 | 0.97576 | 18.6819 | 0.0081824 | -0.017315 | -0.010536 | 0.0081824 | 0.0089275 | 0.24613 | -0.092366 | -0.45782 | 0.24613 | 0.21916 | 0.32649 | -0.00053017 | -0.65035 | 0.32649 | 0.2771 | 0.018218 | 0.6706 | 0.21897 | 0.97576 | 18.6819 | 0.0081824 | -0.017315 | -0.010536 | 0.0081824 | 0.0089275 | 0.24613 | -0.092366 | -0.45782 | 0.24613 | 0.21916 | 0.32649 | -0.00053017 | -0.65035 | 0.32649 | 0.2771
15 | 0.33 | 0.19 | South/Central | GA | Macon-Middle.Georgia.Rgnl.AP.722170 | 3 | 1376995 | 37.6836 | 11.4965 | 53.74 | 37.5944 | 16.1456 | 1016.36 | 0.26925 | 22.61 | -0.87614 | 1.1454 | 34.2155 | -1.1303 | 4.03 | -2.2742 | 1.1439 | 16.2652 | -0.75821 | -16.03 | -0.39707 | -0.36114 | -19.4038 | 0.26925 | 22.61 | -0.87614 | 1.1454 | 34.2155 | 0.31015 | 21.13 | -0.71486 | 1.025 | 31.5046 | 0.018218 | 0.68652 | 0.20944 | 0.97904 | 18.5161 | 0.0049053 | -0.020592 | -0.013813 | 0.0049053 | 0.0056503 | 0.41191 | 0.073419 | -0.29204 | 0.41191 | 0.38495 | 0.62334 | 0.29632 | -0.3535 | 0.62334 | 0.57395 | 0.018218 | 0.68652 | 0.20944 | 0.97904 | 18.5161 | 0.0049053 | -0.020592 | -0.013813 | 0.0049053 | 0.0056503 | 0.41191 | 0.073419 | -0.29204 | 0.41191 | 0.38495 | 0.62334 | 0.29632 | -0.3535 | 0.62334 | 0.57395
16 | 0.33 | 0.17 | South/Central | GA | Macon-Middle.Georgia.Rgnl.AP.722170 | 3 | 1376995 | 38.1461 | 11.2357 | 53.8517 | 38.0558 | 15.7959 | 1012.04 | 0.15757 | 26.93 | -1.3375 | 1.4951 | 42.1807 | -1.242 | 8.35 | -2.7356 | 1.4936 | 24.2304 | -0.86989 | -11.71 | -0.85845 | -0.011438 | -11.4386 | 0.15757 | 26.93 | -1.3375 | 1.4951 | 42.1807 | 0.19847 | 25.45 | -1.1762 | 1.3747 | 39.4698 | 0.018218 | 0.69495 | 0.20469 | 0.98107 | 18.4374 | 0.0028706 | -0.022627 | -0.015848 | 0.0028706 | 0.0036157 | 0.49061 | 0.15212 | -0.21333 | 0.49061 | 0.46365 | 0.76845 | 0.44143 | -0.20839 | 0.76845 | 0.71906 | 0.018218 | 0.69495 | 0.20469 | 0.98107 | 18.4374 | 0.0028706 | -0.022627 | -0.015848 | 0.0028706 | 0.0036157 | 0.49061 | 0.15212 | -0.21333 | 0.49061 | 0.46365 | 0.76845 | 0.44143 | -0.20839 | 0.76845 | 0.71906
17 | 0.3 | 0.47 | South/Central | GA | Macon-Middle.Georgia.Rgnl.AP.722170 | 3 | 1376995 | 32.5674 | 14.4901 | 52.6207 | 32.4901 | 20.1306 | 1067.57 | 1.3886 | -28.6 | 4.2281 | -2.8396 | -58.5142 | -0.011024 | -47.18 | 2.8301 | -2.8411 | -76.4645 | 0.3611 | -67.24 | 4.7072 | -4.3461 | -112.1334 | 1.3886 | -28.6 | 4.2281 | -2.8396 | -58.5142 | 1.4295 | -30.08 | 4.3894 | -2.96 | -61.225 | 0.018218 | 0.59331 | 0.26398 | 0.95865 | 19.4491 | 0.025297 | -0.00020084 | 0.0065785 | 0.025297 | 0.026042 | -0.52104 | -0.85953 | -1.225 | -0.52104 | -0.548 | -1.066 | -1.393 | -2.0429 | -1.066 | -1.1154 | 0.018218 | 0.59331 | 0.26398 | 0.95865 | 19.4491 | 0.025297 | -0.00020084 | 0.0065785 | 0.025297 | 0.026042 | -0.52104 | -0.85953 | -1.225 | -0.52104 | -0.548 | -1.066 | -1.393 | -2.0429 | -1.066 | -1.1154
18 | 0.3 | 0.42 | South/Central | GA | Macon-Middle.Georgia.Rgnl.AP.722170 | 3 | 1376995 | 33.3526 | 13.7885 | 52.4938 | 33.2735 | 19.2203 | 1050.84 | 1.5155 | -11.87 | 3.4448 | -1.9293 | -32.435 | 0.11591 | -30.45 | 2.0467 | -1.9308 | -50.3853 | 0.48803 | -50.51 | 3.9238 | -3.4358 | -86.0543 | 1.5155 | -11.87 | 3.4448 | -1.9293 | -32.435 | 1.5564 | -13.35 | 3.606 | -2.0496 | -35.1459 | 0.018218 | 0.60762 | 0.2512 | 0.95634 | 19.1443 | 0.027609 | 0.0021117 | 0.0088911 | 0.027609 | 0.028354 | -0.21625 | -0.55474 | -0.9202 | -0.21625 | -0.24321 | -0.5909 | -0.91792 | -1.5677 | -0.5909 | -0.64029 | 0.018218 | 0.60762 | 0.2512 | 0.95634 | 19.1443 | 0.027609 | 0.0021117 | 0.0088911 | 0.027609 | 0.028354 | -0.21625 | -0.55474 | -0.9202 | -0.21625 | -0.24321 | -0.5909 | -0.91792 | -1.5677 | -0.5909 | -0.64029
19 | 0.3 | 0.37 | South/Central | GA | Macon-Middle.Georgia.Rgnl.AP.722170 | 3 | 1376995 | 34.1467 | 13.1859 | 52.485 | 34.0657 | 18.4193 | 1037.45 | 1.5243 | 1.52 | 2.6525 | -1.1282 | -10.8034 | 0.12472 | -17.06 | 1.2545 | -1.1297 | -28.7537 | 0.49684 | -37.12 | 3.1316 | -2.6348 | -64.4227 | 1.5243 | 1.52 | 2.6525 | -1.1282 | -10.8034 | 1.5652 | 0.04 | 2.8138 | -1.2486 | -13.5143 | 0.018218 | 0.62209 | 0.24022 | 0.95618 | 18.9004 | 0.02777 | 0.0022722 | 0.0090515 | 0.02777 | 0.028515 | 0.027691 | -0.3108 | -0.67626 | 0.027691 | 0.00072872 | -0.19682 | -0.52384 | -1.1737 | -0.19682 | -0.2462 | 0.018218 | 0.62209 | 0.24022 | 0.95618 | 18.9004 | 0.02777 | 0.0022722 | 0.0090515 | 0.02777 | 0.028515 | 0.027691 | -0.3108 | -0.67626 | 0.027691 | 0.00072872 | -0.19682 | -0.52384 | -1.1737 | -0.19682 | -0.2462
20 | 0.3 | 0.32 | South/Central | GA | Macon-Middle.Georgia.Rgnl.AP.722170 | 3 | 1376995 | 35.0313 | 12.584 | 52.5672 | 34.9483 | 17.6189 | 1025.29 | 1.442 | 13.68 | 1.7699 | -0.32791 | 9.6438 | 0.042458 | -4.9 | 0.37189 | -0.32943 | -8.3065 | 0.41458 | -24.96 | 2.249 | -1.8344 | -43.9754 | 1.442 | 13.68 | 1.7699 | -0.32791 | 9.6438 | 1.4829 | 12.2 | 1.9312 | -0.4483 | 6.933 | 0.018218 | 0.6382 | 0.22926 | 0.95767 | 18.6788 | 0.026271 | 0.00077351 | 0.0075529 | 0.026271 | 0.027016 | 0.24922 | -0.089269 | -0.45472 | 0.24922 | 0.22226 | 0.17569 | -0.15133 | -0.80115 | 0.17569 | 0.12631 | 0.018218 | 0.6382 | 0.22926 | 0.95767 | 18.6788 | 0.026271 | 0.00077351 | 0.0075529 | 0.026271 | 0.027016 | 0.24922 | -0.089269 | -0.45472 | 0.24922 | 0.22226 | 0.17569 | -0.15133 | -0.80115 | 0.17569 | 0.12631
21 | 0.3 | 0.27 | South/Central | GA | Macon-Middle.Georgia.Rgnl.AP.722170 | 3 | 1376995 | 35.6054 | 12.2126 | 52.629 | 35.521 | 17.108 | 1017.64 | 1.3802 | 21.33 | 1.1972 | 0.18301 | 22.5784 | -0.01934 | 2.75 | -0.20083 | 0.18149 | 4.6281 | 0.35278 | -17.31 | 1.6763 | -1.3235 | -31.0409 | 1.3802 | 21.33 | 1.1972 | 0.18301 | 22.5784 | 1.4211 | 19.85 | 1.3585 | 0.062622 | 19.8675 | 0.018218 | 0.64866 | 0.22249 | 0.9588 | 18.5395 | 0.025145 | -0.00035234 | 0.006427 | 0.025145 | 0.02589 | 0.38859 | 0.0501 | -0.31536 | 0.38859 | 0.36163 | 0.41133 | 0.084315 | -0.56551 | 0.41133 | 0.36195 | 0.018218 | 0.64866 | 0.22249 | 0.9588 | 18.5395 | 0.025145 | -0.00035234 | 0.006427 | 0.025145 | 0.02589 | 0.38859 | 0.0501 | -0.31536 | 0.38859 | 0.36163 | 0.41133 | 0.084315 | -0.56551 | 0.41133 | 0.36195
22 | 0.3 | 0.23 | South/Central | GA | Macon-Middle.Georgia.Rgnl.AP.722170 | 3 | 1376995 | 35.9674 | 12.0306 | 52.7184 | 35.8822 | 16.8363 | 1014.29 | 1.2908 | 24.68 | 0.83605 | 0.45478 | 28.7349 | -0.10876 | 6.1 | -0.56201 | 0.45326 | 10.7846 | 0.26337 | -13.96 | 1.3151 | -1.0518 | -24.8843 | 1.2908 | 24.68 | 0.83605 | 0.45478 | 28.7349 | 1.3317 | 23.2 | 0.99733 | 0.33439 | 26.0241 | 0.018218 | 0.65526 | 0.21917 | 0.96043 | 18.4784 | 0.023516 | -0.0019813 | 0.004798 | 0.023516 | 0.024261 | 0.44962 | 0.11113 | -0.25432 | 0.44962 | 0.42266 | 0.5235 | 0.19648 | -0.45335 | 0.5235 | 0.47411 | 0.018218 | 0.65526 | 0.21917 | 0.96043 | 18.4784 | 0.023516 | -0.0019813 | 0.004798 | 0.023516 | 0.024261 | 0.44962 | 0.11113 | -0.25432 | 0.44962 | 0.42266 | 0.5235 | 0.19648 | -0.45335 | 0.5235 | 0.47411
23 | 0.3 | 0.19 | South/Central | GA | Macon-Middle.Georgia.Rgnl.AP.722170 | 3 | 1376995 | 36.823 | 11.5071 | 52.87 | 36.7357 | 16.1343 | 1004.65 | 1.1392 | 34.32 | -0.017457 | 1.1567 | 45.6519 | -0.26034 | 15.74 | -1.4155 | 1.1552 | 27.7016 | 0.11179 | -4.32 | 0.46162 | -0.34983 | -7.9673 | 1.1392 | 34.32 | -0.017457 | 1.1567 | 45.6519 | 1.1801 | 32.84 | 0.14383 | 1.0363 | 42.9411 | 0.018218 | 0.67084 | 0.20964 | 0.96319 | 18.3028 | 0.020755 | -0.0047428 | 0.0020366 | 0.020755 | 0.0215 | 0.62524 | 0.28675 | -0.078702 | 0.62524 | 0.59828 | 0.83169 | 0.50467 | -0.14515 | 0.83169 | 0.7823 | 0.018218 | 0.67084 | 0.20964 | 0.96319 | 18.3028 | 0.020755 | -0.0047428 | 0.0020366 | 0.020755 | 0.0215 | 0.62524 | 0.28675 | -0.078702 | 0.62524 | 0.59828 | 0.83169 | 0.50467 | -0.14515 | 0.83169 | 0.7823
24 | 0.3 | 0.17 | South/Central | GA | Macon-Middle.Georgia.Rgnl.AP.722170 | 3 | 1376995 | 37.2857 | 11.2462 | 52.9818 | 37.1973 | 15.7845 | 1000.33 | 1.0275 | 38.64 | -0.47907 | 1.5065 | 53.6193 | -0.37212 | 20.06 | -1.8771 | 1.505 | 35.669 | 0 | 0 | 0 | 0 | 0 | 1.0275 | 38.64 | -0.47907 | 1.5065 | 53.6193 | 1.0684 | 37.16 | -0.31779 | 1.3861 | 50.9084 | 0.018218 | 0.67927 | 0.20488 | 0.96523 | 18.2241 | 0.018718 | -0.0067794 | 0 | 0.018718 | 0.019463 | 0.70395 | 0.36545 | 0 | 0.70395 | 0.67698 | 0.97684 | 0.64982 | 0 | 0.97684 | 0.92745 | 0.018218 | 0.67927 | 0.20488 | 0.96523 | 18.2241 | 0.018718 | -0.0067794 | 0 | 0.018718 | 0.019463 | 0.70395 | 0.36545 | 0 | 0.70395 | 0.67698 | 0.97684 | 0.64982 | 0 | 0.97684 | 0.92745
25 | 0.28 | 0.47 | South/Central | GA | Macon-Middle.Georgia.Rgnl.AP.722170 | 3 | 1376995 | 32.1771 | 14.3701 | 52.061 | 32.1007 | 19.9603 | 1057.31 | 1.9483 | -18.34 | 4.6175 | -2.6692 | -46.7757 | 0.54869 | -36.92 | 3.2194 | -2.6707 | -64.726 | 0.92081 | -56.98 | 5.0966 | -4.1758 | -100.395 | 1.9483 | -18.34 | 4.6175 | -2.6692 | -46.7757 | 1.9892 | -19.82 | 4.7788 | -2.7896 | -49.4865 | 0.018218 | 0.5862 | 0.2618 | 0.94845 | 19.2622 | 0.035494 | 0.0099961 | 0.016775 | 0.035494 | 0.036239 | -0.33412 | -0.67261 | -1.0381 | -0.33412 | -0.36108 | -0.85216 | -1.1792 | -1.829 | -0.85216 | -0.90155 | 0.018218 | 0.5862 | 0.2618 | 0.94845 | 19.2622 | 0.035494 | 0.0099961 | 0.016775 | 0.035494 | 0.036239 | -0.33412 | -0.67261 | -1.0381 | -0.33412 | -0.36108 | -0.85216 | -1.1792 | -1.829 | -0.85216 | -0.90155
26 | 0.28 | 0.42 | South/Central | GA | Macon-Middle.Georgia.Rgnl.AP.722170 | 3 | 1376995 | 32.8404 | 13.7883 | 51.952 | 32.7625 | 19.1895 | 1043.12 | 2.0572 | -4.15 | 3.9557 | -1.8985 | -24.6769 | 0.65763 | -22.73 | 2.5577 | -1.9 | -42.6272 | 1.0298 | -42.79 | 4.4348 | -3.405 | -78.2962 | 2.0572 | -4.15 | 3.9557 | -1.8985 | -24.6769 | 2.0981 | -5.63 | 4.117 | -2.0189 | -27.3878 | 0.018218 | 0.59829 | 0.2512 | 0.94647 | 19.0037 | 0.037479 | 0.011981 | 0.01876 | 0.037479 | 0.038224 | -0.075605 | -0.4141 | -0.77955 | -0.075605 | -0.10257 | -0.44957 | -0.77659 | -1.4264 | -0.44957 | -0.49895 | 0.018218 | 0.59829 | 0.2512 | 0.94647 | 19.0037 | 0.037479 | 0.011981 | 0.01876 | 0.037479 | 0.038224 | -0.075605 | -0.4141 | -0.77955 | -0.075605 | -0.10257 | -0.44957 | -0.77659 | -1.4264 | -0.44957 | -0.49895
27 | 0.28 | 0.37 | South/Central | GA | Macon-Middle.Georgia.Rgnl.AP.722170 | 3 | 1376995 | 33.4948 | 13.2857 | 51.9426 | 33.4153 | 18.5273 | 1032.05 | 2.0667 | 6.92 | 3.3029 | -1.2363 | -6.7648 | 0.66711 | -11.66 | 1.9049 | -1.2378 | -24.7151 | 1.0392 | -31.72 | 3.782 | -2.7428 | -60.384 | 2.0667 | 6.92 | 3.3029 | -1.2363 | -6.7648 | 2.1076 | 5.44 | 3.4642 | -1.3566 | -9.4756 | 0.018218 | 0.61021 | 0.24204 | 0.94629 | 18.802 | 0.037651 | 0.012153 | 0.018933 | 0.037651 | 0.038396 | 0.12607 | -0.21242 | -0.57788 | 0.12607 | 0.099106 | -0.12324 | -0.45026 | -1.1001 | -0.12324 | -0.17263 | 0.018218 | 0.61021 | 0.24204 | 0.94629 | 18.802 | 0.037651 | 0.012153 | 0.018933 | 0.037651 | 0.038396 | 0.12607 | -0.21242 | -0.57788 | 0.12607 | 0.099106 | -0.12324 | -0.45026 | -1.1001 | -0.12324 | -0.17263
28 | 0.28 | 0.32 | South/Central | GA | Macon-Middle.Georgia.Rgnl.AP.722170 | 3 | 1376995 | 34.2696 | 12.7344 | 51.9856 | 34.1883 | 17.7973 | 1020.51 | 2.0237 | 18.46 | 2.5299 | -0.50625 | 12.2957 | 0.6241 | -0.12 | 1.1319 | -0.50777 | -5.6546 | 0.99622 | -20.18 | 3.009 | -2.0128 | -41.3236 | 2.0237 | 18.46 | 2.5299 | -0.50625 | 12.2957 | 2.0646 | 16.98 | 2.6912 | -0.62664 | 9.5848 | 0.018218 | 0.62433 | 0.232 | 0.94708 | 18.5917 | 0.036868 | 0.01137 | 0.018149 | 0.036868 | 0.037613 | 0.33631 | -0.0021862 | -0.36764 | 0.33631 | 0.30934 | 0.224 | -0.10302 | -0.75284 | 0.224 | 0.17462 | 0.018218 | 0.62433 | 0.232 | 0.94708 | 18.5917 | 0.036868 | 0.01137 | 0.018149 | 0.036868 | 0.037613 | 0.33631 | -0.0021862 | -0.36764 | 0.33631 | 0.30934 | 0.224 | -0.10302 | -0.75284 | 0.224 | 0.17462
29 | 0.28 | 0.27 | South/Central | GA | Macon-Middle.Georgia.Rgnl.AP.722170 | 3 | 1376995 | 34.8828 | 12.3429 | 52.0567 | 34.8001 | 17.2566 | 1012.5 | 1.9526 | 26.47 | 1.9182 | 0.034406 | 25.9099 | 0.55299 | 7.89 | 0.5201 | 0.032885 | 7.9596 | 0.92511 | -12.17 | 2.3972 | -1.4721 | -27.7094 | 1.9526 | 26.47 | 1.9182 | 0.034406 | 25.9099 | 1.9935 | 24.99 | 2.0795 | -0.085983 | 23.1991 | 0.018218 | 0.6355 | 0.22486 | 0.94837 | 18.4458 | 0.035572 | 0.010074 | 0.016854 | 0.035572 | 0.036317 | 0.48223 | 0.14374 | -0.22171 | 0.48223 | 0.45527 | 0.47203 | 0.14501 | -0.50481 | 0.47203 | 0.42264 | 0.018218 | 0.6355 | 0.22486 | 0.94837 | 18.4458 | 0.035572 | 0.010074 | 0.016854 | 0.035572 | 0.036317 | 0.48223 | 0.14374 | -0.22171 | 0.48223 | 0.45527 | 0.47203 | 0.14501 | -0.50481 | 0.47203 | 0.42264
30 | 0.28 | 0.23 | South/Central | GA | Macon-Middle.Georgia.Rgnl.AP.722170 | 3 | 1376995 | 35.3863 | 12.0501 | 52.1467 | 35.3024 | 16.8444 | 1006.84 | 1.8625 | 32.13 | 1.4159 | 0.44665 | 35.8322 | 0.46294 | 13.55 | 0.017811 | 0.44513 | 17.8819 | 0.83506 | -6.51 | 1.8949 | -1.0599 | -17.7871 | 1.8625 | 32.13 | 1.4159 | 0.44665 | 35.8322 | 1.9034 | 30.65 | 1.5772 | 0.32626 | 33.1214 | 0.018218 | 0.64467 | 0.21953 | 0.95001 | 18.3427 | 0.033932 | 0.0084339 | 0.015213 | 0.033932 | 0.034677 | 0.58535 | 0.24686 | -0.1186 | 0.58535 | 0.55838 | 0.65279 | 0.32577 | -0.32405 | 0.65279 | 0.60341 | 0.018218 | 0.64467 | 0.21953 | 0.95001 | 18.3427 | 0.033932 | 0.0084339 | 0.015213 | 0.033932 | 0.034677 | 0.58535 | 0.24686 | -0.1186 | 0.58535 | 0.55838 | 0.65279 | 0.32577 | -0.32405 | 0.65279 | 0.60341
31 | 0.28 | 0.19 | South/Central | GA | Macon-Middle.Georgia.Rgnl.AP.722170 | 3 | 1376995 | 36.2321 | 11.5271 | 52.2891 | 36.1461 | 16.143 | 997.1 | 1.7202 | 41.87 | 0.5721 | 1.1481 | 52.8537 | 0.32059 | 23.29 | -0.82596 | 1.1466 | 34.9034 | 0.69272 | 3.23 | 1.0512 | -0.35846 | -0.76556 | 1.7202 | 41.87 | 0.5721 | 1.1481 | 52.8537 | 1.7611 | 40.39 | 0.73339 | 1.0277 | 50.1429 | 0.018218 | 0.66008 | 0.21 | 0.95261 | 18.1653 | 0.031338 | 0.0058406 | 0.01262 | 0.031338 | 0.032083 | 0.76279 | 0.4243 | 0.058844 | 0.76279 | 0.73583 | 0.96289 | 0.63587 | -0.013947 | 0.96289 | 0.91351 | 0.018218 | 0.66008 | 0.21 | 0.95261 | 18.1653 | 0.031338 | 0.0058406 | 0.01262 | 0.031338 | 0.032083 | 0.76279 | 0.4243 | 0.058844 | 0.76279 | 0.73583 | 0.96289 | 0.63587 | -0.013947 | 0.96289 | 0.91351
32 | 0.28 | 0.17 | South/Central | GA | Macon-Middle.Georgia.Rgnl.AP.722170 | 3 | 1376995 | 36.6942 | 11.2661 | 52.4002 | 36.6072 | 15.793 | 992.78 | 1.609 | 46.19 | 0.11102 | 1.498 | 60.8319 | 0.20944 | 27.61 | -1.287 | 1.4965 | 42.8816 | 0.58156 | 7.55 | 0.59009 | -0.0085312 | 7.2126 | 1.609 | 46.19 | 0.11102 | 1.498 | 60.8319 | 1.6499 | 44.71 | 0.27231 | 1.3776 | 58.1211 | 0.018218 | 0.6685 | 0.20525 | 0.95463 | 18.0866 | 0.029313 | 0.0038156 | 0.010595 | 0.029313 | 0.030058 | 0.84149 | 0.503 | 0.13755 | 0.84149 | 0.81453 | 1.1082 | 0.78122 | 0.1314 | 1.1082 | 1.0589 | 0.018218 | 0.6685 | 0.20525 | 0.95463 | 18.0866 | 0.029313 | 0.0038156 | 0.010595 | 0.029313 | 0.030058 | 0.84149 | 0.503 | 0.13755 | 0.84149 | 0.81453 | 1.1082 | 0.78122 | 0.1314 | 1.1082 | 1.0589
33 | 0.27 | 0.47 | South/Central | GA | Macon-Middle.Georgia.Rgnl.AP.722170 | 3 | 1376995 | 31.9367 | 14.36 | 51.8006 | 31.8609 | 19.9397 | 1053.5 | 2.2087 | -14.53 | 4.8573 | -2.6487 | -42.8909 | 0.80908 | -33.11 | 3.4593 | -2.6502 | -60.8412 | 1.1812 | -53.17 | 5.3364 | -4.1552 | -96.5102 | 2.2087 | -14.53 | 4.8573 | -2.6487 | -42.8909 | 2.2496 | -16.01 | 5.0186 | -2.769 | -45.6018 | 0.018218 | 0.58183 | 0.26161 | 0.94371 | 19.1928 | 0.040238 | 0.01474 | 0.021519 | 0.040238 | 0.040983 | -0.26471 | -0.6032 | -0.96866 | -0.26471 | -0.29167 | -0.78139 | -1.1084 | -1.7582 | -0.78139 | -0.83078 | 0.018218 | 0.58183 | 0.26161 | 0.94371 | 19.1928 | 0.040238 | 0.01474 | 0.021519 | 0.040238 | 0.040983 | -0.26471 | -0.6032 | -0.96866 | -0.26471 | -0.29167 | -0.78139 | -1.1084 | -1.7582 | -0.78139 | -0.83078
34 | 0.27 | 0.42 | South/Central | GA | Macon-Middle.Georgia.Rgnl.AP.722170 | 3 | 1376995 | 32.5802 | 13.7886 | 51.673 | 32.5029 | 19.1701 | 1039.09 | 2.3363 | -0.12 | 4.2153 | -1.8791 | -20.5839 | 0.93669 | -18.7 | 2.8173 | -1.8806 | -38.5342 | 1.3088 | -38.76 | 4.6944 | -3.3856 | -74.2031 | 2.3363 | -0.12 | 4.2153 | -1.8791 | -20.5839 | 2.3772 | -1.6 | 4.3766 | -1.9995 | -23.2947 | 0.018218 | 0.59355 | 0.2512 | 0.94138 | 18.9302 | 0.042562 | 0.017065 | 0.023844 | 0.042562 | 0.043307 | -0.0021862 | -0.34068 | -0.70613 | -0.0021862 | -0.029149 | -0.375 | -0.70202 | -1.3518 | -0.375 | -0.42438 | 0.018218 | 0.59355 | 0.2512 | 0.94138 | 18.9302 | 0.042562 | 0.017065 | 0.023844 | 0.042562 | 0.043307 | -0.0021862 | -0.34068 | -0.70613 | -0.0021862 | -0.029149 | -0.375 | -0.70202 | -1.3518 | -0.375 | -0.42438
35 | 0.27 | 0.37 | South/Central | GA | Macon-Middle.Georgia.Rgnl.AP.722170 | 3 | 1376995 | 33.1239 | 13.3767 | 51.6733 | 33.0453 | 18.628 | 1030.13 | 2.336 | 8.84 | 3.673 | -1.337 | -6.0245 | 0.93641 | -9.74 | 2.2749 | -1.3385 | -23.9748 | 1.3085 | -29.8 | 4.152 | -2.8435 | -59.6438 | 2.336 | 8.84 | 3.673 | -1.337 | -6.0245 | 2.3769 | 7.36 | 3.8343 | -1.4574 | -8.7353 | 0.018218 | 0.60345 | 0.2437 | 0.94139 | 18.767 | 0.042557 | 0.01706 | 0.023839 | 0.042557 | 0.043302 | 0.16105 | -0.17744 | -0.5429 | 0.16105 | 0.13409 | -0.10975 | -0.43677 | -1.0866 | -0.10975 | -0.15914 | 0.018218 | 0.60345 | 0.2437 | 0.94139 | 18.767 | 0.042557 | 0.01706 | 0.023839 | 0.042557 | 0.043302 | 0.16105 | -0.17744 | -0.5429 | 0.16105 | 0.13409 | -0.10975 | -0.43677 | -1.0866 | -0.10975 | -0.15914
36 | 0.27 | 0.32 | South/Central | GA | Macon-Middle.Georgia.Rgnl.AP.722170 | 3 | 1376995 | 33.8278 | 12.8847 | 51.7148 | 33.7476 | 17.9673 | 1019.72 | 2.2944 | 19.25 | 2.9707 | -0.67625 | 11.1931 | 0.89484 | 0.67 | 1.5726 | -0.67777 | -6.7572 | 1.267 | -19.39 | 3.4497 | -2.1828 | -42.4262 | 2.2944 | 19.25 | 2.9707 | -0.67625 | 11.1931 | 2.3353 | 17.77 | 3.132 | -0.79664 | 8.4823 | 0.018218 | 0.61628 | 0.23473 | 0.94215 | 18.5773 | 0.0418 | 0.016302 | 0.023082 | 0.0418 | 0.042545 | 0.3507 | 0.012206 | -0.35325 | 0.3507 | 0.32374 | 0.20392 | -0.1231 | -0.77292 | 0.20392 | 0.15453 | 0.018218 | 0.61628 | 0.23473 | 0.94215 | 18.5773 | 0.0418 | 0.016302 | 0.023082 | 0.0418 | 0.042545 | 0.3507 | 0.012206 | -0.35325 | 0.3507 | 0.32374 | 0.20392 | -0.1231 | -0.77292 | 0.20392 | 0.15453
37 | 0.27 | 0.27 | South/Central | GA | Macon-Middle.Georgia.Rgnl.AP.722170 | 3 | 1376995 | 34.5021 | 12.4235 | 51.7666 | 34.4203 | 17.3464 | 1010.12 | 2.2426 | 28.85 | 2.298 | -0.055345 | 27.2103 | 0.84303 | 10.27 | 0.8999 | -0.056866 | 9.26 | 1.2152 | -9.79 | 2.777 | -1.5619 | -26.409 | 2.2426 | 28.85 | 2.298 | -0.055345 | 27.2103 | 2.2835 | 27.37 | 2.4592 | -0.17573 | 24.4994 | 0.018218 | 0.62856 | 0.22633 | 0.94309 | 18.4025 | 0.040856 | 0.015358 | 0.022138 | 0.040856 | 0.041601 | 0.52559 | 0.1871 | -0.17836 | 0.52559 | 0.49863 | 0.49572 | 0.1687 | -0.48112 | 0.49572 | 0.44633 | 0.018218 | 0.62856 | 0.22633 | 0.94309 | 18.4025 | 0.040856 | 0.015358 | 0.022138 | 0.040856 | 0.041601 | 0.52559 | 0.1871 | -0.17836 | 0.52559 | 0.49863 | 0.49572 | 0.1687 | -0.48112 | 0.49572 | 0.44633
38 | 0.27 | 0.23 | South/Central | GA | Macon-Middle.Georgia.Rgnl.AP.722170 | 3 | 1376995 | 35.0863 | 12.0599 | 51.8466 | 35.0031 | 16.8435 | 1002.83 | 2.1627 | 36.14 | 1.7152 | 0.44752 | 39.6964 | 0.76311 | 17.56 | 0.31711 | 0.446 | 21.7461 | 1.1352 | -2.5 | 2.1942 | -1.059 | -13.9228 | 2.1627 | 36.14 | 1.7152 | 0.44752 | 39.6964 | 2.2036 | 34.66 | 1.8765 | 0.32713 | 36.9856 | 0.018218 | 0.63921 | 0.21971 | 0.94455 | 18.2696 | 0.0394 | 0.013902 | 0.020682 | 0.0394 | 0.040145 | 0.6584 | 0.31991 | -0.045545 | 0.6584 | 0.63144 | 0.72319 | 0.39617 | -0.25365 | 0.72319 | 0.67381 | 0.018218 | 0.63921 | 0.21971 | 0.94455 | 18.2696 | 0.0394 | 0.013902 | 0.020682 | 0.0394 | 0.040145 | 0.6584 | 0.31991 | -0.045545 | 0.6584 | 0.63144 | 0.72319 | 0.39617 | -0.25365 | 0.72319 | 0.67381
39 | 0.27 | 0.19 | South/Central | GA | Macon-Middle.Georgia.Rgnl.AP.722170 | 3 | 1376995 | 35.9409 | 11.5376 | 51.9989 | 35.8556 | 16.1432 | 993.27 | 2.0104 | 45.7 | 0.8626 | 1.1478 | 56.5601 | 0.61082 | 27.12 | -0.53546 | 1.1463 | 38.6099 | 0.98294 | 7.06 | 1.3417 | -0.35873 | 2.9409 | 2.0104 | 45.7 | 0.8626 | 1.1478 | 56.5601 | 2.0513 | 44.22 | 1.0239 | 1.0274 | 53.8493 | 0.018218 | 0.65477 | 0.21019 | 0.94732 | 18.0955 | 0.036626 | 0.011128 | 0.017907 | 0.036626 | 0.037371 | 0.83257 | 0.49407 | 0.12862 | 0.83257 | 0.8056 | 1.0304 | 0.7034 | 0.053577 | 1.0304 | 0.98103 | 0.018218 | 0.65477 | 0.21019 | 0.94732 | 18.0955 | 0.036626 | 0.011128 | 0.017907 | 0.036626 | 0.037371 | 0.83257 | 0.49407 | 0.12862 | 0.83257 | 0.8056 | 1.0304 | 0.7034 | 0.053577 | 1.0304 | 0.98103
40 | 0.27 | 0.17 | South/Central | GA | Macon-Middle.Georgia.Rgnl.AP.722170 | 3 | 1376995 | 36.3937 | 11.2767 | 52.1094 | 36.3074 | 15.802 | 989.07 | 1.8999 | 49.9 | 0.41085 | 1.489 | 64.3115 | 0.50027 | 31.32 | -0.98721 | 1.4875 | 46.3613 | 0.87239 | 11.26 | 0.88993 | -0.017535 | 10.6923 | 1.8999 | 49.9 | 0.41085 | 1.489 | 64.3115 | 1.9407 | 48.42 | 0.57214 | 1.3686 | 61.6007 | 0.018218 | 0.66302 | 0.20544 | 0.94933 | 18.019 | 0.034612 | 0.0091139 | 0.015893 | 0.034612 | 0.035357 | 0.90908 | 0.57059 | 0.20514 | 0.90908 | 0.88212 | 1.1716 | 0.84461 | 0.19479 | 1.1716 | 1.1222 | 0.018218 | 0.66302 | 0.20544 | 0.94933 | 18.019 | 0.034612 | 0.0091139 | 0.015893 | 0.034612 | 0.035357 | 0.90908 | 0.57059 | 0.20514 | 0.90908 | 0.88212 | 1.1716 | 0.84461 | 0.19479 | 1.1716 | 1.1222
41 | 0.26 | 0.47 | South/Central | GA | Macon-Middle.Georgia.Rgnl.AP.722170 | 3 | 1376995 | 31.6966 | 14.3402 | 51.5307 | 31.6213 | 19.9093 | 1049.4 | 2.4786 | -10.43 | 5.0969 | -2.6183 | -38.6216 | 1.079 | -29.01 | 3.6988 | -2.6198 | -56.5719 | 1.4511 | -49.07 | 5.576 | -4.1248 | -92.2409 | 2.4786 | -10.43 | 5.0969 | -2.6183 | -38.6216 | 2.5195 | -11.91 | 5.2582 | -2.7387 | -41.3325 | 0.018218 | 0.57745 | 0.26125 | 0.93879 | 19.1181 | 0.045155 | 0.019657 | 0.026437 | 0.045155 | 0.0459 | -0.19001 | -0.52851 | -0.89396 | -0.19001 | -0.21698 | -0.70361 | -1.0306 | -1.6805 | -0.70361 | -0.753 | 0.018218 | 0.57745 | 0.26125 | 0.93879 | 19.1181 | 0.045155 | 0.019657 | 0.026437 | 0.045155 | 0.0459 | -0.19001 | -0.52851 | -0.89396 | -0.19001 | -0.21698 | -0.70361 | -1.0306 | -1.6805 | -0.70361 | -0.753
42 | 0.26 | 0.42 | South/Central | GA | Macon-Middle.Georgia.Rgnl.AP.722170 | 3 | 1376995 | 32.3099 | 13.7886 | 51.4018 | 32.2332 | 19.1686 | 1035.46 | 2.6075 | 3.51 | 4.4851 | -1.8776 | -17.074 | 1.2079 | -15.07 | 3.087 | -1.8791 | -35.0243 | 1.58 | -35.13 | 4.9641 | -3.3841 | -70.6932 | 2.6075 | 3.51 | 4.4851 | -1.8776 | -17.074 | 2.6484 | 2.03 | 4.6463 | -1.998 | -19.7848 | 0.018218 | 0.58862 | 0.2512 | 0.93644 | 18.8641 | 0.047503 | 0.022005 | 0.028785 | 0.047503 | 0.048248 | 0.063945 | -0.27455 | -0.64 | 0.063945 | 0.036983 | -0.31106 | -0.63808 | -1.2879 | -0.31106 | -0.36044 | 0.018218 | 0.58862 | 0.2512 | 0.93644 | 18.8641 | 0.047503 | 0.022005 | 0.028785 | 0.047503 | 0.048248 | 0.063945 | -0.27455 | -0.64 | 0.063945 | 0.036983 | -0.31106 | -0.63808 | -1.2879 | -0.31106 | -0.36044
43 | 0.26 | 0.37 | South/Central | GA | Macon-Middle.Georgia.Rgnl.AP.722170 | 3 | 1376995 | 32.7431 | 13.4774 | 51.4126 | 32.6654 | 18.7472 | 1028.6 | 2.5966 | 10.37 | 4.0529 | -1.4562 | -5.8924 | 1.1971 | -8.21 | 2.6548 | -1.4577 | -23.8427 | 1.5692 | -28.27 | 4.5319 | -2.9627 | -59.5117 | 2.5966 | 10.37 | 4.0529 | -1.4562 | -5.8924 | 2.6375 | 8.89 | 4.2141 | -1.5766 | -8.6033 | 0.018218 | 0.59652 | 0.24553 | 0.93664 | 18.7391 | 0.047306 | 0.021808 | 0.028588 | 0.047306 | 0.048051 | 0.18892 | -0.14957 | -0.51503 | 0.18892 | 0.16196 | -0.10735 | -0.43437 | -1.0842 | -0.10735 | -0.15674 | 0.018218 | 0.59652 | 0.24553 | 0.93664 | 18.7391 | 0.047306 | 0.021808 | 0.028588 | 0.047306 | 0.048051 | 0.18892 | -0.14957 | -0.51503 | 0.18892 | 0.16196 | -0.10735 | -0.43437 | -1.0842 | -0.10735 | -0.15674
44 | 0.26 | 0.32 | South/Central | GA | Macon-Middle.Georgia.Rgnl.AP.722170 | 3 | 1376995 | 33.3467 | 13.0651 | 51.4538 | 33.2676 | 18.1863 | 1019.85 | 2.5554 | 19.12 | 3.4507 | -0.89523 | 8.6504 | 1.1558 | 0.54 | 2.0526 | -0.89675 | -9.2999 | 1.528 | -19.52 | 3.9297 | -2.4018 | -44.9689 | 2.5554 | 19.12 | 3.4507 | -0.89523 | 8.6504 | 2.5963 | 17.64 | 3.612 | -1.0156 | 5.9395 | 0.018218 | 0.60751 | 0.23802 | 0.93739 | 18.5797 | 0.046555 | 0.021057 | 0.027837 | 0.046555 | 0.0473 | 0.34833 | 0.0098378 | -0.35562 | 0.34833 | 0.32137 | 0.15759 | -0.16943 | -0.81925 | 0.15759 | 0.10821 | 0.018218 | 0.60751 | 0.23802 | 0.93739 | 18.5797 | 0.046555 | 0.021057 | 0.027837 | 0.046555 | 0.0473 | 0.34833 | 0.0098378 | -0.35562 | 0.34833 | 0.32137 | 0.15759 | -0.16943 | -0.81925 | 0.15759 | 0.10821
45 | 0.26 | 0.27 | South/Central | GA | Macon-Middle.Georgia.Rgnl.AP.722170 | 3 | 1376995 | 34.1214 | 12.5133 | 51.4769 | 34.0404 | 17.4365 | 1007.74 | 2.5324 | 31.23 | 2.6779 | -0.14546 | 28.4975 | 1.1328 | 12.65 | 1.2798 | -0.14698 | 10.5472 | 1.5049 | -7.41 | 3.1569 | -1.652 | -25.1218 | 2.5324 | 31.23 | 2.6779 | -0.14546 | 28.4975 | 2.5733 | 29.75 | 2.8391 | -0.26585 | 25.7867 | 0.018218 | 0.62163 | 0.22797 | 0.93781 | 18.3591 | 0.046135 | 0.020638 | 0.027417 | 0.046135 | 0.04688 | 0.56895 | 0.23046 | -0.135 | 0.56895 | 0.54199 | 0.51917 | 0.19215 | -0.45767 | 0.51917 | 0.46978 | 0.018218 | 0.62163 | 0.22797 | 0.93781 | 18.3591 | 0.046135 | 0.020638 | 0.027417 | 0.046135 | 0.04688 | 0.56895 | 0.23046 | -0.135 | 0.56895 | 0.54199 | 0.51917 | 0.19215 | -0.45767 | 0.51917 | 0.46978
46 | 0.26 | 0.23 | South/Central | GA | Macon-Middle.Georgia.Rgnl.AP.722170 | 3 | 1376995 | 34.7956 | 12.0702 | 51.566 | 34.7131 | 16.8529 | 999.26 | 2.4432 | 39.71 | 2.0051 | 0.43811 | 43.0337 | 1.0437 | 21.13 | 0.60707 | 0.43659 | 25.0834 | 1.4158 | 1.07 | 2.4842 | -1.0684 | -10.5856 | 2.4432 | 39.71 | 2.0051 | 0.43811 | 43.0337 | 2.4841 | 38.23 | 2.1664 | 0.31772 | 40.3229 | 0.018218 | 0.63391 | 0.2199 | 0.93943 | 18.2046 | 0.044511 | 0.019013 | 0.025793 | 0.044511 | 0.045256 | 0.72344 | 0.38495 | 0.019493 | 0.72344 | 0.69648 | 0.78399 | 0.45697 | -0.19285 | 0.78399 | 0.73461 | 0.018218 | 0.63391 | 0.2199 | 0.93943 | 18.2046 | 0.044511 | 0.019013 | 0.025793 | 0.044511 | 0.045256 | 0.72344 | 0.38495 | 0.019493 | 0.72344 | 0.69648 | 0.78399 | 0.45697 | -0.19285 | 0.78399 | 0.73461
47 | 0.26 | 0.19 | South/Central | GA | Macon-Middle.Georgia.Rgnl.AP.722170 | 3 | 1376995 | 35.631 | 11.547 | 51.6979 | 35.5465 | 16.1515 | 989.4 | 2.3113 | 49.57 | 1.1718 | 1.1396 | 60.1899 | 0.91175 | 30.99 | -0.22629 | 1.138 | 42.2396 | 1.2839 | 10.93 | 1.6508 | -0.36697 | 6.5706 | 2.3113 | 49.57 | 1.1718 | 1.1396 | 60.1899 | 2.3522 | 48.09 | 1.3331 | 1.0192 | 57.479 | 0.018218 | 0.64913 | 0.21037 | 0.94184 | 18.025 | 0.042108 | 0.01661 | 0.02339 | 0.042108 | 0.042853 | 0.90307 | 0.56458 | 0.19912 | 0.90307 | 0.87611 | 1.0965 | 0.76952 | 0.1197 | 1.0965 | 1.0472 | 0.018218 | 0.64913 | 0.21037 | 0.94184 | 18.025 | 0.042108 | 0.01661 | 0.02339 | 0.042108 | 0.042853 | 0.90307 | 0.56458 | 0.19912 | 0.90307 | 0.87611 | 1.0965 | 0.76952 | 0.1197 | 1.0965 | 1.0472
48 | 0.26 | 0.17 | South/Central | GA | Macon-Middle.Georgia.Rgnl.AP.722170 | 3 | 1376995 | 36.0839 | 11.2958 | 51.8096 | 35.9983 | 15.8113 | 985.25 | 2.1996 | 53.72 | 0.71992 | 1.4797 | 67.8987 | 0.80007 | 35.14 | -0.67814 | 1.4782 | 49.9484 | 1.1722 | 15.08 | 1.199 | -0.026808 | 14.2794 | 2.1996 | 53.72 | 0.71992 | 1.4797 | 67.8987 | 2.2405 | 52.24 | 0.88121 | 1.3593 | 65.1879 | 0.018218 | 0.65738 | 0.20579 | 0.94387 | 17.9494 | 0.040073 | 0.014576 | 0.021355 | 0.040073 | 0.040818 | 0.97868 | 0.64018 | 0.27473 | 0.97868 | 0.95171 | 1.237 | 0.90996 | 0.26014 | 1.237 | 1.1876 | 0.018218 | 0.65738 | 0.20579 | 0.94387 | 17.9494 | 0.040073 | 0.014576 | 0.021355 | 0.040073 | 0.040818 | 0.97868 | 0.64018 | 0.27473 | 0.97868 | 0.95171 | 1.237 | 0.90996 | 0.26014 | 1.237 | 1.1876
49 | 0.25 | 0.47 | South/Central | GA | Macon-Middle.Georgia.Rgnl.AP.722170 | 3 | 1376995 | 31.456 | 14.3299 | 51.2698 | 31.3813 | 19.8885 | 1045.57 | 2.7395 | -6.6 | 5.3369 | -2.5975 | -34.7234 | 1.3399 | -25.18 | 3.9388 | -2.599 | -52.6736 | 1.712 | -45.24 | 5.816 | -4.104 | -88.3426 | 2.7395 | -6.6 | 5.3369 | -2.5975 | -34.7234 | 2.7803 | -8.08 | 5.4982 | -2.7178 | -37.4342 | 0.018218 | 0.57307 | 0.26106 | 0.93404 | 19.0483 | 0.049908 | 0.02441 | 0.031189 | 0.049908 | 0.050653 | -0.12024 | -0.45873 | -0.82419 | -0.12024 | -0.1472 | -0.63259 | -0.95961 | -1.6094 | -0.63259 | -0.68198 | 0.018218 | 0.57307 | 0.26106 | 0.93404 | 19.0483 | 0.049908 | 0.02441 | 0.031189 | 0.049908 | 0.050653 | -0.12024 | -0.45873 | -0.82419 | -0.12024 | -0.1472 | -0.63259 | -0.95961 | -1.6094 | -0.63259 | -0.68198
50 | 0.25 | 0.42 | South/Central | GA | Macon-Middle.Georgia.Rgnl.AP.722170 | 3 | 1376995 | 32.0399 | 13.7886 | 51.1217 | 31.9638 | 19.1579 | 1031.53 | 2.8875 | 7.44 | 4.7545 | -1.8669 | -13.2031 | 1.488 | -11.14 | 3.3564 | -1.8684 | -31.1534 | 1.8601 | -31.2 | 5.2335 | -3.3734 | -66.8224 | 2.8875 | 7.44 | 4.7545 | -1.8669 | -13.2031 | 2.9284 | 5.96 | 4.9157 | -1.9873 | -15.9139 | 0.018218 | 0.58371 | 0.2512 | 0.93134 | 18.7925 | 0.052605 | 0.027108 | 0.033887 | 0.052605 | 0.053351 | 0.13554 | -0.20295 | -0.5684 | 0.13554 | 0.10858 | -0.24054 | -0.56755 | -1.2174 | -0.24054 | -0.28992 | 0.018218 | 0.58371 | 0.2512 | 0.93134 | 18.7925 | 0.052605 | 0.027108 | 0.033887 | 0.052605 | 0.053351 | 0.13554 | -0.20295 | -0.5684 | 0.13554 | 0.10858 | -0.24054 | -0.56755 | -1.2174 | -0.24054 | -0.28992
51 | 0.25 | 0.37 | South/Central | GA | Macon-Middle.Georgia.Rgnl.AP.722170 | 3 | 1376995 | 32.3623 | 13.5877 | 51.1622 | 32.2855 | 18.8767 | 1027.39 | 2.8471 | 11.58 | 4.4328 | -1.5857 | -6.1652 | 1.4475 | -7 | 3.0347 | -1.5872 | -24.1154 | 1.8196 | -27.06 | 4.9118 | -3.0922 | -59.7844 | 2.8471 | 11.58 | 4.4328 | -1.5857 | -6.1652 | 2.888 | 10.1 | 4.594 | -1.706 | -8.876 | 0.018218 | 0.58958 | 0.24754 | 0.93208 | 18.7171 | 0.051869 | 0.026371 | 0.03315 | 0.051869 | 0.052614 | 0.21097 | -0.12753 | -0.49298 | 0.21097 | 0.184 | -0.11232 | -0.43934 | -1.0892 | -0.11232 | -0.1617 | 0.018218 | 0.58958 | 0.24754 | 0.93208 | 18.7171 | 0.051869 | 0.026371 | 0.03315 | 0.051869 | 0.052614 | 0.21097 | -0.12753 | -0.49298 | 0.21097 | 0.184 | -0.11232 | -0.43934 | -1.0892 | -0.11232 | -0.1617
52 | 0.25 | 0.32 | South/Central | GA | Macon-Middle.Georgia.Rgnl.AP.722170 | 3 | 1376995 | 32.8655 | 13.2549 | 51.2017 | 32.7875 | 18.4143 | 1020.24 | 2.8075 | 18.73 | 3.9308 | -1.1232 | 5.7508 | 1.4079 | 0.15 | 2.5327 | -1.1248 | -12.1995 | 1.7801 | -19.91 | 4.4098 | -2.6298 | -47.8685 | 2.8075 | 18.73 | 3.9308 | -1.1232 | 5.7508 | 2.8484 | 17.25 | 4.092 | -1.2436 | 3.0399 | 0.018218 | 0.59875 | 0.24148 | 0.9328 | 18.5868 | 0.051148 | 0.02565 | 0.032429 | 0.051148 | 0.051893 | 0.34122 | 0.0027327 | -0.36272 | 0.34122 | 0.31426 | 0.10477 | -0.22225 | -0.87207 | 0.10477 | 0.055382 | 0.018218 | 0.59875 | 0.24148 | 0.9328 | 18.5868 | 0.051148 | 0.02565 | 0.032429 | 0.051148 | 0.051893 | 0.34122 | 0.0027327 | -0.36272 | 0.34122 | 0.31426 | 0.10477 | -0.22225 | -0.87207 | 0.10477 | 0.055382
53 | 0.25 | 0.27 | South/Central | GA | Macon-Middle.Georgia.Rgnl.AP.722170 | 3 | 1376995 | 33.7311 | 12.6031 | 51.1958 | 33.651 | 17.5447 | 1005.79 | 2.8135 | 33.18 | 3.0672 | -0.25369 | 29.1872 | 1.4139 | 14.6 | 1.6691 | -0.25521 | 11.2369 | 1.786 | -5.46 | 3.5463 | -1.7602 | -24.4321 | 2.8135 | 33.18 | 3.0672 | -0.25369 | 29.1872 | 2.8544 | 31.7 | 3.2285 | -0.37407 | 26.4763 | 0.018218 | 0.61452 | 0.2296 | 0.93269 | 18.3236 | 0.051256 | 0.025759 | 0.032538 | 0.051256 | 0.052002 | 0.60448 | 0.26598 | -0.099471 | 0.60448 | 0.57751 | 0.53173 | 0.20471 | -0.44511 | 0.53173 | 0.48235 | 0.018218 | 0.61452 | 0.2296 | 0.93269 | 18.3236 | 0.051256 | 0.025759 | 0.032538 | 0.051256 | 0.052002 | 0.60448 | 0.26598 | -0.099471 | 0.60448 | 0.57751 | 0.53173 | 0.20471 | -0.44511 | 0.53173 | 0.48235
54 | 0.25 | 0.23 | South/Central | GA | Macon-Middle.Georgia.Rgnl.AP.722170 | 3 | 1376995 | 34.4957 | 12.0802 | 51.2663 | 34.4138 | 16.8525 | 995.28 | 2.743 | 43.69 | 2.3044 | 0.43855 | 46.8812 | 1.3434 | 25.11 | 0.90637 | 0.43703 | 28.9309 | 1.7155 | 5.05 | 2.7835 | -1.068 | -6.7381 | 2.743 | 43.69 | 2.3044 | 0.43855 | 46.8812 | 2.7839 | 42.21 | 2.4657 | 0.31816 | 44.1704 | 0.018218 | 0.62845 | 0.22008 | 0.93397 | 18.1321 | 0.049972 | 0.024474 | 0.031254 | 0.049972 | 0.050717 | 0.79595 | 0.45746 | 0.092001 | 0.79595 | 0.76899 | 0.85409 | 0.52707 | -0.12275 | 0.85409 | 0.8047 | 0.018218 | 0.62845 | 0.22008 | 0.93397 | 18.1321 | 0.049972 | 0.024474 | 0.031254 | 0.049972 | 0.050717 | 0.79595 | 0.45746 | 0.092001 | 0.79595 | 0.76899 | 0.85409 | 0.52707 | -0.12275 | 0.85409 | 0.8047
55 | 0.25 | 0.19 | South/Central | GA | Macon-Middle.Georgia.Rgnl.AP.722170 | 3 | 1376995 | 35.3304 | 11.5576 | 51.407 | 35.2465 | 16.1605 | 985.69 | 2.6023 | 53.28 | 1.4717 | 1.1306 | 63.6709 | 1.2027 | 34.7 | 0.073638 | 1.129 | 45.7206 | 1.5748 | 14.64 | 1.9508 | -0.37597 | 10.0516 | 2.6023 | 53.28 | 1.4717 | 1.1306 | 63.6709 | 2.6432 | 51.8 | 1.633 | 1.0102 | 60.96 | 0.018218 | 0.64365 | 0.21056 | 0.93654 | 17.9574 | 0.047408 | 0.021911 | 0.02869 | 0.047408 | 0.048153 | 0.97066 | 0.63217 | 0.26671 | 0.97066 | 0.9437 | 1.16 | 0.83294 | 0.18312 | 1.16 | 1.1106 | 0.018218 | 0.64365 | 0.21056 | 0.93654 | 17.9574 | 0.047408 | 0.021911 | 0.02869 | 0.047408 | 0.048153 | 0.97066 | 0.63217 | 0.26671 | 0.97066 | 0.9437 | 1.16 | 0.83294 | 0.18312 | 1.16 | 1.1106
56 | 0.25 | 0.17 | South/Central | GA | Macon-Middle.Georgia.Rgnl.AP.722170 | 3 | 1376995 | 35.7826 | 11.3058 | 51.5174 | 35.6976 | 15.8198 | 981.52 | 2.4918 | 57.45 | 1.0206 | 1.4713 | 71.4103 | 1.0923 | 38.87 | -0.37747 | 1.4697 | 53.46 | 1.4644 | 18.81 | 1.4997 | -0.035275 | 17.791 | 2.4918 | 57.45 | 1.0206 | 1.4713 | 71.4103 | 2.5327 | 55.97 | 1.1819 | 1.3509 | 68.6995 | 0.018218 | 0.65189 | 0.20597 | 0.93855 | 17.8814 | 0.045397 | 0.019899 | 0.026678 | 0.045397 | 0.046142 | 1.0466 | 0.70814 | 0.34268 | 1.0466 | 1.0197 | 1.301 | 0.97394 | 0.32412 | 1.301 | 1.2516 | 0.018218 | 0.65189 | 0.20597 | 0.93855 | 17.8814 | 0.045397 | 0.019899 | 0.026678 | 0.045397 | 0.046142 | 1.0466 | 0.70814 | 0.34268 | 1.0466 | 1.0197 | 1.301 | 0.97394 | 0.32412 | 1.301 | 1.2516
57 | 0.24 | 0.47 | South/Central | GA | Macon-Middle.Georgia.Rgnl.AP.722170 | 3 | 1376995 | 31.1662 | 14.3405 | 50.9898 | 31.0922 | 19.8976 | 1041.97 | 3.0194 | -3 | 5.626 | -2.6066 | -31.3858 | 1.6199 | -21.58 | 4.228 | -2.6081 | -49.3361 | 1.992 | -41.64 | 6.1051 | -4.1131 | -85.0051 | 3.0194 | -3 | 5.626 | -2.6066 | -31.3858 | 3.0603 | -4.48 | 5.7873 | -2.727 | -34.0966 | 0.018218 | 0.56779 | 0.26126 | 0.92894 | 18.9827 | 0.055009 | 0.029511 | 0.03629 | 0.055009 | 0.055754 | -0.054654 | -0.39315 | -0.7586 | -0.054654 | -0.081617 | -0.57179 | -0.89881 | -1.5486 | -0.57179 | -0.62118 | 0.018218 | 0.56779 | 0.26126 | 0.92894 | 18.9827 | 0.055009 | 0.029511 | 0.03629 | 0.055009 | 0.055754 | -0.054654 | -0.39315 | -0.7586 | -0.054654 | -0.081617 | -0.57179 | -0.89881 | -1.5486 | -0.57179 | -0.62118
58 | 0.24 | 0.42 | South/Central | GA | Macon-Middle.Georgia.Rgnl.AP.722170 | 3 | 1376995 | 31.7499 | 13.7992 | 50.8329 | 31.6744 | 19.1584 | 1027.68 | 3.1764 | 11.29 | 5.0438 | -1.8674 | -9.5207 | 1.7768 | -7.29 | 3.6457 | -1.8689 | -27.471 | 2.1489 | -27.35 | 5.5229 | -3.3739 | -63.14 | 3.1764 | 11.29 | 5.0438 | -1.8674 | -9.5207 | 3.2173 | 9.81 | 5.2051 | -1.9878 | -12.2316 | 0.018218 | 0.57842 | 0.25139 | 0.92608 | 18.7224 | 0.057867 | 0.03237 | 0.039149 | 0.057867 | 0.058612 | 0.20568 | -0.13281 | -0.49826 | 0.20568 | 0.17872 | -0.17345 | -0.50047 | -1.1503 | -0.17345 | -0.22284 | 0.018218 | 0.57842 | 0.25139 | 0.92608 | 18.7224 | 0.057867 | 0.03237 | 0.039149 | 0.057867 | 0.058612 | 0.20568 | -0.13281 | -0.49826 | 0.20568 | 0.17872 | -0.17345 | -0.50047 | -1.1503 | -0.17345 | -0.22284
59 | 0.24 | 0.37 | South/Central | GA | Macon-Middle.Georgia.Rgnl.AP.722170 | 3 | 1376995 | 32.0815 | 13.6069 | 50.8911 | 32.0053 | 18.8858 | 1023.94 | 3.1181 | 15.03 | 4.7129 | -1.5948 | -2.942 | 1.7186 | -3.55 | 3.3149 | -1.5963 | -20.8923 | 2.0907 | -23.61 | 5.192 | -3.1013 | -56.5613 | 3.1181 | 15.03 | 4.7129 | -1.5948 | -2.942 | 3.159 | 13.55 | 4.8742 | -1.7152 | -5.6528 | 0.018218 | 0.58446 | 0.24789 | 0.92714 | 18.6542 | 0.056807 | 0.031309 | 0.038088 | 0.056807 | 0.057552 | 0.27382 | -0.064674 | -0.43013 | 0.27382 | 0.24686 | -0.053598 | -0.38062 | -1.0304 | -0.053598 | -0.10298 | 0.018218 | 0.58446 | 0.24789 | 0.92714 | 18.6542 | 0.056807 | 0.031309 | 0.038088 | 0.056807 | 0.057552 | 0.27382 | -0.064674 | -0.43013 | 0.27382 | 0.24686 | -0.053598 | -0.38062 | -1.0304 | -0.053598 | -0.10298
60 | 0.24 | 0.32 | South/Central | GA | Macon-Middle.Georgia.Rgnl.AP.722170 | 3 | 1376995 | 32.5749 | 13.2655 | 50.912 | 32.4975 | 18.4145 | 1016.39 | 3.0973 | 22.58 | 4.2207 | -1.1234 | 9.4536 | 1.6977 | 4 | 2.8227 | -1.125 | -8.4967 | 2.0698 | -16.06 | 4.6998 | -2.63 | -44.1657 | 3.0973 | 22.58 | 4.2207 | -1.1234 | 9.4536 | 3.1382 | 21.1 | 4.382 | -1.2438 | 6.7428 | 0.018218 | 0.59345 | 0.24167 | 0.92752 | 18.5167 | 0.056427 | 0.030929 | 0.037708 | 0.056427 | 0.057172 | 0.41136 | 0.072872 | -0.29258 | 0.41136 | 0.3844 | 0.17223 | -0.15479 | -0.80461 | 0.17223 | 0.12284 | 0.018218 | 0.59345 | 0.24167 | 0.92752 | 18.5167 | 0.056427 | 0.030929 | 0.037708 | 0.056427 | 0.057172 | 0.41136 | 0.072872 | -0.29258 | 0.41136 | 0.3844 | 0.17223 | -0.15479 | -0.80461 | 0.17223 | 0.12284
61 | 0.24 | 0.27 | South/Central | GA | Macon-Middle.Georgia.Rgnl.AP.722170 | 3 | 1376995 | 33.4398 | 12.6129 | 50.9042 | 33.3604 | 17.5438 | 1001.9 | 3.1051 | 37.07 | 3.3579 | -0.25282 | 32.9414 | 1.7055 | 18.49 | 1.9598 | -0.25434 | 14.9911 | 2.0776 | -1.57 | 3.8369 | -1.7594 | -20.6779 | 3.1051 | 37.07 | 3.3579 | -0.25282 | 32.9414 | 3.146 | 35.59 | 3.5192 | -0.37321 | 30.2306 | 0.018218 | 0.60921 | 0.22978 | 0.92738 | 18.2527 | 0.056568 | 0.03107 | 0.03785 | 0.056568 | 0.057313 | 0.67534 | 0.33685 | -0.028602 | 0.67534 | 0.64838 | 0.60013 | 0.27311 | -0.37671 | 0.60013 | 0.55074 | 0.018218 | 0.60921 | 0.22978 | 0.92738 | 18.2527 | 0.056568 | 0.03107 | 0.03785 | 0.056568 | 0.057313 | 0.67534 | 0.33685 | -0.028602 | 0.67534 | 0.64838 | 0.60013 | 0.27311 | -0.37671 | 0.60013 | 0.55074
62 | 0.24 | 0.23 | South/Central | GA | Macon-Middle.Georgia.Rgnl.AP.722170 | 3 | 1376995 | 34.1951 | 12.0902 | 50.9755 | 34.114 | 16.8615 | 991.56 | 3.0338 | 47.41 | 2.6043 | 0.4295 | 50.3591 | 1.6342 | 28.83 | 1.2062 | 0.42798 | 32.4089 | 2.0063 | 8.77 | 3.0833 | -1.077 | -3.2601 | 3.0338 | 47.41 | 2.6043 | 0.4295 | 50.3591 | 3.0747 | 45.93 | 2.7656 | 0.30912 | 47.6483 | 0.018218 | 0.62297 | 0.22026 | 0.92868 | 18.0643 | 0.05527 | 0.029772 | 0.036551 | 0.05527 | 0.056015 | 0.86372 | 0.52523 | 0.15977 | 0.86372 | 0.83676 | 0.91745 | 0.59043 | -0.059393 | 0.91745 | 0.86806 | 0.018218 | 0.62297 | 0.22026 | 0.92868 | 18.0643 | 0.05527 | 0.029772 | 0.036551 | 0.05527 | 0.056015 | 0.86372 | 0.52523 | 0.15977 | 0.86372 | 0.83676 | 0.91745 | 0.59043 | -0.059393 | 0.91745 | 0.86806
63 | 0.24 | 0.19 | South/Central | GA | Macon-Middle.Georgia.Rgnl.AP.722170 | 3 | 1376995 | 35.0304 | 11.5668 | 51.1069 | 34.9472 | 16.1597 | 981.7 | 2.9023 | 57.27 | 1.771 | 1.1313 | 67.5313 | 1.5028 | 38.69 | 0.37294 | 1.1298 | 49.581 | 1.8749 | 18.63 | 2.2501 | -0.3752 | 13.912 | 2.9023 | 57.27 | 1.771 | 1.1313 | 67.5313 | 2.9432 | 55.79 | 1.9323 | 1.0109 | 64.8204 | 0.018218 | 0.63819 | 0.21073 | 0.93107 | 17.8847 | 0.052875 | 0.027377 | 0.034157 | 0.052875 | 0.05362 | 1.0433 | 0.70486 | 0.3394 | 1.0433 | 1.0164 | 1.2303 | 0.90327 | 0.25345 | 1.2303 | 1.1809 | 0.018218 | 0.63819 | 0.21073 | 0.93107 | 17.8847 | 0.052875 | 0.027377 | 0.034157 | 0.052875 | 0.05362 | 1.0433 | 0.70486 | 0.3394 | 1.0433 | 1.0164 | 1.2303 | 0.90327 | 0.25345 | 1.2303 | 1.1809
64 | 0.24 | 0.17 | South/Central | GA | Macon-Middle.Georgia.Rgnl.AP.722170 | 3 | 1376995 | 35.4828 | 11.3064 | 51.2091 | 35.3985 | 15.8105 | 977.28 | 2.8002 | 61.69 | 1.3197 | 1.4805 | 75.6036 | 1.4006 | 43.11 | -0.078374 | 1.479 | 57.6533 | 1.7727 | 23.05 | 1.7988 | -0.026048 | 21.9843 | 2.8002 | 61.69 | 1.3197 | 1.4805 | 75.6036 | 2.8411 | 60.21 | 1.481 | 1.3601 | 72.8928 | 0.018218 | 0.64643 | 0.20598 | 0.93293 | 17.8042 | 0.051014 | 0.025516 | 0.032295 | 0.051014 | 0.051759 | 1.1239 | 0.78538 | 0.41993 | 1.1239 | 1.0969 | 1.3774 | 1.0503 | 0.40051 | 1.3774 | 1.328 | 0.018218 | 0.64643 | 0.20598 | 0.93293 | 17.8042 | 0.051014 | 0.025516 | 0.032295 | 0.051014 | 0.051759 | 1.1239 | 0.78538 | 0.41993 | 1.1239 | 1.0969 | 1.3774 | 1.0503 | 0.40051 | 1.3774 | 1.328
65 | 0.22 | 0.47 | South/Central | GA | Macon-Middle.Georgia.Rgnl.AP.722170 | 3 | 1376995 | 30.5946 | 14.3711 | 50.4393 | 30.5218 | 19.9175 | 1034.94 | 3.5699 | 4.03 | 6.1964 | -2.6264 | -24.875 | 2.1704 | -14.55 | 4.7983 | -2.628 | -42.8253 | 2.5425 | -34.61 | 6.6755 | -4.133 | -78.4942 | 3.5699 | 4.03 | 6.1964 | -2.6264 | -24.875 | 3.6108 | 2.55 | 6.3577 | -2.7468 | -27.5858 | 0.018218 | 0.55737 | 0.26181 | 0.91891 | 18.8546 | 0.065038 | 0.03954 | 0.046319 | 0.065038 | 0.065783 | 0.073419 | -0.26507 | -0.63053 | 0.073419 | 0.046456 | -0.45317 | -0.78019 | -1.43 | -0.45317 | -0.50256 | 0.018218 | 0.55737 | 0.26181 | 0.91891 | 18.8546 | 0.065038 | 0.03954 | 0.046319 | 0.065038 | 0.065783 | 0.073419 | -0.26507 | -0.63053 | 0.073419 | 0.046456 | -0.45317 | -0.78019 | -1.43 | -0.45317 | -0.50256
66 | 0.22 | 0.42 | South/Central | GA | Macon-Middle.Georgia.Rgnl.AP.722170 | 3 | 1376995 | 31.1778 | 13.8293 | 50.2901 | 31.1037 | 19.1864 | 1020.9 | 3.7192 | 18.07 | 5.6146 | -1.8954 | -3.3272 | 2.3196 | -0.51 | 4.2165 | -1.8969 | -21.2775 | 2.6917 | -20.57 | 6.0936 | -3.4019 | -56.9465 | 3.7192 | 18.07 | 5.6146 | -1.8954 | -3.3272 | 3.7601 | 16.59 | 5.7759 | -2.0158 | -6.038 | 0.018218 | 0.568 | 0.25194 | 0.91619 | 18.5988 | 0.067756 | 0.042258 | 0.049038 | 0.067756 | 0.068501 | 0.3292 | -0.0092912 | -0.37475 | 0.3292 | 0.30224 | -0.060615 | -0.38764 | -1.0375 | -0.060615 | -0.11 | 0.018218 | 0.568 | 0.25194 | 0.91619 | 18.5988 | 0.067756 | 0.042258 | 0.049038 | 0.067756 | 0.068501 | 0.3292 | -0.0092912 | -0.37475 | 0.3292 | 0.30224 | -0.060615 | -0.38764 | -1.0375 | -0.060615 | -0.11
67 | 0.22 | 0.37 | South/Central | GA | Macon-Middle.Georgia.Rgnl.AP.722170 | 3 | 1376995 | 31.5 | 13.6374 | 50.3302 | 31.4252 | 18.905 | 1016.76 | 3.6791 | 22.21 | 5.2931 | -1.614 | 3.7212 | 2.2795 | 3.63 | 3.895 | -1.6155 | -14.229 | 2.6516 | -16.43 | 5.7721 | -3.1205 | -49.898 | 3.6791 | 22.21 | 5.2931 | -1.614 | 3.7212 | 3.72 | 20.73 | 5.4544 | -1.7344 | 1.0104 | 0.018218 | 0.57387 | 0.24845 | 0.91692 | 18.5234 | 0.067026 | 0.041529 | 0.048308 | 0.067026 | 0.067771 | 0.40462 | 0.066132 | -0.29932 | 0.40462 | 0.37766 | 0.067794 | -0.25923 | -0.90905 | 0.067794 | 0.018408 | 0.018218 | 0.57387 | 0.24845 | 0.91692 | 18.5234 | 0.067026 | 0.041529 | 0.048308 | 0.067026 | 0.067771 | 0.40462 | 0.066132 | -0.29932 | 0.40462 | 0.37766 | 0.067794 | -0.25923 | -0.90905 | 0.067794 | 0.018408
68 | 0.22 | 0.32 | South/Central | GA | Macon-Middle.Georgia.Rgnl.AP.722170 | 3 | 1376995 | 31.9835 | 13.2953 | 50.3407 | 31.9075 | 18.4332 | 1009.08 | 3.6685 | 29.89 | 4.8107 | -1.1422 | 16.2591 | 2.2689 | 11.31 | 3.4127 | -1.1437 | -1.6912 | 2.6411 | -8.75 | 5.2898 | -2.6487 | -37.3602 | 3.6685 | 29.89 | 4.8107 | -1.1422 | 16.2591 | 3.7094 | 28.41 | 4.972 | -1.2626 | 13.5482 | 0.018218 | 0.58268 | 0.24221 | 0.91711 | 18.3835 | 0.066833 | 0.041336 | 0.048115 | 0.066833 | 0.067578 | 0.54454 | 0.20605 | -0.15941 | 0.54454 | 0.51758 | 0.29621 | -0.030811 | -0.68063 | 0.29621 | 0.24682 | 0.018218 | 0.58268 | 0.24221 | 0.91711 | 18.3835 | 0.066833 | 0.041336 | 0.048115 | 0.066833 | 0.067578 | 0.54454 | 0.20605 | -0.15941 | 0.54454 | 0.51758 | 0.29621 | -0.030811 | -0.68063 | 0.29621 | 0.24682
69 | 0.22 | 0.27 | South/Central | GA | Macon-Middle.Georgia.Rgnl.AP.722170 | 3 | 1376995 | 32.8393 | 12.6243 | 50.3052 | 32.7612 | 17.544 | 993.92 | 3.7041 | 45.05 | 3.957 | -0.25295 | 40.603 | 2.3045 | 26.47 | 2.5589 | -0.25447 | 22.6527 | 2.6766 | 6.41 | 4.4361 | -1.7595 | -13.0163 | 3.7041 | 45.05 | 3.957 | -0.25295 | 40.603 | 3.745 | 43.57 | 4.1183 | -0.37333 | 37.8921 | 0.018218 | 0.59827 | 0.22999 | 0.91646 | 18.1073 | 0.067481 | 0.041983 | 0.048763 | 0.067481 | 0.068226 | 0.82072 | 0.48223 | 0.11678 | 0.82072 | 0.79376 | 0.73971 | 0.41269 | -0.23713 | 0.73971 | 0.69032 | 0.018218 | 0.59827 | 0.22999 | 0.91646 | 18.1073 | 0.067481 | 0.041983 | 0.048763 | 0.067481 | 0.068226 | 0.82072 | 0.48223 | 0.11678 | 0.82072 | 0.79376 | 0.73971 | 0.41269 | -0.23713 | 0.73971 | 0.69032
70 | 0.22 | 0.23 | South/Central | GA | Macon-Middle.Georgia.Rgnl.AP.722170 | 3 | 1376995 | 33.6037 | 12.11 | 50.3845 | 33.5239 | 16.8606 | 983.68 | 3.6248 | 55.29 | 3.1944 | 0.43041 | 57.946 | 2.2252 | 36.71 | 1.7963 | 0.42889 | 39.9957 | 2.5973 | 16.65 | 3.6734 | -1.0761 | 4.3267 | 3.6248 | 55.29 | 3.1944 | 0.43041 | 57.946 | 3.6657 | 53.81 | 3.3556 | 0.31002 | 55.2352 | 0.018218 | 0.61219 | 0.22062 | 0.91791 | 17.9208 | 0.066036 | 0.040539 | 0.047318 | 0.066036 | 0.066781 | 1.0073 | 0.66879 | 0.30333 | 1.0073 | 0.98032 | 1.0557 | 0.72865 | 0.078825 | 1.0557 | 1.0063 | 0.018218 | 0.61219 | 0.22062 | 0.91791 | 17.9208 | 0.066036 | 0.040539 | 0.047318 | 0.066036 | 0.066781 | 1.0073 | 0.66879 | 0.30333 | 1.0073 | 0.98032 | 1.0557 | 0.72865 | 0.078825 | 1.0557 | 1.0063
71 | 0.22 | 0.19 | South/Central | GA | Macon-Middle.Georgia.Rgnl.AP.722170 | 3 | 1376995 | 34.4291 | 11.5775 | 50.5063 | 34.3474 | 16.1589 | 973.7 | 3.503 | 65.27 | 2.3709 | 1.1321 | 75.2385 | 2.1034 | 46.69 | 0.9728 | 1.1306 | 57.2882 | 2.4755 | 26.63 | 2.8499 | -0.37441 | 21.6192 | 3.503 | 65.27 | 2.3709 | 1.1321 | 75.2385 | 3.5439 | 63.79 | 2.5322 | 1.0117 | 72.5277 | 0.018218 | 0.62723 | 0.21092 | 0.92013 | 17.739 | 0.063818 | 0.03832 | 0.045099 | 0.063818 | 0.064563 | 1.1891 | 0.8506 | 0.48515 | 1.1891 | 1.1621 | 1.3707 | 1.0437 | 0.39386 | 1.3707 | 1.3213 | 0.018218 | 0.62723 | 0.21092 | 0.92013 | 17.739 | 0.063818 | 0.03832 | 0.045099 | 0.063818 | 0.064563 | 1.1891 | 0.8506 | 0.48515 | 1.1891 | 1.1621 | 1.3707 | 1.0437 | 0.39386 | 1.3707 | 1.3213
72 | 0.22 | 0.17 | South/Central | GA | Macon-Middle.Georgia.Rgnl.AP.722170 | 3 | 1376995 | 34.8816 | 11.317 | 50.6077 | 34.7988 | 15.8089 | 969.26 | 3.4016 | 69.71 | 1.9195 | 1.4822 | 83.3445 | 2.002 | 51.13 | 0.52139 | 1.4806 | 65.3942 | 2.3741 | 31.07 | 2.3985 | -0.02438 | 29.7252 | 3.4016 | 69.71 | 1.9195 | 1.4822 | 83.3445 | 3.4425 | 68.23 | 2.0807 | 1.3618 | 80.6337 | 0.018218 | 0.63548 | 0.20617 | 0.92197 | 17.6581 | 0.061971 | 0.036473 | 0.043252 | 0.061971 | 0.062716 | 1.27 | 0.93149 | 0.56604 | 1.27 | 1.243 | 1.5184 | 1.1914 | 0.54154 | 1.5184 | 1.469 | 0.018218 | 0.63548 | 0.20617 | 0.92197 | 17.6581 | 0.061971 | 0.036473 | 0.043252 | 0.061971 | 0.062716 | 1.27 | 0.93149 | 0.56604 | 1.27 | 1.243 | 1.5184 | 1.1914 | 0.54154 | 1.5184 | 1.469
73 | 0.2 | 0.47 | South/Central | GA | Macon-Middle.Georgia.Rgnl.AP.722170 | 3 | 1376995 | 30.0134 | 14.4108 | 49.8887 | 29.942 | 19.9467 | 1028.04 | 4.1206 | 10.93 | 6.7762 | -2.6556 | -18.6131 | 2.721 | -7.65 | 5.3782 | -2.6572 | -36.5634 | 3.0931 | -27.71 | 7.2553 | -4.1622 | -72.2324 | 4.1206 | 10.93 | 6.7762 | -2.6556 | -18.6131 | 4.1615 | 9.45 | 6.9375 | -2.776 | -21.324 | 0.018218 | 0.54679 | 0.26254 | 0.90888 | 18.7289 | 0.075069 | 0.049571 | 0.056351 | 0.075069 | 0.075814 | 0.19912 | -0.13937 | -0.50482 | 0.19912 | 0.17216 | -0.3391 | -0.66612 | -1.3159 | -0.3391 | -0.38848 | 0.018218 | 0.54679 | 0.26254 | 0.90888 | 18.7289 | 0.075069 | 0.049571 | 0.056351 | 0.075069 | 0.075814 | 0.19912 | -0.13937 | -0.50482 | 0.19912 | 0.17216 | -0.3391 | -0.66612 | -1.3159 | -0.3391 | -0.38848
74 | 0.2 | 0.42 | South/Central | GA | Macon-Middle.Georgia.Rgnl.AP.722170 | 3 | 1376995 | 30.5872 | 13.869 | 49.7293 | 30.5145 | 19.2149 | 1013.86 | 4.2799 | 25.11 | 6.2037 | -1.9238 | 3.0853 | 2.8803 | 6.53 | 4.8057 | -1.9253 | -14.865 | 3.2525 | -13.53 | 6.6828 | -3.4304 | -50.534 | 4.2799 | 25.11 | 6.2037 | -1.9238 | 3.0853 | 4.3208 | 23.63 | 6.365 | -2.0442 | 0.37445 | 0.018218 | 0.55724 | 0.25267 | 0.90597 | 18.4706 | 0.077972 | 0.052474 | 0.059253 | 0.077972 | 0.078717 | 0.45746 | 0.11896 | -0.24649 | 0.45746 | 0.43049 | 0.056208 | -0.27081 | -0.92063 | 0.056208 | 0.0068217 | 0.018218 | 0.55724 | 0.25267 | 0.90597 | 18.4706 | 0.077972 | 0.052474 | 0.059253 | 0.077972 | 0.078717 | 0.45746 | 0.11896 | -0.24649 | 0.45746 | 0.43049 | 0.056208 | -0.27081 | -0.92063 | 0.056208 | 0.0068217
75 | 0.2 | 0.37 | South/Central | GA | Macon-Middle.Georgia.Rgnl.AP.722170 | 3 | 1376995 | 30.9094 | 13.6681 | 49.7603 | 30.8359 | 18.9244 | 1009.46 | 4.249 | 29.51 | 5.8823 | -1.6333 | 10.4936 | 2.8494 | 10.93 | 4.4843 | -1.6348 | -7.4567 | 3.2215 | -9.13 | 6.3614 | -3.1399 | -43.1257 | 4.249 | 29.51 | 5.8823 | -1.6333 | 10.4936 | 4.2899 | 28.03 | 6.0436 | -1.7537 | 7.7827 | 0.018218 | 0.56311 | 0.24901 | 0.90654 | 18.3904 | 0.077409 | 0.051911 | 0.05869 | 0.077409 | 0.078154 | 0.53762 | 0.19912 | -0.16633 | 0.53762 | 0.51065 | 0.19117 | -0.13585 | -0.78567 | 0.19117 | 0.14179 | 0.018218 | 0.56311 | 0.24901 | 0.90654 | 18.3904 | 0.077409 | 0.051911 | 0.05869 | 0.077409 | 0.078154 | 0.53762 | 0.19912 | -0.16633 | 0.53762 | 0.51065 | 0.19117 | -0.13585 | -0.78567 | 0.19117 | 0.14179
76 | 0.2 | 0.32 | South/Central | GA | Macon-Middle.Georgia.Rgnl.AP.722170 | 3 | 1376995 | 31.3829 | 13.3167 | 49.7515 | 31.3083 | 18.4432 | 1001.39 | 4.2578 | 37.58 | 5.4099 | -1.1522 | 23.5315 | 2.8582 | 19 | 4.0119 | -1.1537 | 5.5812 | 3.2303 | -1.06 | 5.889 | -2.6587 | -30.0878 | 4.2578 | 37.58 | 5.4099 | -1.1522 | 23.5315 | 4.2987 | 36.1 | 5.5712 | -1.2726 | 20.8207 | 0.018218 | 0.57174 | 0.2426 | 0.90638 | 18.2434 | 0.077568 | 0.052071 | 0.05885 | 0.077568 | 0.078314 | 0.68464 | 0.34614 | -0.019311 | 0.68464 | 0.65767 | 0.4287 | 0.10168 | -0.54814 | 0.4287 | 0.37931 | 0.018218 | 0.57174 | 0.2426 | 0.90638 | 18.2434 | 0.077568 | 0.052071 | 0.05885 | 0.077568 | 0.078314 | 0.68464 | 0.34614 | -0.019311 | 0.68464 | 0.65767 | 0.4287 | 0.10168 | -0.54814 | 0.4287 | 0.37931
77 | 0.2 | 0.27 | South/Central | GA | Macon-Middle.Georgia.Rgnl.AP.722170 | 3 | 1376995 | 32.2378 | 12.6539 | 49.7232 | 32.1612 | 17.562 | 986.46 | 4.2861 | 52.51 | 4.5571 | -0.271 | 47.5657 | 2.8865 | 33.93 | 3.159 | -0.27252 | 29.6154 | 3.2586 | 13.87 | 5.0361 | -1.7775 | -6.0536 | 4.2861 | 52.51 | 4.5571 | -0.271 | 47.5657 | 4.327 | 51.03 | 4.7184 | -0.39138 | 44.8549 | 0.018218 | 0.58731 | 0.23053 | 0.90586 | 17.9714 | 0.078084 | 0.052586 | 0.059366 | 0.078084 | 0.078829 | 0.95663 | 0.61814 | 0.25268 | 0.95663 | 0.92967 | 0.86656 | 0.53954 | -0.11028 | 0.86656 | 0.81717 | 0.018218 | 0.58731 | 0.23053 | 0.90586 | 17.9714 | 0.078084 | 0.052586 | 0.059366 | 0.078084 | 0.078829 | 0.95663 | 0.61814 | 0.25268 | 0.95663 | 0.92967 | 0.86656 | 0.53954 | -0.11028 | 0.86656 | 0.81717
78 | 0.2 | 0.23 | South/Central | GA | Macon-Middle.Georgia.Rgnl.AP.722170 | 3 | 1376995 | 32.9931 | 12.1305 | 49.7838 | 32.9147 | 16.8691 | 975.82 | 4.2255 | 63.15 | 3.8036 | 0.42193 | 65.4053 | 2.8259 | 44.57 | 2.4055 | 0.42041 | 47.455 | 3.198 | 24.51 | 4.2826 | -1.0846 | 11.7861 | 4.2255 | 63.15 | 3.8036 | 0.42193 | 65.4053 | 4.2664 | 61.67 | 3.9648 | 0.30154 | 62.6945 | 0.018218 | 0.60107 | 0.22099 | 0.90696 | 17.7776 | 0.07698 | 0.051483 | 0.058262 | 0.07698 | 0.077726 | 1.1505 | 0.81198 | 0.44653 | 1.1505 | 1.1235 | 1.1916 | 0.86454 | 0.21472 | 1.1916 | 1.1422 | 0.018218 | 0.60107 | 0.22099 | 0.90696 | 17.7776 | 0.07698 | 0.051483 | 0.058262 | 0.07698 | 0.077726 | 1.1505 | 0.81198 | 0.44653 | 1.1505 | 1.1235 | 1.1916 | 0.86454 | 0.21472 | 1.1916 | 1.1422
79 | 0.2 | 0.19 | South/Central | GA | Macon-Middle.Georgia.Rgnl.AP.722170 | 3 | 1376995 | 33.8277 | 11.5886 | 49.8959 | 33.7473 | 16.1486 | 965.42 | 4.1133 | 73.55 | 2.9709 | 1.1424 | 83.3245 | 2.7137 | 54.97 | 1.5729 | 1.1409 | 65.3742 | 3.0859 | 34.91 | 3.45 | -0.36414 | 29.7052 | 4.1133 | 73.55 | 2.9709 | 1.1424 | 83.3245 | 4.1542 | 72.07 | 3.1322 | 1.022 | 80.6136 | 0.018218 | 0.61628 | 0.21112 | 0.90901 | 17.5881 | 0.074937 | 0.049439 | 0.056219 | 0.074937 | 0.075682 | 1.3399 | 1.0014 | 0.63599 | 1.3399 | 1.313 | 1.518 | 1.191 | 0.54117 | 1.518 | 1.4686 | 0.018218 | 0.61628 | 0.21112 | 0.90901 | 17.5881 | 0.074937 | 0.049439 | 0.056219 | 0.074937 | 0.075682 | 1.3399 | 1.0014 | 0.63599 | 1.3399 | 1.313 | 1.518 | 1.191 | 0.54117 | 1.518 | 1.4686
80 | 0.2 | 0.17 | South/Central | GA | Macon-Middle.Georgia.Rgnl.AP.722170 | 3 | 1376995 | 34.271 | 11.3367 | 49.9976 | 34.1896 | 15.8081 | 961.14 | 4.0116 | 77.83 | 2.5287 | 1.483 | 91.1723 | 2.612 | 59.25 | 1.1306 | 1.4814 | 73.2221 | 2.9842 | 39.19 | 3.0077 | -0.023565 | 37.5531 | 4.0116 | 77.83 | 2.5287 | 1.483 | 91.1723 | 4.0525 | 76.35 | 2.6899 | 1.3626 | 88.4615 | 0.018218 | 0.62435 | 0.20653 | 0.91086 | 17.5101 | 0.073084 | 0.047586 | 0.054366 | 0.073084 | 0.073829 | 1.4179 | 1.0794 | 0.71397 | 1.4179 | 1.391 | 1.661 | 1.334 | 0.68415 | 1.661 | 1.6116 | 0.018218 | 0.62435 | 0.20653 | 0.91086 | 17.5101 | 0.073084 | 0.047586 | 0.054366 | 0.073084 | 0.073829 | 1.4179 | 1.0794 | 0.71397 | 1.4179 | 1.391 | 1.661 | 1.334 | 0.68415 | 1.661 | 1.6116
81 | 0.35 | 0.2 | South/Central | GA | Macon-Middle.Georgia.Rgnl.AP.722170 | 3 | 1376995 | 38.0132 | 11.6173 | 54.2504 | 37.9232 | 16.3272 | 1026.13 | -0.24113 | 12.84 | -1.205 | 0.96382 | 22.8067 | -1.6407 | -5.74 | -2.603 | 0.9623 | 4.8564 | -1.2686 | -25.8 | -0.72588 | -0.54271 | -30.8126 | -0.24113 | 12.84 | -1.205 | 0.96382 | 22.8067 | -0.20023 | 11.36 | -1.0437 | 0.84344 | 20.0958 | 0.018218 | 0.69253 | 0.21165 | 0.98834 | 18.6941 | -0.0043929 | -0.029891 | -0.023111 | -0.0043929 | -0.0036479 | 0.23392 | -0.10457 | -0.47003 | 0.23392 | 0.20696 | 0.41549 | 0.088474 | -0.56135 | 0.41549 | 0.36611 | 0.018218 | 0.69253 | 0.21165 | 0.98834 | 18.6941 | -0.0043929 | -0.029891 | -0.023111 | -0.0043929 | -0.0036479 | 0.23392 | -0.10457 | -0.47003 | 0.23392 | 0.20696 | 0.41549 | 0.088474 | -0.56135 | 0.41549 | 0.36611
82 | 0.35 | 0.25 | South/Central | GA | Macon-Middle.Georgia.Rgnl.AP.722170 | 3 | 1376995 | 36.9671 | 12.2515 | 54.0502 | 36.8795 | 17.1706 | 1037.49 | -0.040896 | 1.48 | -0.16128 | 0.12039 | 2.7108 | -1.4405 | -17.1 | -1.5593 | 0.11887 | -15.2395 | -1.0684 | -37.16 | 0.31779 | -1.3861 | -50.9084 | -0.040896 | 1.48 | -0.16128 | 0.12039 | 2.7108 | 0 | 0 | 0 | 0 | 0 | 0.018218 | 0.67347 | 0.2232 | 0.98469 | 18.9011 | -0.00074504 | -0.026243 | -0.019463 | -0.00074504 | 0 | 0.026963 | -0.31153 | -0.67698 | 0.026963 | 0 | 0.049386 | -0.27763 | -0.92745 | 0.049386 | 0 | 0.018218 | 0.67347 | 0.2232 | 0.98469 | 18.9011 | -0.00074504 | -0.026243 | -0.019463 | -0.00074504 | 0 | 0.026963 | -0.31153 | -0.67698 | 0.026963 | 0 | 0.049386 | -0.27763 | -0.92745 | 0.049386 | 0
83 | 0.35 | 0.3 | South/Central | GA | Macon-Middle.Georgia.Rgnl.AP.722170 | 3 | 1376995 | 36.8054 | 12.302 | 54.0093 | 36.7182 | 17.291 | 1038.97 | 0 | 0 | 0 | 0 | 0 | -1.3996 | -18.58 | -1.3981 | -0.0015209 | -17.9503 | -1.0275 | -38.64 | 0.47907 | -1.5065 | -53.6193 | 0 | 0 | 0 | 0 | 0 | 0.040896 | -1.48 | 0.16128 | -0.12039 | -2.7108 | 0.018218 | 0.67052 | 0.22412 | 0.98395 | 18.928 | 0 | -0.025498 | -0.018718 | 0 | 0.00074504 | 0 | -0.33849 | -0.70395 | 0 | -0.026963 | 0 | -0.32702 | -0.97684 | 0 | -0.049386 | 0.018218 | 0.67052 | 0.22412 | 0.98395 | 18.928 | 0 | -0.025498 | -0.018718 | 0 | 0.00074504 | 0 | -0.33849 | -0.70395 | 0 | -0.026963 | 0 | -0.32702 | -0.97684 | 0 | -0.049386
84 | 0.35 | 0.35 | South/Central | GA | Macon-Middle.Georgia.Rgnl.AP.722170 | 3 | 1376995 | 35.8804 | 12.9037 | 53.8771 | 35.7955 | 18.0816 | 1050.34 | 0.13215 | -11.37 | 0.92276 | -0.79062 | -19.5482 | -1.2674 | -29.95 | -0.4753 | -0.79214 | -37.4984 | -0.89531 | -50.01 | 1.4018 | -2.2972 | -73.1674 | 0.13215 | -11.37 | 0.92276 | -0.79062 | -19.5482 | 0.17304 | -12.85 | 1.084 | -0.91101 | -22.259 | 0.018218 | 0.65367 | 0.23508 | 0.98154 | 19.1352 | 0.0024075 | -0.02309 | -0.016311 | 0.0024075 | 0.0031525 | -0.20714 | -0.54563 | -0.91109 | -0.20714 | -0.2341 | -0.35613 | -0.68315 | -1.333 | -0.35613 | -0.40552 | 0.018218 | 0.65367 | 0.23508 | 0.98154 | 19.1352 | 0.0024075 | -0.02309 | -0.016311 | 0.0024075 | 0.0031525 | -0.20714 | -0.54563 | -0.91109 | -0.20714 | -0.2341 | -0.35613 | -0.68315 | -1.333 | -0.35613 | -0.40552
85 | 0.35 | 0.4 | South/Central | GA | Macon-Middle.Georgia.Rgnl.AP.722170 | 3 | 1376995 | 35.036 | 13.4869 | 53.8064 | 34.953 | 18.8535 | 1062.21 | 0.20281 | -23.24 | 1.7653 | -1.5625 | -39.3786 | -1.1968 | -41.82 | 0.36721 | -1.564 | -57.3288 | -0.82465 | -61.88 | 2.2443 | -3.069 | -92.9978 | 0.20281 | -23.24 | 1.7653 | -1.5625 | -39.3786 | 0.24371 | -24.72 | 1.9266 | -1.6828 | -42.0894 | 0.018218 | 0.63829 | 0.24571 | 0.98025 | 19.3514 | 0.0036949 | -0.021803 | -0.015023 | 0.0036949 | 0.0044399 | -0.42339 | -0.76188 | -1.1273 | -0.42339 | -0.45035 | -0.7174 | -1.0444 | -1.6942 | -0.7174 | -0.76679 | 0.018218 | 0.63829 | 0.24571 | 0.98025 | 19.3514 | 0.0036949 | -0.021803 | -0.015023 | 0.0036949 | 0.0044399 | -0.42339 | -0.76188 | -1.1273 | -0.42339 | -0.45035 | -0.7174 | -1.0444 | -1.6942 | -0.7174 | -0.76679
86 | 0.33 | 0.2 | South/Central | GA | Macon-Middle.Georgia.Rgnl.AP.722170 | 3 | 1376995 | 37.4529 | 11.6273 | 53.6899 | 37.3641 | 16.3258 | 1018.68 | 0.31933 | 20.29 | -0.6459 | 0.96523 | 30.0163 | -1.0803 | 1.71 | -2.044 | 0.96371 | 12.066 | -0.70813 | -18.35 | -0.16683 | -0.5413 | -23.603 | 0.31933 | 20.29 | -0.6459 | 0.96523 | 30.0163 | 0.36023 | 18.81 | -0.48462 | 0.84484 | 27.3055 | 0.018218 | 0.68232 | 0.21183 | 0.97813 | 18.5584 | 0.0058176 | -0.01968 | -0.012901 | 0.0058176 | 0.0065626 | 0.36964 | 0.031153 | -0.3343 | 0.36964 | 0.34268 | 0.54684 | 0.21982 | -0.43 | 0.54684 | 0.49745 | 0.018218 | 0.68232 | 0.21183 | 0.97813 | 18.5584 | 0.0058176 | -0.01968 | -0.012901 | 0.0058176 | 0.0065626 | 0.36964 | 0.031153 | -0.3343 | 0.36964 | 0.34268 | 0.54684 | 0.21982 | -0.43 | 0.54684 | 0.49745
87 | 0.33 | 0.25 | South/Central | GA | Macon-Middle.Georgia.Rgnl.AP.722170 | 3 | 1376995 | 36.4065 | 12.2712 | 53.4987 | 36.3203 | 17.1784 | 1030.3 | 0.5106 | 8.67 | 0.39797 | 0.11263 | 9.5594 | -0.88899 | -9.91 | -1.0001 | 0.11111 | -8.3909 | -0.51687 | -29.97 | 0.87704 | -1.3939 | -44.0599 | 0.5106 | 8.67 | 0.39797 | 0.11263 | 9.5594 | 0.55149 | 7.19 | 0.55925 | -0.0077606 | 6.8485 | 0.018218 | 0.66326 | 0.22356 | 0.97464 | 18.7701 | 0.0093021 | -0.016196 | -0.0094163 | 0.0093021 | 0.010047 | 0.15795 | -0.18054 | -0.546 | 0.15795 | 0.13099 | 0.17415 | -0.15287 | -0.80269 | 0.17415 | 0.12477 | 0.018218 | 0.66326 | 0.22356 | 0.97464 | 18.7701 | 0.0093021 | -0.016196 | -0.0094163 | 0.0093021 | 0.010047 | 0.15795 | -0.18054 | -0.546 | 0.15795 | 0.13099 | 0.17415 | -0.15287 | -0.80269 | 0.17415 | 0.12477
88 | 0.33 | 0.3 | South/Central | GA | Macon-Middle.Georgia.Rgnl.AP.722170 | 3 | 1376995 | 36.2545 | 12.3127 | 53.459 | 36.1686 | 17.2903 | 1031.67 | 0.5503 | 7.3 | 0.54958 | 0.00071632 | 7.061 | -0.84929 | -11.28 | -0.84848 | -0.00080454 | -10.8893 | -0.47716 | -31.34 | 1.0287 | -1.5058 | -46.5583 | 0.5503 | 7.3 | 0.54958 | 0.00071632 | 7.061 | 0.59119 | 5.82 | 0.71087 | -0.11967 | 4.3502 | 0.018218 | 0.66049 | 0.22431 | 0.97392 | 18.7951 | 0.010025 | -0.015472 | -0.008693 | 0.010025 | 0.01077 | 0.13299 | -0.2055 | -0.57095 | 0.13299 | 0.10603 | 0.12864 | -0.19838 | -0.8482 | 0.12864 | 0.079252 | 0.018218 | 0.66049 | 0.22431 | 0.97392 | 18.7951 | 0.010025 | -0.015472 | -0.008693 | 0.010025 | 0.01077 | 0.13299 | -0.2055 | -0.57095 | 0.13299 | 0.10603 | 0.12864 | -0.19838 | -0.8482 | 0.12864 | 0.079252
89 | 0.33 | 0.35 | South/Central | GA | Macon-Middle.Georgia.Rgnl.AP.722170 | 3 | 1376995 | 35.3299 | 12.9241 | 53.337 | 35.2462 | 18.0908 | 1043.34 | 0.67225 | -4.37 | 1.472 | -0.7998 | -12.8836 | -0.72734 | -22.95 | 0.073982 | -0.80132 | -30.8339 | -0.35521 | -43.01 | 1.9511 | -2.3063 | -66.5028 | 0.67225 | -4.37 | 1.472 | -0.7998 | -12.8836 | 0.71314 | -5.85 | 1.6333 | -0.92019 | -15.5944 | 0.018218 | 0.64364 | 0.23545 | 0.9717 | 19.0077 | 0.012247 | -0.013251 | -0.0064713 | 0.012247 | 0.012992 | -0.079613 | -0.41811 | -0.78356 | -0.079613 | -0.10658 | -0.23471 | -0.56173 | -1.2116 | -0.23471 | -0.2841 | 0.018218 | 0.64364 | 0.23545 | 0.9717 | 19.0077 | 0.012247 | -0.013251 | -0.0064713 | 0.012247 | 0.012992 | -0.079613 | -0.41811 | -0.78356 | -0.079613 | -0.10658 | -0.23471 | -0.56173 | -1.2116 | -0.23471 | -0.2841
90 | 0.33 | 0.4 | South/Central | GA | Macon-Middle.Georgia.Rgnl.AP.722170 | 3 | 1376995 | 34.495 | 13.5167 | 53.2946 | 34.4132 | 18.8813 | 1055.88 | 0.71467 | -16.91 | 2.305 | -1.5903 | -33.5771 | -0.68492 | -35.49 | 0.90692 | -1.5918 | -51.5274 | -0.31279 | -55.55 | 2.7841 | -3.0968 | -87.1964 | 0.71467 | -16.91 | 2.305 | -1.5903 | -33.5771 | 0.75556 | -18.39 | 2.4663 | -1.7107 | -36.288 | 0.018218 | 0.62843 | 0.24625 | 0.97093 | 19.2361 | 0.01302 | -0.012478 | -0.0056985 | 0.01302 | 0.013765 | -0.30807 | -0.64656 | -1.012 | -0.30807 | -0.33503 | -0.61171 | -0.93873 | -1.5886 | -0.61171 | -0.6611 | 0.018218 | 0.62843 | 0.24625 | 0.97093 | 19.2361 | 0.01302 | -0.012478 | -0.0056985 | 0.01302 | 0.013765 | -0.30807 | -0.64656 | -1.012 | -0.30807 | -0.33503 | -0.61171 | -0.93873 | -1.5886 | -0.61171 | -0.6611
91 | 0.3 | 0.2 | South/Central | GA | Macon-Middle.Georgia.Rgnl.AP.722170 | 3 | 1376995 | 36.6016 | 11.6378 | 52.8289 | 36.5148 | 16.3141 | 1007.09 | 1.1804 | 31.88 | 0.20341 | 0.97694 | 41.3488 | -0.21923 | 13.3 | -1.1947 | 0.97542 | 23.3986 | 0.1529 | -6.76 | 0.68249 | -0.52959 | -12.2704 | 1.1804 | 31.88 | 0.20341 | 0.97694 | 41.3488 | 1.2213 | 30.4 | 0.3647 | 0.85656 | 38.638 | 0.018218 | 0.66681 | 0.21202 | 0.96244 | 18.3473 | 0.021504 | -0.0039939 | 0.0027855 | 0.021504 | 0.022249 | 0.58079 | 0.2423 | -0.12315 | 0.58079 | 0.55383 | 0.7533 | 0.42628 | -0.22354 | 0.7533 | 0.70391 | 0.018218 | 0.66681 | 0.21202 | 0.96244 | 18.3473 | 0.021504 | -0.0039939 | 0.0027855 | 0.021504 | 0.022249 | 0.58079 | 0.2423 | -0.12315 | 0.58079 | 0.55383 | 0.7533 | 0.42628 | -0.22354 | 0.7533 | 0.70391
92 | 0.3 | 0.25 | South/Central | GA | Macon-Middle.Georgia.Rgnl.AP.722170 | 3 | 1376995 | 35.5652 | 12.2912 | 52.6575 | 35.4809 | 17.1766 | 1019.12 | 1.3518 | 19.85 | 1.2373 | 0.11447 | 20.373 | -0.047798 | 1.27 | -0.16075 | 0.11295 | 2.4228 | 0.32433 | -18.79 | 1.7164 | -1.3921 | -33.2462 | 1.3518 | 19.85 | 1.2373 | 0.11447 | 20.373 | 1.3927 | 18.37 | 1.3986 | -0.0059146 | 17.6622 | 0.018218 | 0.64793 | 0.22392 | 0.95932 | 18.5664 | 0.024627 | -0.00087078 | 0.0059086 | 0.024627 | 0.025372 | 0.36163 | 0.023137 | -0.34232 | 0.36163 | 0.33467 | 0.37116 | 0.044138 | -0.60568 | 0.37116 | 0.32177 | 0.018218 | 0.64793 | 0.22392 | 0.95932 | 18.5664 | 0.024627 | -0.00087078 | 0.0059086 | 0.024627 | 0.025372 | 0.36163 | 0.023137 | -0.34232 | 0.36163 | 0.33467 | 0.37116 | 0.044138 | -0.60568 | 0.37116 | 0.32177
93 | 0.3 | 0.3 | South/Central | GA | Macon-Middle.Georgia.Rgnl.AP.722170 | 3 | 1376995 | 35.4041 | 12.3337 | 52.6097 | 35.3202 | 17.2895 | 1020.39 | 1.3996 | 18.58 | 1.3981 | 0.0015209 | 17.9503 | 0 | 0 | 0 | 0 | 0 | 0.37212 | -20.06 | 1.8771 | -1.505 | -35.669 | 1.3996 | 18.58 | 1.3981 | 0.0015209 | 17.9503 | 1.4405 | 17.1 | 1.5593 | -0.11887 | 15.2395 | 0.018218 | 0.645 | 0.2247 | 0.95845 | 18.5896 | 0.025498 | 0 | 0.0067794 | 0.025498 | 0.026243 | 0.33849 | 0 | -0.36545 | 0.33849 | 0.31153 | 0.32702 | 0 | -0.64982 | 0.32702 | 0.27763 | 0.018218 | 0.645 | 0.2247 | 0.95845 | 18.5896 | 0.025498 | 0 | 0.0067794 | 0.025498 | 0.026243 | 0.33849 | 0 | -0.36545 | 0.33849 | 0.31153 | 0.32702 | 0 | -0.64982 | 0.32702 | 0.27763
94 | 0.3 | 0.35 | South/Central | GA | Macon-Middle.Georgia.Rgnl.AP.722170 | 3 | 1376995 | 34.4979 | 12.9455 | 52.5157 | 34.4161 | 18.0997 | 1032.58 | 1.4935 | 6.39 | 2.3022 | -0.80864 | -2.612 | 0.093929 | -12.19 | 0.90409 | -0.81016 | -20.5622 | 0.46605 | -32.25 | 2.7812 | -2.3152 | -56.2312 | 1.4935 | 6.39 | 2.3022 | -0.80864 | -2.612 | 1.5344 | 4.91 | 2.4634 | -0.92903 | -5.3228 | 0.018218 | 0.62849 | 0.23584 | 0.95674 | 18.8116 | 0.027209 | 0.0017112 | 0.0084906 | 0.027209 | 0.027954 | 0.11641 | -0.22208 | -0.58753 | 0.11641 | 0.089451 | -0.047585 | -0.3746 | -1.0244 | -0.047585 | -0.096971 | 0.018218 | 0.62849 | 0.23584 | 0.95674 | 18.8116 | 0.027209 | 0.0017112 | 0.0084906 | 0.027209 | 0.027954 | 0.11641 | -0.22208 | -0.58753 | 0.11641 | 0.089451 | -0.047585 | -0.3746 | -1.0244 | -0.047585 | -0.096971
95 | 0.3 | 0.4 | South/Central | GA | Macon-Middle.Georgia.Rgnl.AP.722170 | 3 | 1376995 | 33.6638 | 13.5473 | 52.4838 | 33.584 | 18.8999 | 1045.41 | 1.5254 | -6.44 | 3.1343 | -1.6088 | -23.6998 | 0.12584 | -25.02 | 1.7362 | -1.6103 | -41.6501 | 0.49797 | -45.08 | 3.6133 | -3.1154 | -77.3191 | 1.5254 | -6.44 | 3.1343 | -1.6088 | -23.6998 | 1.5663 | -7.92 | 3.2955 | -1.7292 | -26.4107 | 0.018218 | 0.61329 | 0.24681 | 0.95616 | 19.0454 | 0.02779 | 0.0022926 | 0.009072 | 0.02779 | 0.028535 | -0.11732 | -0.45582 | -0.82127 | -0.11732 | -0.14429 | -0.43177 | -0.75879 | -1.4086 | -0.43177 | -0.48115 | 0.018218 | 0.61329 | 0.24681 | 0.95616 | 19.0454 | 0.02779 | 0.0022926 | 0.009072 | 0.02779 | 0.028535 | -0.11732 | -0.45582 | -0.82127 | -0.11732 | -0.14429 | -0.43177 | -0.75879 | -1.4086 | -0.43177 | -0.48115
96 | 0.28 | 0.2 | South/Central | GA | Macon-Middle.Georgia.Rgnl.AP.722170 | 3 | 1376995 | 36.0104 | 11.6576 | 52.2476 | 35.925 | 16.3226 | 999.53 | 1.7616 | 39.44 | 0.79321 | 0.96841 | 48.5575 | 0.36203 | 20.86 | -0.60485 | 0.96689 | 30.6072 | 0.73416 | 0.8 | 1.2723 | -0.53812 | -5.0618 | 1.7616 | 39.44 | 0.79321 | 0.96841 | 48.5575 | 1.8025 | 37.96 | 0.95449 | 0.84802 | 45.8467 | 0.018218 | 0.65604 | 0.21238 | 0.95185 | 18.2095 | 0.032093 | 0.0065956 | 0.013375 | 0.032093 | 0.032838 | 0.71852 | 0.38003 | 0.014574 | 0.71852 | 0.69156 | 0.88462 | 0.55761 | -0.092215 | 0.88462 | 0.83524 | 0.018218 | 0.65604 | 0.21238 | 0.95185 | 18.2095 | 0.032093 | 0.0065956 | 0.013375 | 0.032093 | 0.032838 | 0.71852 | 0.38003 | 0.014574 | 0.71852 | 0.69156 | 0.88462 | 0.55761 | -0.092215 | 0.88462 | 0.83524
97 | 0.28 | 0.25 | South/Central | GA | Macon-Middle.Georgia.Rgnl.AP.722170 | 3 | 1376995 | 34.9846 | 12.3115 | 52.0872 | 34.9016 | 17.1856 | 1011.7 | 1.9221 | 27.27 | 1.8166 | 0.10548 | 27.429 | 0.5225 | 8.69 | 0.41854 | 0.10396 | 9.4787 | 0.89462 | -11.37 | 2.2957 | -1.4011 | -26.1903 | 1.9221 | 27.27 | 1.8166 | 0.10548 | 27.429 | 1.963 | 25.79 | 1.9779 | -0.014911 | 24.7182 | 0.018218 | 0.63735 | 0.22429 | 0.94893 | 18.4312 | 0.035017 | 0.0095189 | 0.016298 | 0.035017 | 0.035762 | 0.49681 | 0.15832 | -0.20714 | 0.49681 | 0.46984 | 0.4997 | 0.17268 | -0.47714 | 0.4997 | 0.45032 | 0.018218 | 0.63735 | 0.22429 | 0.94893 | 18.4312 | 0.035017 | 0.0095189 | 0.016298 | 0.035017 | 0.035762 | 0.49681 | 0.15832 | -0.20714 | 0.49681 | 0.46984 | 0.4997 | 0.17268 | -0.47714 | 0.4997 | 0.45032
98 | 0.28 | 0.3 | South/Central | GA | Macon-Middle.Georgia.Rgnl.AP.722170 | 3 | 1376995 | 34.6218 | 12.4941 | 52.0169 | 34.5397 | 17.4772 | 1015.63 | 1.9924 | 23.34 | 2.1785 | -0.18616 | 20.4939 | 0.59278 | 4.76 | 0.78046 | -0.18768 | 2.5436 | 0.9649 | -15.3 | 2.6576 | -1.6927 | -33.1254 | 1.9924 | 23.34 | 2.1785 | -0.18616 | 20.4939 | 2.0333 | 21.86 | 2.3398 | -0.30654 | 17.7831 | 0.018218 | 0.63074 | 0.22762 | 0.94765 | 18.5028 | 0.036297 | 0.010799 | 0.017579 | 0.036297 | 0.037042 | 0.42521 | 0.086718 | -0.27874 | 0.42521 | 0.39825 | 0.37336 | 0.04634 | -0.60348 | 0.37336 | 0.32397 | 0.018218 | 0.63074 | 0.22762 | 0.94765 | 18.5028 | 0.036297 | 0.010799 | 0.017579 | 0.036297 | 0.037042 | 0.42521 | 0.086718 | -0.27874 | 0.42521 | 0.39825 | 0.37336 | 0.04634 | -0.60348 | 0.37336 | 0.32397
99 | 0.28 | 0.35 | South/Central | GA | Macon-Middle.Georgia.Rgnl.AP.722170 | 3 | 1376995 | 33.7364 | 13.1159 | 51.9544 | 33.6563 | 18.2981 | 1028.39 | 2.0549 | 10.58 | 3.0619 | -1.0071 | -0.75987 | 0.65527 | -8 | 1.6639 | -1.0086 | -18.7102 | 1.0274 | -28.06 | 3.541 | -2.5136 | -54.3791 | 2.0549 | 10.58 | 3.0619 | -1.0071 | -0.75987 | 2.0957 | 9.1 | 3.2232 | -1.1275 | -3.4707 | 0.018218 | 0.61461 | 0.23895 | 0.94651 | 18.7353 | 0.037436 | 0.011938 | 0.018717 | 0.037436 | 0.038181 | 0.19275 | -0.14574 | -0.5112 | 0.19275 | 0.16578 | -0.013843 | -0.34086 | -0.99068 | -0.013843 | -0.06323 | 0.018218 | 0.61461 | 0.23895 | 0.94651 | 18.7353 | 0.037436 | 0.011938 | 0.018717 | 0.037436 | 0.038181 | 0.19275 | -0.14574 | -0.5112 | 0.19275 | 0.16578 | -0.013843 | -0.34086 | -0.99068 | -0.013843 | -0.06323
100 | 0.28 | 0.4 | South/Central | GA | Macon-Middle.Georgia.Rgnl.AP.722170 | 3 | 1376995 | 33.0925 | 13.5779 | 51.9329 | 33.014 | 18.9189 | 1038.39 | 2.0764 | 0.58 | 3.7042 | -1.6278 | -17.16 | 0.6768 | -18 | 2.3061 | -1.6293 | -35.1103 | 1.0489 | -38.06 | 4.1833 | -3.1344 | -70.7793 | 2.0764 | 0.58 | 3.7042 | -1.6278 | -17.16 | 2.1173 | -0.9 | 3.8655 | -1.7482 | -19.8708 | 0.018218 | 0.60288 | 0.24736 | 0.94612 | 18.9175 | 0.037828 | 0.01233 | 0.019109 | 0.037828 | 0.038573 | 0.010566 | -0.32793 | -0.69338 | 0.010566 | -0.016396 | -0.31262 | -0.63964 | -1.2895 | -0.31262 | -0.36201 | 0.018218 | 0.60288 | 0.24736 | 0.94612 | 18.9175 | 0.037828 | 0.01233 | 0.019109 | 0.037828 | 0.038573 | 0.010566 | -0.32793 | -0.69338 | 0.010566 | -0.016396 | -0.31262 | -0.63964 | -1.2895 | -0.31262 | -0.36201
101 | 0.27 | 0.2 | South/Central | GA | Macon-Middle.Georgia.Rgnl.AP.722170 | 3 | 1376995 | 35.7196 | 11.6681 | 51.9576 | 35.6349 | 16.3227 | 995.69 | 2.0517 | 43.28 | 1.0834 | 0.96832 | 52.267 | 0.65211 | 24.7 | -0.31469 | 0.9668 | 34.3167 | 1.0242 | 4.64 | 1.5624 | -0.53821 | -1.3523 | 2.0517 | 43.28 | 1.0834 | 0.96832 | 52.267 | 2.0926 | 41.8 | 1.2447 | 0.84793 | 49.5561 | 0.018218 | 0.65074 | 0.21257 | 0.94657 | 18.1396 | 0.037378 | 0.01188 | 0.01866 | 0.037378 | 0.038123 | 0.78848 | 0.44999 | 0.084532 | 0.78848 | 0.76152 | 0.9522 | 0.62518 | -0.024637 | 0.9522 | 0.90282 | 0.018218 | 0.65074 | 0.21257 | 0.94657 | 18.1396 | 0.037378 | 0.01188 | 0.01866 | 0.037378 | 0.038123 | 0.78848 | 0.44999 | 0.084532 | 0.78848 | 0.76152 | 0.9522 | 0.62518 | -0.024637 | 0.9522 | 0.90282
102 | 0.27 | 0.25 | South/Central | GA | Macon-Middle.Georgia.Rgnl.AP.722170 | 3 | 1376995 | 34.6941 | 12.3215 | 51.7973 | 34.6118 | 17.1855 | 1007.85 | 2.212 | 31.12 | 2.1065 | 0.10551 | 31.1396 | 0.8124 | 12.54 | 0.7084 | 0.10399 | 13.1893 | 1.1845 | -7.52 | 2.5855 | -1.401 | -22.4797 | 2.212 | 31.12 | 2.1065 | 0.10551 | 31.1396 | 2.2529 | 29.64 | 2.2678 | -0.014876 | 28.4287 | 0.018218 | 0.63206 | 0.22447 | 0.94365 | 18.3611 | 0.040298 | 0.0148 | 0.02158 | 0.040298 | 0.041043 | 0.56695 | 0.22845 | -0.137 | 0.56695 | 0.53998 | 0.5673 | 0.24028 | -0.40954 | 0.5673 | 0.51792 | 0.018218 | 0.63206 | 0.22447 | 0.94365 | 18.3611 | 0.040298 | 0.0148 | 0.02158 | 0.040298 | 0.041043 | 0.56695 | 0.22845 | -0.137 | 0.56695 | 0.53998 | 0.5673 | 0.24028 | -0.40954 | 0.5673 | 0.51792
103 | 0.27 | 0.3 | South/Central | GA | Macon-Middle.Georgia.Rgnl.AP.722170 | 3 | 1376995 | 34.2001 | 12.6138 | 51.7257 | 34.1189 | 17.6068 | 1013.91 | 2.2835 | 25.06 | 2.5993 | -0.31579 | 20.7373 | 0.88395 | 6.48 | 1.2013 | -0.31731 | 2.7871 | 1.2561 | -13.58 | 3.0784 | -1.8223 | -32.8819 | 2.2835 | 25.06 | 2.5993 | -0.31579 | 20.7373 | 2.3244 | 23.58 | 2.7606 | -0.43618 | 18.0265 | 0.018218 | 0.62306 | 0.2298 | 0.94234 | 18.4715 | 0.041602 | 0.016104 | 0.022883 | 0.041602 | 0.042347 | 0.45655 | 0.11805 | -0.2474 | 0.45655 | 0.42958 | 0.37779 | 0.050775 | -0.59905 | 0.37779 | 0.32841 | 0.018218 | 0.62306 | 0.2298 | 0.94234 | 18.4715 | 0.041602 | 0.016104 | 0.022883 | 0.041602 | 0.042347 | 0.45655 | 0.11805 | -0.2474 | 0.45655 | 0.42958 | 0.37779 | 0.050775 | -0.59905 | 0.37779 | 0.32841
104 | 0.27 | 0.35 | South/Central | GA | Macon-Middle.Georgia.Rgnl.AP.722170 | 3 | 1376995 | 33.2952 | 13.2857 | 51.713 | 33.2162 | 18.4968 | 1028.46 | 2.2963 | 10.51 | 3.502 | -1.2058 | -3.0089 | 0.89667 | -8.07 | 2.104 | -1.2073 | -20.9592 | 1.2688 | -28.13 | 3.9811 | -2.7123 | -56.6282 | 2.2963 | 10.51 | 3.502 | -1.2058 | -3.0089 | 2.3372 | 9.03 | 3.6633 | -1.3262 | -5.7198 | 0.018218 | 0.60657 | 0.24204 | 0.94211 | 18.7366 | 0.041833 | 0.016336 | 0.023115 | 0.041833 | 0.042578 | 0.19147 | -0.14702 | -0.51247 | 0.19147 | 0.16451 | -0.054817 | -0.38184 | -1.0317 | -0.054817 | -0.1042 | 0.018218 | 0.60657 | 0.24204 | 0.94211 | 18.7366 | 0.041833 | 0.016336 | 0.023115 | 0.041833 | 0.042578 | 0.19147 | -0.14702 | -0.51247 | 0.19147 | 0.16451 | -0.054817 | -0.38184 | -1.0317 | -0.054817 | -0.1042
105 | 0.27 | 0.4 | South/Central | GA | Macon-Middle.Georgia.Rgnl.AP.722170 | 3 | 1376995 | 32.8026 | 13.5977 | 51.6438 | 32.7247 | 18.9191 | 1034.54 | 2.3655 | 4.43 | 3.9935 | -1.628 | -13.4664 | 0.96591 | -14.15 | 2.5955 | -1.6296 | -31.4167 | 1.338 | -34.21 | 4.4726 | -3.1346 | -67.0856 | 2.3655 | 4.43 | 3.9935 | -1.628 | -13.4664 | 2.4064 | 2.95 | 4.1548 | -1.7484 | -16.1772 | 0.018218 | 0.5976 | 0.24772 | 0.94085 | 18.8473 | 0.043095 | 0.017597 | 0.024376 | 0.043095 | 0.04384 | 0.080706 | -0.25779 | -0.62324 | 0.080706 | 0.053743 | -0.24533 | -0.57235 | -1.2222 | -0.24533 | -0.29472 | 0.018218 | 0.5976 | 0.24772 | 0.94085 | 18.8473 | 0.043095 | 0.017597 | 0.024376 | 0.043095 | 0.04384 | 0.080706 | -0.25779 | -0.62324 | 0.080706 | 0.053743 | -0.24533 | -0.57235 | -1.2222 | -0.24533 | -0.29472
106 | 0.26 | 0.2 | South/Central | GA | Macon-Middle.Georgia.Rgnl.AP.722170 | 3 | 1376995 | 35.4193 | 11.6781 | 51.6578 | 35.3352 | 16.3226 | 991.71 | 2.3515 | 47.26 | 1.383 | 0.96848 | 56.1075 | 0.9519 | 28.68 | -0.01506 | 0.96696 | 38.1572 | 1.324 | 8.62 | 1.8621 | -0.53805 | 2.4882 | 2.3515 | 47.26 | 1.383 | 0.96848 | 56.1075 | 2.3924 | 45.78 | 1.5443 | 0.84809 | 53.3967 | 0.018218 | 0.64527 | 0.21275 | 0.94111 | 18.0671 | 0.04284 | 0.017342 | 0.024121 | 0.04284 | 0.043585 | 0.86099 | 0.52249 | 0.15704 | 0.86099 | 0.83402 | 1.0222 | 0.69515 | 0.045331 | 1.0222 | 0.97279 | 0.018218 | 0.64527 | 0.21275 | 0.94111 | 18.0671 | 0.04284 | 0.017342 | 0.024121 | 0.04284 | 0.043585 | 0.86099 | 0.52249 | 0.15704 | 0.86099 | 0.83402 | 1.0222 | 0.69515 | 0.045331 | 1.0222 | 0.97279
107 | 0.26 | 0.25 | South/Central | GA | Macon-Middle.Georgia.Rgnl.AP.722170 | 3 | 1376995 | 34.4032 | 12.3315 | 51.5156 | 34.3216 | 17.194 | 1004.25 | 2.4936 | 34.72 | 2.3966 | 0.097019 | 34.5156 | 1.0941 | 16.14 | 0.99857 | 0.095498 | 16.5654 | 1.4662 | -3.92 | 2.8757 | -1.4095 | -19.1036 | 2.4936 | 34.72 | 2.3966 | 0.097019 | 34.5156 | 2.5345 | 33.24 | 2.5579 | -0.023371 | 31.8048 | 0.018218 | 0.62676 | 0.22466 | 0.93852 | 18.2955 | 0.045429 | 0.019932 | 0.026711 | 0.045429 | 0.046175 | 0.63253 | 0.29404 | -0.071415 | 0.63253 | 0.60557 | 0.62881 | 0.30179 | -0.34803 | 0.62881 | 0.57942 | 0.018218 | 0.62676 | 0.22466 | 0.93852 | 18.2955 | 0.045429 | 0.019932 | 0.026711 | 0.045429 | 0.046175 | 0.63253 | 0.29404 | -0.071415 | 0.63253 | 0.60557 | 0.62881 | 0.30179 | -0.34803 | 0.62881 | 0.57942
108 | 0.26 | 0.3 | South/Central | GA | Macon-Middle.Georgia.Rgnl.AP.722170 | 3 | 1376995 | 33.699 | 12.8036 | 51.4541 | 33.619 | 17.8351 | 1014.05 | 2.5552 | 24.92 | 3.0993 | -0.54405 | 18.0817 | 1.1556 | 6.34 | 1.7012 | -0.54557 | 0.13142 | 1.5277 | -13.72 | 3.5783 | -2.0506 | -35.5376 | 2.5552 | 24.92 | 3.0993 | -0.54405 | 18.0817 | 2.5961 | 23.44 | 3.2605 | -0.66444 | 15.3709 | 0.018218 | 0.61393 | 0.23326 | 0.93739 | 18.4741 | 0.046551 | 0.021053 | 0.027833 | 0.046551 | 0.047296 | 0.45399 | 0.1155 | -0.24995 | 0.45399 | 0.42703 | 0.32941 | 0.0023942 | -0.64743 | 0.32941 | 0.28003 | 0.018218 | 0.61393 | 0.23326 | 0.93739 | 18.4741 | 0.046551 | 0.021053 | 0.027833 | 0.046551 | 0.047296 | 0.45399 | 0.1155 | -0.24995 | 0.45399 | 0.42703 | 0.32941 | 0.0023942 | -0.64743 | 0.32941 | 0.28003
109 | 0.26 | 0.35 | South/Central | GA | Macon-Middle.Georgia.Rgnl.AP.722170 | 3 | 1376995 | 32.8441 | 13.456 | 51.4719 | 32.7661 | 18.7058 | 1028.68 | 2.5374 | 10.29 | 3.9521 | -1.4148 | -5.5373 | 1.1378 | -8.29 | 2.5541 | -1.4163 | -23.4876 | 1.5099 | -28.35 | 4.4312 | -2.9213 | -59.1566 | 2.5374 | 10.29 | 3.9521 | -1.4148 | -5.5373 | 2.5783 | 8.81 | 4.1134 | -1.5351 | -8.2482 | 0.018218 | 0.59836 | 0.24514 | 0.93772 | 18.7406 | 0.046226 | 0.020728 | 0.027508 | 0.046226 | 0.046971 | 0.18746 | -0.15103 | -0.51648 | 0.18746 | 0.1605 | -0.10088 | -0.4279 | -1.0777 | -0.10088 | -0.15027 | 0.018218 | 0.59836 | 0.24514 | 0.93772 | 18.7406 | 0.046226 | 0.020728 | 0.027508 | 0.046226 | 0.046971 | 0.18746 | -0.15103 | -0.51648 | 0.18746 | 0.1605 | -0.10088 | -0.4279 | -1.0777 | -0.10088 | -0.15027
110 | 0.26 | 0.4 | South/Central | GA | Macon-Middle.Georgia.Rgnl.AP.722170 | 3 | 1376995 | 32.5118 | 13.6078 | 51.3629 | 32.4346 | 18.9283 | 1030.95 | 2.6464 | 8.02 | 4.2836 | -1.6372 | -10.1187 | 1.2468 | -10.56 | 2.8855 | -1.6387 | -28.069 | 1.6189 | -30.62 | 4.7627 | -3.1438 | -63.738 | 2.6464 | 8.02 | 4.2836 | -1.6372 | -10.1187 | 2.6873 | 6.54 | 4.4449 | -1.7576 | -12.8296 | 0.018218 | 0.5923 | 0.24791 | 0.93573 | 18.7819 | 0.048212 | 0.022714 | 0.029494 | 0.048212 | 0.048957 | 0.14611 | -0.19238 | -0.55784 | 0.14611 | 0.11915 | -0.18434 | -0.51136 | -1.1612 | -0.18434 | -0.23373 | 0.018218 | 0.5923 | 0.24791 | 0.93573 | 18.7819 | 0.048212 | 0.022714 | 0.029494 | 0.048212 | 0.048957 | 0.14611 | -0.19238 | -0.55784 | 0.14611 | 0.11915 | -0.18434 | -0.51136 | -1.1612 | -0.18434 | -0.23373
111 | 0.25 | 0.2 | South/Central | GA | Macon-Middle.Georgia.Rgnl.AP.722170 | 3 | 1376995 | 35.1093 | 11.6881 | 51.3571 | 35.026 | 16.3311 | 987.85 | 2.6522 | 51.12 | 1.6923 | 0.95991 | 59.7252 | 1.2526 | 32.54 | 0.29421 | 0.95839 | 41.7749 | 1.6247 | 12.48 | 2.1713 | -0.54662 | 6.1059 | 2.6522 | 51.12 | 1.6923 | 0.95991 | 59.7252 | 2.6931 | 49.64 | 1.8536 | 0.83952 | 57.0144 | 0.018218 | 0.63962 | 0.21293 | 0.93563 | 17.9967 | 0.048318 | 0.02282 | 0.029599 | 0.048318 | 0.049063 | 0.93131 | 0.59282 | 0.22736 | 0.93131 | 0.90435 | 1.0881 | 0.76106 | 0.11124 | 1.0881 | 1.0387 | 0.018218 | 0.63962 | 0.21293 | 0.93563 | 17.9967 | 0.048318 | 0.02282 | 0.029599 | 0.048318 | 0.049063 | 0.93131 | 0.59282 | 0.22736 | 0.93131 | 0.90435 | 1.0881 | 0.76106 | 0.11124 | 1.0881 | 1.0387
112 | 0.25 | 0.25 | South/Central | GA | Macon-Middle.Georgia.Rgnl.AP.722170 | 3 | 1376995 | 34.1035 | 12.3322 | 51.2073 | 34.0225 | 17.1848 | 999.99 | 2.802 | 38.98 | 2.6957 | 0.10624 | 38.7089 | 1.4024 | 20.4 | 1.2977 | 0.10472 | 20.7586 | 1.7745 | 0.34 | 3.1748 | -1.4003 | -14.9104 | 2.802 | 38.98 | 2.6957 | 0.10624 | 38.7089 | 2.8429 | 37.5 | 2.857 | -0.014145 | 35.9981 | 0.018218 | 0.6213 | 0.22467 | 0.9329 | 18.2179 | 0.051047 | 0.025549 | 0.032328 | 0.051047 | 0.051792 | 0.71014 | 0.37165 | 0.0061941 | 0.71014 | 0.68318 | 0.7052 | 0.37818 | -0.27164 | 0.7052 | 0.65582 | 0.018218 | 0.6213 | 0.22467 | 0.9329 | 18.2179 | 0.051047 | 0.025549 | 0.032328 | 0.051047 | 0.051792 | 0.71014 | 0.37165 | 0.0061941 | 0.71014 | 0.68318 | 0.7052 | 0.37818 | -0.27164 | 0.7052 | 0.65582
113 | 0.25 | 0.3 | South/Central | GA | Macon-Middle.Georgia.Rgnl.AP.722170 | 3 | 1376995 | 33.2069 | 12.9945 | 51.1929 | 33.1281 | 18.0649 | 1014.36 | 2.8163 | 24.61 | 3.5901 | -0.77383 | 15.2501 | 1.4167 | 6.03 | 2.1921 | -0.77535 | -2.7001 | 1.7889 | -14.03 | 4.0692 | -2.2804 | -38.3691 | 2.8163 | 24.61 | 3.5901 | -0.77383 | 15.2501 | 2.8572 | 23.13 | 3.7514 | -0.89422 | 12.5393 | 0.018218 | 0.60497 | 0.23674 | 0.93264 | 18.4797 | 0.051308 | 0.02581 | 0.03259 | 0.051308 | 0.052053 | 0.44835 | 0.10986 | -0.2556 | 0.44835 | 0.42138 | 0.27783 | -0.049192 | -0.69901 | 0.27783 | 0.22844 | 0.018218 | 0.60497 | 0.23674 | 0.93264 | 18.4797 | 0.051308 | 0.02581 | 0.03259 | 0.051308 | 0.052053 | 0.44835 | 0.10986 | -0.2556 | 0.44835 | 0.42138 | 0.27783 | -0.049192 | -0.69901 | 0.27783 | 0.22844
114 | 0.25 | 0.35 | South/Central | GA | Macon-Middle.Georgia.Rgnl.AP.722170 | 3 | 1376995 | 32.3621 | 13.6863 | 51.2705 | 32.2853 | 18.9852 | 1030.59 | 2.7388 | 8.38 | 4.433 | -1.6942 | -10.4673 | 1.3392 | -10.2 | 3.0349 | -1.6957 | -28.4176 | 1.7113 | -30.26 | 4.912 | -3.2007 | -64.0866 | 2.7388 | 8.38 | 4.433 | -1.6942 | -10.4673 | 2.7796 | 6.9 | 4.5942 | -1.8146 | -13.1781 | 0.018218 | 0.58958 | 0.24934 | 0.93405 | 18.7754 | 0.049895 | 0.024397 | 0.031176 | 0.049895 | 0.05064 | 0.15267 | -0.18582 | -0.55128 | 0.15267 | 0.1257 | -0.19069 | -0.51771 | -1.1675 | -0.19069 | -0.24008 | 0.018218 | 0.58958 | 0.24934 | 0.93405 | 18.7754 | 0.049895 | 0.024397 | 0.031176 | 0.049895 | 0.05064 | 0.15267 | -0.18582 | -0.55128 | 0.15267 | 0.1257 | -0.19069 | -0.51771 | -1.1675 | -0.19069 | -0.24008
115 | 0.25 | 0.4 | South/Central | GA | Macon-Middle.Georgia.Rgnl.AP.722170 | 3 | 1376995 | 32.2212 | 13.6281 | 51.0827 | 32.1447 | 18.938 | 1027.38 | 2.9266 | 11.59 | 4.5736 | -1.647 | -6.7965 | 1.527 | -6.99 | 3.1755 | -1.6485 | -24.7468 | 1.8991 | -27.05 | 5.0526 | -3.1535 | -60.4158 | 2.9266 | 11.59 | 4.5736 | -1.647 | -6.7965 | 2.9674 | 10.11 | 4.7348 | -1.7674 | -9.5073 | 0.018218 | 0.58701 | 0.24828 | 0.93063 | 18.7169 | 0.053316 | 0.027818 | 0.034598 | 0.053316 | 0.054061 | 0.21115 | -0.12734 | -0.4928 | 0.21115 | 0.18418 | -0.12382 | -0.45084 | -1.1007 | -0.12382 | -0.17321 | 0.018218 | 0.58701 | 0.24828 | 0.93063 | 18.7169 | 0.053316 | 0.027818 | 0.034598 | 0.053316 | 0.054061 | 0.21115 | -0.12734 | -0.4928 | 0.21115 | 0.18418 | -0.12382 | -0.45084 | -1.1007 | -0.12382 | -0.17321
116 | 0.24 | 0.2 | South/Central | GA | Macon-Middle.Georgia.Rgnl.AP.722170 | 3 | 1376995 | 34.8186 | 11.6979 | 51.0669 | 34.736 | 16.3309 | 984 | 2.9423 | 54.97 | 1.9822 | 0.9601 | 63.4431 | 1.5428 | 36.39 | 0.58417 | 0.95858 | 45.4928 | 1.9149 | 16.33 | 2.4613 | -0.54643 | 9.8238 | 2.9423 | 54.97 | 1.9822 | 0.9601 | 63.4431 | 2.9832 | 53.49 | 2.1435 | 0.83971 | 60.7323 | 0.018218 | 0.63433 | 0.21311 | 0.93034 | 17.9266 | 0.053604 | 0.028106 | 0.034885 | 0.053604 | 0.054349 | 1.0014 | 0.66296 | 0.2975 | 1.0014 | 0.97449 | 1.1558 | 0.82879 | 0.17897 | 1.1558 | 1.1064 | 0.018218 | 0.63433 | 0.21311 | 0.93034 | 17.9266 | 0.053604 | 0.028106 | 0.034885 | 0.053604 | 0.054349 | 1.0014 | 0.66296 | 0.2975 | 1.0014 | 0.97449 | 1.1558 | 0.82879 | 0.17897 | 1.1558 | 1.1064
117 | 0.24 | 0.25 | South/Central | GA | Macon-Middle.Georgia.Rgnl.AP.722170 | 3 | 1376995 | 33.8121 | 12.3428 | 50.9259 | 33.7318 | 17.1941 | 996.4 | 3.0833 | 42.57 | 2.9864 | 0.096918 | 42.0588 | 1.6838 | 23.99 | 1.5884 | 0.095397 | 24.1085 | 2.0559 | 3.93 | 3.4655 | -1.4096 | -11.5605 | 3.0833 | 42.57 | 2.9864 | 0.096918 | 42.0588 | 3.1242 | 41.09 | 3.1477 | -0.023472 | 39.348 | 0.018218 | 0.61599 | 0.22486 | 0.92777 | 18.1525 | 0.056173 | 0.030675 | 0.037454 | 0.056173 | 0.056918 | 0.77554 | 0.43705 | 0.071597 | 0.77554 | 0.74858 | 0.76623 | 0.43921 | -0.21061 | 0.76623 | 0.71684 | 0.018218 | 0.61599 | 0.22486 | 0.92777 | 18.1525 | 0.056173 | 0.030675 | 0.037454 | 0.056173 | 0.056918 | 0.77554 | 0.43705 | 0.071597 | 0.77554 | 0.74858 | 0.76623 | 0.43921 | -0.21061 | 0.76623 | 0.71684
118 | 0.24 | 0.3 | South/Central | GA | Macon-Middle.Georgia.Rgnl.AP.722170 | 3 | 1376995 | 32.9072 | 13.0045 | 50.8934 | 32.8291 | 18.0643 | 1010.36 | 3.1159 | 28.61 | 3.8891 | -0.77329 | 19.0977 | 1.7163 | 10.03 | 2.4911 | -0.77481 | 1.1474 | 2.0884 | -10.03 | 4.3682 | -2.2798 | -34.5216 | 3.1159 | 28.61 | 3.8891 | -0.77329 | 19.0977 | 3.1568 | 27.13 | 4.0504 | -0.89368 | 16.3868 | 0.018218 | 0.59951 | 0.23692 | 0.92718 | 18.4068 | 0.056765 | 0.031267 | 0.038047 | 0.056765 | 0.05751 | 0.52122 | 0.18273 | -0.18273 | 0.52122 | 0.49426 | 0.34792 | 0.020903 | -0.62892 | 0.34792 | 0.29854 | 0.018218 | 0.59951 | 0.23692 | 0.92718 | 18.4068 | 0.056765 | 0.031267 | 0.038047 | 0.056765 | 0.05751 | 0.52122 | 0.18273 | -0.18273 | 0.52122 | 0.49426 | 0.34792 | 0.020903 | -0.62892 | 0.34792 | 0.29854
119 | 0.24 | 0.35 | South/Central | GA | Macon-Middle.Georgia.Rgnl.AP.722170 | 3 | 1376995 | 32.0715 | 13.6968 | 50.981 | 31.9953 | 18.9857 | 1026.75 | 3.0283 | 12.22 | 4.7229 | -1.6947 | -6.7749 | 1.6287 | -6.36 | 3.3249 | -1.6962 | -24.7252 | 2.0008 | -26.42 | 5.202 | -3.2012 | -60.3942 | 3.0283 | 12.22 | 4.7229 | -1.6947 | -6.7749 | 3.0692 | 10.74 | 4.8842 | -1.815 | -9.4857 | 0.018218 | 0.58428 | 0.24953 | 0.92878 | 18.7054 | 0.055169 | 0.029671 | 0.036451 | 0.055169 | 0.055914 | 0.22263 | -0.11587 | -0.48132 | 0.22263 | 0.19566 | -0.12343 | -0.45045 | -1.1003 | -0.12343 | -0.17281 | 0.018218 | 0.58428 | 0.24953 | 0.92878 | 18.7054 | 0.055169 | 0.029671 | 0.036451 | 0.055169 | 0.055914 | 0.22263 | -0.11587 | -0.48132 | 0.22263 | 0.19566 | -0.12343 | -0.45045 | -1.1003 | -0.12343 | -0.17281
120 | 0.24 | 0.4 | South/Central | GA | Macon-Middle.Georgia.Rgnl.AP.722170 | 3 | 1376995 | 31.9312 | 13.6475 | 50.812 | 31.8553 | 18.9567 | 1024.09 | 3.1972 | 14.88 | 4.8629 | -1.6657 | -3.8346 | 1.7976 | -3.7 | 3.4648 | -1.6672 | -21.7849 | 2.1698 | -23.76 | 5.342 | -3.1722 | -57.4538 | 3.1972 | 14.88 | 4.8629 | -1.6657 | -3.8346 | 3.2381 | 13.4 | 5.0242 | -1.7861 | -6.5454 | 0.018218 | 0.58173 | 0.24863 | 0.9257 | 18.657 | 0.058247 | 0.032749 | 0.039529 | 0.058247 | 0.058992 | 0.27109 | -0.067407 | -0.43286 | 0.27109 | 0.24412 | -0.069859 | -0.39688 | -1.0467 | -0.069859 | -0.11924 | 0.018218 | 0.58173 | 0.24863 | 0.9257 | 18.657 | 0.058247 | 0.032749 | 0.039529 | 0.058247 | 0.058992 | 0.27109 | -0.067407 | -0.43286 | 0.27109 | 0.24412 | -0.069859 | -0.39688 | -1.0467 | -0.069859 | -0.11924
121 | 0.22 | 0.2 | South/Central | GA | Macon-Middle.Georgia.Rgnl.AP.722170 | 3 | 1376995 | 34.2175 | 11.7084 | 50.4656 | 34.1362 | 16.3294 | 975.99 | 3.5436 | 62.98 | 2.582 | 0.96164 | 71.1789 | 2.1441 | 44.4 | 1.1839 | 0.96012 | 53.2286 | 2.5162 | 24.34 | 3.0611 | -0.54489 | 17.5596 | 3.5436 | 62.98 | 2.582 | 0.96164 | 71.1789 | 3.5845 | 61.5 | 2.7433 | 0.84125 | 68.468 | 0.018218 | 0.62338 | 0.21331 | 0.91939 | 17.7807 | 0.064558 | 0.039061 | 0.04584 | 0.064558 | 0.065303 | 1.1474 | 0.80888 | 0.44343 | 1.1474 | 1.1204 | 1.2967 | 0.96972 | 0.3199 | 1.2967 | 1.2474 | 0.018218 | 0.62338 | 0.21331 | 0.91939 | 17.7807 | 0.064558 | 0.039061 | 0.04584 | 0.064558 | 0.065303 | 1.1474 | 0.80888 | 0.44343 | 1.1474 | 1.1204 | 1.2967 | 0.96972 | 0.3199 | 1.2967 | 1.2474
122 | 0.22 | 0.25 | South/Central | GA | Macon-Middle.Georgia.Rgnl.AP.722170 | 3 | 1376995 | 33.2115 | 12.3626 | 50.3349 | 33.1326 | 17.2023 | 988.67 | 3.6743 | 50.3 | 3.5857 | 0.088683 | 49.4002 | 2.2748 | 31.72 | 2.1876 | 0.087162 | 31.4499 | 2.6469 | 11.66 | 4.0647 | -1.4179 | -4.2191 | 3.6743 | 50.3 | 3.5857 | 0.088683 | 49.4002 | 3.7152 | 48.82 | 3.7469 | -0.031706 | 46.6893 | 0.018218 | 0.60505 | 0.22522 | 0.91701 | 18.0117 | 0.066939 | 0.041442 | 0.048221 | 0.066939 | 0.067684 | 0.91637 | 0.57788 | 0.21242 | 0.91637 | 0.88941 | 0.89998 | 0.57296 | -0.076864 | 0.89998 | 0.85059 | 0.018218 | 0.60505 | 0.22522 | 0.91701 | 18.0117 | 0.066939 | 0.041442 | 0.048221 | 0.066939 | 0.067684 | 0.91637 | 0.57788 | 0.21242 | 0.91637 | 0.88941 | 0.89998 | 0.57296 | -0.076864 | 0.89998 | 0.85059
123 | 0.22 | 0.3 | South/Central | GA | Macon-Middle.Georgia.Rgnl.AP.722170 | 3 | 1376995 | 32.3158 | 13.0343 | 50.3223 | 32.239 | 18.0833 | 1003.06 | 3.687 | 35.91 | 4.4792 | -0.79225 | 25.8965 | 2.2874 | 17.33 | 3.0812 | -0.79377 | 7.9462 | 2.6595 | -2.73 | 4.9583 | -2.2988 | -27.7228 | 3.687 | 35.91 | 4.4792 | -0.79225 | 25.8965 | 3.7279 | 34.43 | 4.6405 | -0.91264 | 23.1857 | 0.018218 | 0.58873 | 0.23746 | 0.91678 | 18.2738 | 0.06717 | 0.041672 | 0.048452 | 0.06717 | 0.067915 | 0.65421 | 0.31572 | -0.049735 | 0.65421 | 0.62725 | 0.47178 | 0.14476 | -0.50506 | 0.47178 | 0.4224 | 0.018218 | 0.58873 | 0.23746 | 0.91678 | 18.2738 | 0.06717 | 0.041672 | 0.048452 | 0.06717 | 0.067915 | 0.65421 | 0.31572 | -0.049735 | 0.65421 | 0.62725 | 0.47178 | 0.14476 | -0.50506 | 0.47178 | 0.4224
124 | 0.22 | 0.35 | South/Central | GA | Macon-Middle.Georgia.Rgnl.AP.722170 | 3 | 1376995 | 31.4809 | 13.7267 | 50.4103 | 31.4061 | 19.0042 | 1019.43 | 3.599 | 19.54 | 5.3122 | -1.7132 | 0.030416 | 2.1994 | 0.96 | 3.9141 | -1.7147 | -17.9199 | 2.5715 | -19.1 | 5.7912 | -3.2197 | -53.5888 | 3.599 | 19.54 | 5.3122 | -1.7132 | 0.030416 | 3.6399 | 18.06 | 5.4735 | -1.8336 | -2.6804 | 0.018218 | 0.57352 | 0.25007 | 0.91838 | 18.5721 | 0.065567 | 0.040069 | 0.046848 | 0.065567 | 0.066312 | 0.35598 | 0.017489 | -0.34797 | 0.35598 | 0.32902 | 0.00055412 | -0.32647 | -0.97629 | 0.00055412 | -0.048832 | 0.018218 | 0.57352 | 0.25007 | 0.91838 | 18.5721 | 0.065567 | 0.040069 | 0.046848 | 0.065567 | 0.066312 | 0.35598 | 0.017489 | -0.34797 | 0.35598 | 0.32902 | 0.00055412 | -0.32647 | -0.97629 | 0.00055412 | -0.048832
125 | 0.22 | 0.4 | South/Central | GA | Macon-Middle.Georgia.Rgnl.AP.722170 | 3 | 1376995 | 31.3591 | 13.6783 | 50.2607 | 31.2845 | 18.9762 | 1017.04 | 3.7485 | 21.93 | 5.4337 | -1.6851 | 2.6977 | 2.349 | 3.35 | 4.0356 | -1.6867 | -15.2526 | 2.7211 | -16.71 | 5.9128 | -3.1917 | -50.9215 | 3.7485 | 21.93 | 5.4337 | -1.6851 | 2.6977 | 3.7894 | 20.45 | 5.595 | -1.8055 | -0.013107 | 0.018218 | 0.5713 | 0.24919 | 0.91565 | 18.5285 | 0.068291 | 0.042794 | 0.049573 | 0.068291 | 0.069036 | 0.39952 | 0.061031 | -0.30442 | 0.39952 | 0.37256 | 0.049147 | -0.27787 | -0.92769 | 0.049147 | -0.00023879 | 0.018218 | 0.5713 | 0.24919 | 0.91565 | 18.5285 | 0.068291 | 0.042794 | 0.049573 | 0.068291 | 0.069036 | 0.39952 | 0.061031 | -0.30442 | 0.39952 | 0.37256 | 0.049147 | -0.27787 | -0.92769 | 0.049147 | -0.00023879
126 | 0.2 | 0.2 | South/Central | GA | Macon-Middle.Georgia.Rgnl.AP.722170 | 3 | 1376995 | 33.6069 | 11.7287 | 49.8653 | 33.527 | 16.3383 | 968.14 | 4.144 | 70.83 | 3.1912 | 0.95276 | 78.622 | 2.7444 | 52.25 | 1.7931 | 0.95124 | 60.6717 | 3.1165 | 32.19 | 3.6703 | -0.55378 | 25.0028 | 4.144 | 70.83 | 3.1912 | 0.95276 | 78.622 | 4.1849 | 69.35 | 3.3525 | 0.83237 | 75.9112 | 0.018218 | 0.61225 | 0.21368 | 0.90845 | 17.6377 | 0.075495 | 0.049997 | 0.056777 | 0.075495 | 0.07624 | 1.2904 | 0.9519 | 0.58644 | 1.2904 | 1.2634 | 1.4323 | 1.1053 | 0.4555 | 1.4323 | 1.383 | 0.018218 | 0.61225 | 0.21368 | 0.90845 | 17.6377 | 0.075495 | 0.049997 | 0.056777 | 0.075495 | 0.07624 | 1.2904 | 0.9519 | 0.58644 | 1.2904 | 1.2634 | 1.4323 | 1.1053 | 0.4555 | 1.4323 | 1.383
127 | 0.2 | 0.25 | South/Central | GA | Macon-Middle.Georgia.Rgnl.AP.722170 | 3 | 1376995 | 32.61 | 12.3831 | 49.7348 | 32.5325 | 17.2023 | 980.68 | 4.2744 | 58.29 | 4.1857 | 0.08871 | 57.0798 | 2.8748 | 39.71 | 2.7877 | 0.087189 | 39.1295 | 3.247 | 19.65 | 4.6648 | -1.4178 | 3.4605 | 4.2744 | 58.29 | 4.1857 | 0.08871 | 57.0798 | 4.3153 | 56.81 | 4.347 | -0.031679 | 54.369 | 0.018218 | 0.59409 | 0.2256 | 0.90607 | 17.8661 | 0.077872 | 0.052374 | 0.059154 | 0.077872 | 0.078617 | 1.0619 | 0.72344 | 0.35799 | 1.0619 | 1.035 | 1.0399 | 0.71286 | 0.063044 | 1.0399 | 0.9905 | 0.018218 | 0.59409 | 0.2256 | 0.90607 | 17.8661 | 0.077872 | 0.052374 | 0.059154 | 0.077872 | 0.078617 | 1.0619 | 0.72344 | 0.35799 | 1.0619 | 1.035 | 1.0399 | 0.71286 | 0.063044 | 1.0399 | 0.9905
128 | 0.2 | 0.3 | South/Central | GA | Macon-Middle.Georgia.Rgnl.AP.722170 | 3 | 1376995 | 31.7144 | 13.0555 | 49.7319 | 31.639 | 18.0929 | 995.34 | 4.2774 | 43.63 | 5.0792 | -0.80183 | 33.1941 | 2.8778 | 25.05 | 3.6811 | -0.80335 | 15.2438 | 3.2499 | 4.99 | 5.5583 | -2.3084 | -20.4251 | 4.2774 | 43.63 | 5.0792 | -0.80183 | 33.1941 | 4.3183 | 42.15 | 5.2405 | -0.92222 | 30.4833 | 0.018218 | 0.57778 | 0.23785 | 0.90602 | 18.1332 | 0.077926 | 0.052428 | 0.059207 | 0.077926 | 0.078671 | 0.79486 | 0.45636 | 0.090908 | 0.79486 | 0.76789 | 0.60473 | 0.27771 | -0.37211 | 0.60473 | 0.55535 | 0.018218 | 0.57778 | 0.23785 | 0.90602 | 18.1332 | 0.077926 | 0.052428 | 0.059207 | 0.077926 | 0.078671 | 0.79486 | 0.45636 | 0.090908 | 0.79486 | 0.76789 | 0.60473 | 0.27771 | -0.37211 | 0.60473 | 0.55535
129 | 0.2 | 0.35 | South/Central | GA | Macon-Middle.Georgia.Rgnl.AP.722170 | 3 | 1376995 | 30.8895 | 13.757 | 49.839 | 30.8161 | 19.023 | 1012.1 | 4.1702 | 26.87 | 5.9022 | -1.732 | 6.8359 | 2.7706 | 8.29 | 4.5041 | -1.7335 | -11.1144 | 3.1428 | -11.77 | 6.3812 | -3.2385 | -46.7834 | 4.1702 | 26.87 | 5.9022 | -1.732 | 6.8359 | 4.2111 | 25.39 | 6.0635 | -1.8523 | 4.125 | 0.018218 | 0.56275 | 0.25063 | 0.90797 | 18.4385 | 0.075973 | 0.050476 | 0.057255 | 0.075973 | 0.076718 | 0.48952 | 0.15103 | -0.21443 | 0.48952 | 0.46256 | 0.12454 | -0.20248 | -0.8523 | 0.12454 | 0.07515 | 0.018218 | 0.56275 | 0.25063 | 0.90797 | 18.4385 | 0.075973 | 0.050476 | 0.057255 | 0.075973 | 0.076718 | 0.48952 | 0.15103 | -0.21443 | 0.48952 | 0.46256 | 0.12454 | -0.20248 | -0.8523 | 0.12454 | 0.07515
130 | 0.2 | 0.4 | South/Central | GA | Macon-Middle.Georgia.Rgnl.AP.722170 | 3 | 1376995 | 30.7684 | 13.7089 | 49.6999 | 30.6952 | 19.0047 | 1010 | 4.3094 | 28.97 | 6.023 | -1.7137 | 9.1077 | 2.9098 | 10.39 | 4.625 | -1.7152 | -8.8426 | 3.2819 | -9.67 | 6.5021 | -3.2202 | -44.5115 | 4.3094 | 28.97 | 6.023 | -1.7137 | 9.1077 | 4.3503 | 27.49 | 6.1843 | -1.8341 | 6.3969 | 0.018218 | 0.56054 | 0.24975 | 0.90544 | 18.4003 | 0.078509 | 0.053011 | 0.05979 | 0.078509 | 0.079254 | 0.52778 | 0.18929 | -0.17617 | 0.52778 | 0.50082 | 0.16593 | -0.16109 | -0.81092 | 0.16593 | 0.11654 | 0.018218 | 0.56054 | 0.24975 | 0.90544 | 18.4003 | 0.078509 | 0.053011 | 0.05979 | 0.078509 | 0.079254 | 0.52778 | 0.18929 | -0.17617 | 0.52778 | 0.50082 | 0.16593 | -0.16109 | -0.81092 | 0.16593 | 0.11654
133 | 0.32 | 0.2 | South/Central | GA | Macon-Middle.Georgia.Rgnl.AP.722170 | 3 | 1376995 | 37.1722 | 11.6272 | 53.3993 | 37.0841 | 16.3152 | 1014.66 | 0.60993 | 24.31 | -0.36591 | 0.97584 | 34.0199 | -0.78965 | 5.73 | -1.764 | 0.97432 | 16.0696 | -0.41753 | -14.33 | 0.11316 | -0.53069 | -19.5994 | 0.60993 | 24.31 | -0.36591 | 0.97584 | 34.0199 | 0.65083 | 22.83 | -0.20462 | 0.85545 | 31.3091 | 0.018218 | 0.67721 | 0.21183 | 0.97283 | 18.4852 | 0.011112 | -0.014386 | -0.0076066 | 0.011112 | 0.011857 | 0.44288 | 0.10439 | -0.26107 | 0.44288 | 0.41592 | 0.61978 | 0.29276 | -0.35706 | 0.61978 | 0.57039 | 0.018218 | 0.67721 | 0.21183 | 0.97283 | 18.4852 | 0.011112 | -0.014386 | -0.0076066 | 0.011112 | 0.011857 | 0.44288 | 0.10439 | -0.26107 | 0.44288 | 0.41592 | 0.61978 | 0.29276 | -0.35706 | 0.61978 | 0.57039
134 | 0.32 | 0.23 | South/Central | GA | Macon-Middle.Georgia.Rgnl.AP.722170 | 3 | 1376995 | 36.5289 | 12.0291 | 53.2884 | 36.4424 | 16.846 | 1022 | 0.72086 | 16.97 | 0.27586 | 0.44499 | 21.1785 | -0.67873 | -1.61 | -1.1222 | 0.44347 | 3.2283 | -0.3066 | -21.67 | 0.75494 | -1.0615 | -32.4407 | 0.72086 | 16.97 | 0.27586 | 0.44499 | 21.1785 | 0.76175 | 15.49 | 0.43715 | 0.3246 | 18.4677 | 0.018218 | 0.66549 | 0.21915 | 0.97081 | 18.6189 | 0.013133 | -0.012365 | -0.0055857 | 0.013133 | 0.013878 | 0.30916 | -0.029331 | -0.39479 | 0.30916 | 0.2822 | 0.38583 | 0.058813 | -0.59101 | 0.38583 | 0.33645 | 0.018218 | 0.66549 | 0.21915 | 0.97081 | 18.6189 | 0.013133 | -0.012365 | -0.0055857 | 0.013133 | 0.013878 | 0.30916 | -0.029331 | -0.39479 | 0.30916 | 0.2822 | 0.38583 | 0.058813 | -0.59101 | 0.38583 | 0.33645
135 | 0.32 | 0.25 | South/Central | GA | Macon-Middle.Georgia.Rgnl.AP.722170 | 3 | 1376995 | 36.1264 | 12.272 | 53.2099 | 36.0408 | 17.1691 | 1026.32 | 0.79933 | 12.65 | 0.67743 | 0.1219 | 13.5031 | -0.60026 | -5.93 | -0.72064 | 0.12038 | -4.4472 | -0.22813 | -25.99 | 1.1565 | -1.3846 | -40.1162 | 0.79933 | 12.65 | 0.67743 | 0.1219 | 13.5031 | 0.84022 | 11.17 | 0.83871 | 0.0015105 | 10.7923 | 0.018218 | 0.65815 | 0.22357 | 0.96938 | 18.6976 | 0.014562 | -0.010936 | -0.0041562 | 0.014562 | 0.015307 | 0.23046 | -0.10803 | -0.47349 | 0.23046 | 0.2035 | 0.246 | -0.081019 | -0.73084 | 0.246 | 0.19661 | 0.018218 | 0.65815 | 0.22357 | 0.96938 | 18.6976 | 0.014562 | -0.010936 | -0.0041562 | 0.014562 | 0.015307 | 0.23046 | -0.10803 | -0.47349 | 0.23046 | 0.2035 | 0.246 | -0.081019 | -0.73084 | 0.246 | 0.19661
136 | 0.32 | 0.3 | South/Central | GA | Macon-Middle.Georgia.Rgnl.AP.722170 | 3 | 1376995 | 35.9741 | 12.3225 | 53.1785 | 35.8889 | 17.2896 | 1027.94 | 0.83076 | 11.03 | 0.82937 | 0.001383 | 10.6677 | -0.56883 | -7.55 | -0.56869 | -0.00013783 | -7.2826 | -0.1967 | -27.61 | 1.3084 | -1.5052 | -42.9515 | 0.83076 | 11.03 | 0.82937 | 0.001383 | 10.6677 | 0.87165 | 9.55 | 0.99066 | -0.11901 | 7.9569 | 0.018218 | 0.65538 | 0.22449 | 0.96881 | 18.7271 | 0.015135 | -0.010363 | -0.0035836 | 0.015135 | 0.01588 | 0.20095 | -0.13755 | -0.503 | 0.20095 | 0.17398 | 0.19435 | -0.13267 | -0.78249 | 0.19435 | 0.14496 | 0.018218 | 0.65538 | 0.22449 | 0.96881 | 18.7271 | 0.015135 | -0.010363 | -0.0035836 | 0.015135 | 0.01588 | 0.20095 | -0.13755 | -0.503 | 0.20095 | 0.17398 | 0.19435 | -0.13267 | -0.78249 | 0.19435 | 0.14496
137 | 0.32 | 0.35 | South/Central | GA | Macon-Middle.Georgia.Rgnl.AP.722170 | 3 | 1376995 | 35.0494 | 12.925 | 53.0567 | 34.9663 | 18.0904 | 1039.6 | 0.95255 | -0.63 | 1.7519 | -0.79939 | -9.2856 | -0.44703 | -19.21 | 0.35388 | -0.80091 | -27.2359 | -0.074908 | -39.27 | 2.231 | -2.3059 | -62.9049 | 0.95255 | -0.63 | 1.7519 | -0.79939 | -9.2856 | 0.99345 | -2.11 | 1.9132 | -0.91977 | -11.9964 | 0.018218 | 0.63853 | 0.23547 | 0.96659 | 18.9395 | 0.017354 | -0.008144 | -0.0013647 | 0.017354 | 0.018099 | -0.011477 | -0.34997 | -0.71542 | -0.011477 | -0.03844 | -0.16917 | -0.49619 | -1.146 | -0.16917 | -0.21855 | 0.018218 | 0.63853 | 0.23547 | 0.96659 | 18.9395 | 0.017354 | -0.008144 | -0.0013647 | 0.017354 | 0.018099 | -0.011477 | -0.34997 | -0.71542 | -0.011477 | -0.03844 | -0.16917 | -0.49619 | -1.146 | -0.16917 | -0.21855
138 | 0.32 | 0.4 | South/Central | GA | Macon-Middle.Georgia.Rgnl.AP.722170 | 3 | 1376995 | 34.2147 | 13.5267 | 53.0241 | 34.1336 | 18.8905 | 1052.43 | 0.9852 | -13.46 | 2.5847 | -1.5995 | -30.3614 | -0.41438 | -32.04 | 1.1866 | -1.601 | -48.3116 | -0.042259 | -52.1 | 3.0637 | -3.106 | -83.9806 | 0.9852 | -13.46 | 2.5847 | -1.5995 | -30.3614 | 1.0261 | -14.94 | 2.746 | -1.7199 | -33.0722 | 0.018218 | 0.62333 | 0.24643 | 0.966 | 19.1733 | 0.017948 | -0.0075492 | -0.00076988 | 0.017948 | 0.018694 | -0.24522 | -0.58371 | -0.94916 | -0.24522 | -0.27218 | -0.55313 | -0.88015 | -1.53 | -0.55313 | -0.60251 | 0.018218 | 0.62333 | 0.24643 | 0.966 | 19.1733 | 0.017948 | -0.0075492 | -0.00076988 | 0.017948 | 0.018694 | -0.24522 | -0.58371 | -0.94916 | -0.24522 | -0.27218 | -0.55313 | -0.88015 | -1.53 | -0.55313 | -0.60251
140 | 0.2 | 0.45 | South/Central | GA | Macon-Middle.Georgia.Rgnl.AP.722170 | 3 | 1376995 | 30.3057 | 14.14 | 49.8196 | 30.2336 | 19.586 | 1021.18 | 4.1897 | 17.79 | 6.4846 | -2.295 | -8.0403 | 2.7901 | -0.79 | 5.0866 | -2.2965 | -25.9905 | 3.1622 | -20.85 | 6.9637 | -3.8015 | -61.6595 | 4.1897 | 17.79 | 6.4846 | -2.295 | -8.0403 | 4.2306 | 16.31 | 6.6459 | -2.4154 | -10.7511 | 0.018218 | 0.55211 | 0.2576 | 0.90762 | 18.6039 | 0.076327 | 0.05083 | 0.057609 | 0.076327 | 0.077073 | 0.3241 | -0.014392 | -0.37985 | 0.3241 | 0.29714 | -0.14648 | -0.4735 | -1.1233 | -0.14648 | -0.19586 | 0.018218 | 0.55211 | 0.2576 | 0.90762 | 18.6039 | 0.076327 | 0.05083 | 0.057609 | 0.076327 | 0.077073 | 0.3241 | -0.014392 | -0.37985 | 0.3241 | 0.29714 | -0.14648 | -0.4735 | -1.1233 | -0.14648 | -0.19586
141 | 0.22 | 0.45 | South/Central | GA | Macon-Middle.Georgia.Rgnl.AP.722170 | 3 | 1376995 | 30.8962 | 14.1093 | 50.3895 | 30.8228 | 19.5667 | 1028.49 | 3.6198 | 10.48 | 5.8955 | -2.2757 | -14.8141 | 2.2202 | -8.1 | 4.4974 | -2.2772 | -32.7644 | 2.5923 | -28.16 | 6.3745 | -3.7822 | -68.4334 | 3.6198 | 10.48 | 5.8955 | -2.2757 | -14.8141 | 3.6607 | 9 | 6.0567 | -2.3961 | -17.5249 | 0.018218 | 0.56287 | 0.25705 | 0.918 | 18.7371 | 0.065946 | 0.040448 | 0.047227 | 0.065946 | 0.066691 | 0.19093 | -0.14757 | -0.51302 | 0.19093 | 0.16396 | -0.26988 | -0.5969 | -1.2467 | -0.26988 | -0.31927 | 0.018218 | 0.56287 | 0.25705 | 0.918 | 18.7371 | 0.065946 | 0.040448 | 0.047227 | 0.065946 | 0.066691 | 0.19093 | -0.14757 | -0.51302 | 0.19093 | 0.16396 | -0.26988 | -0.5969 | -1.2467 | -0.26988 | -0.31927
142 | 0.24 | 0.45 | South/Central | GA | Macon-Middle.Georgia.Rgnl.AP.722170 | 3 | 1376995 | 31.4677 | 14.0704 | 50.932 | 31.3929 | 19.5391 | 1035.29 | 3.0772 | 3.68 | 5.3253 | -2.2481 | -21.0153 | 1.6776 | -14.9 | 3.9272 | -2.2496 | -38.9656 | 2.0498 | -34.96 | 5.8044 | -3.7546 | -74.6346 | 3.0772 | 3.68 | 5.3253 | -2.2481 | -21.0153 | 3.1181 | 2.2 | 5.4866 | -2.3685 | -23.7262 | 0.018218 | 0.57328 | 0.25634 | 0.92788 | 18.861 | 0.056061 | 0.030564 | 0.037343 | 0.056061 | 0.056806 | 0.067043 | -0.27145 | -0.6369 | 0.067043 | 0.04008 | -0.38286 | -0.70988 | -1.3597 | -0.38286 | -0.43225 | 0.018218 | 0.57328 | 0.25634 | 0.92788 | 18.861 | 0.056061 | 0.030564 | 0.037343 | 0.056061 | 0.056806 | 0.067043 | -0.27145 | -0.6369 | 0.067043 | 0.04008 | -0.38286 | -0.70988 | -1.3597 | -0.38286 | -0.43225
143 | 0.25 | 0.45 | South/Central | GA | Macon-Middle.Georgia.Rgnl.AP.722170 | 3 | 1376995 | 31.7577 | 14.0598 | 51.2114 | 31.6823 | 19.5291 | 1038.86 | 2.7979 | 0.11 | 5.036 | -2.2381 | -24.3213 | 1.3983 | -18.47 | 3.6379 | -2.2396 | -42.2716 | 1.7704 | -38.53 | 5.5151 | -3.7446 | -77.9406 | 2.7979 | 0.11 | 5.036 | -2.2381 | -24.3213 | 2.8388 | -1.37 | 5.1973 | -2.3585 | -27.0322 | 0.018218 | 0.57856 | 0.25614 | 0.93297 | 18.926 | 0.050972 | 0.025475 | 0.032254 | 0.050972 | 0.051717 | 0.002004 | -0.33649 | -0.70194 | 0.002004 | -0.024959 | -0.44309 | -0.77011 | -1.4199 | -0.44309 | -0.49247 | 0.018218 | 0.57856 | 0.25614 | 0.93297 | 18.926 | 0.050972 | 0.025475 | 0.032254 | 0.050972 | 0.051717 | 0.002004 | -0.33649 | -0.70194 | 0.002004 | -0.024959 | -0.44309 | -0.77011 | -1.4199 | -0.44309 | -0.49247
144 | 0.26 | 0.45 | South/Central | GA | Macon-Middle.Georgia.Rgnl.AP.722170 | 3 | 1376995 | 31.9976 | 14.0798 | 51.4813 | 31.9216 | 19.5597 | 1042.96 | 2.528 | -3.99 | 4.7966 | -2.2686 | -28.596 | 1.1284 | -22.57 | 3.3985 | -2.2701 | -46.5463 | 1.5005 | -42.63 | 5.2757 | -3.7752 | -82.2153 | 2.528 | -3.99 | 4.7966 | -2.2686 | -28.596 | 2.5689 | -5.47 | 4.9579 | -2.389 | -31.3069 | 0.018218 | 0.58293 | 0.25651 | 0.93789 | 19.0007 | 0.046055 | 0.020557 | 0.027336 | 0.046055 | 0.0468 | -0.07269 | -0.41118 | -0.77664 | -0.07269 | -0.099653 | -0.52097 | -0.84798 | -1.4978 | -0.52097 | -0.57035 | 0.018218 | 0.58293 | 0.25651 | 0.93789 | 19.0007 | 0.046055 | 0.020557 | 0.027336 | 0.046055 | 0.0468 | -0.07269 | -0.41118 | -0.77664 | -0.07269 | -0.099653 | -0.52097 | -0.84798 | -1.4978 | -0.52097 | -0.57035
145 | 0.27 | 0.45 | South/Central | GA | Macon-Middle.Georgia.Rgnl.AP.722170 | 3 | 1376995 | 32.2288 | 14.0997 | 51.7424 | 32.1523 | 19.5901 | 1046.94 | 2.2668 | -7.97 | 4.5659 | -2.2991 | -32.7554 | 0.86726 | -26.55 | 3.1679 | -2.3006 | -50.7057 | 1.2394 | -46.61 | 5.045 | -3.8056 | -86.3747 | 2.2668 | -7.97 | 4.5659 | -2.2991 | -32.7554 | 2.3077 | -9.45 | 4.7272 | -2.4195 | -35.4663 | 0.018218 | 0.58715 | 0.25687 | 0.94265 | 19.0732 | 0.041298 | 0.0158 | 0.022579 | 0.041298 | 0.042043 | -0.1452 | -0.48369 | -0.84915 | -0.1452 | -0.17216 | -0.59674 | -0.92376 | -1.5736 | -0.59674 | -0.64613 | 0.018218 | 0.58715 | 0.25687 | 0.94265 | 19.0732 | 0.041298 | 0.0158 | 0.022579 | 0.041298 | 0.042043 | -0.1452 | -0.48369 | -0.84915 | -0.1452 | -0.17216 | -0.59674 | -0.92376 | -1.5736 | -0.59674 | -0.64613
146 | 0.28 | 0.45 | South/Central | GA | Macon-Middle.Georgia.Rgnl.AP.722170 | 3 | 1376995 | 32.4588 | 14.1191 | 52.0118 | 32.3818 | 19.63 | 1051.19 | 1.9975 | -12.22 | 4.3364 | -2.3389 | -37.2731 | 0.59789 | -30.8 | 2.9383 | -2.3405 | -55.2234 | 0.97001 | -50.86 | 4.8155 | -3.8455 | -90.8924 | 1.9975 | -12.22 | 4.3364 | -2.3389 | -37.2731 | 2.0384 | -13.7 | 4.4977 | -2.4593 | -39.984 | 0.018218 | 0.59134 | 0.25722 | 0.94756 | 19.1507 | 0.03639 | 0.010892 | 0.017672 | 0.03639 | 0.037135 | -0.22263 | -0.56112 | -0.92657 | -0.22263 | -0.24959 | -0.67904 | -1.0061 | -1.6559 | -0.67904 | -0.72843 | 0.018218 | 0.59134 | 0.25722 | 0.94756 | 19.1507 | 0.03639 | 0.010892 | 0.017672 | 0.03639 | 0.037135 | -0.22263 | -0.56112 | -0.92657 | -0.22263 | -0.24959 | -0.67904 | -1.0061 | -1.6559 | -0.67904 | -0.72843
147 | 0.3 | 0.45 | South/Central | GA | Macon-Middle.Georgia.Rgnl.AP.722170 | 3 | 1376995 | 32.8697 | 14.2092 | 52.5528 | 32.7918 | 19.761 | 1060.55 | 1.4565 | -21.58 | 3.9265 | -2.47 | -47.716 | 0.05691 | -40.16 | 2.5284 | -2.4715 | -65.6663 | 0.42903 | -60.22 | 4.4055 | -3.9765 | -101.3353 | 1.4565 | -21.58 | 3.9265 | -2.47 | -47.716 | 1.4974 | -23.06 | 4.0878 | -2.5904 | -50.4269 | 0.018218 | 0.59882 | 0.25886 | 0.95741 | 19.3212 | 0.026535 | 0.0010368 | 0.0078162 | 0.026535 | 0.02728 | -0.39315 | -0.73164 | -1.0971 | -0.39315 | -0.42011 | -0.86929 | -1.1963 | -1.8461 | -0.86929 | -0.91868 | 0.018218 | 0.59882 | 0.25886 | 0.95741 | 19.3212 | 0.026535 | 0.0010368 | 0.0078162 | 0.026535 | 0.02728 | -0.39315 | -0.73164 | -1.0971 | -0.39315 | -0.42011 | -0.86929 | -1.1963 | -1.8461 | -0.86929 | -0.91868
148 | 0.2 | 0.5 | South/Central | GA | Macon-Middle.Georgia.Rgnl.AP.722170 | 3 | 1376995 | 29.5913 | 14.812 | 50.007 | 29.5209 | 20.486 | 1038.48 | 4.0023 | 0.49 | 7.1973 | -3.195 | -34.6166 | 2.6027 | -18.09 | 5.7992 | -3.1965 | -52.5669 | 2.9748 | -38.15 | 7.6764 | -4.7015 | -88.2359 | 4.0023 | 0.49 | 7.1973 | -3.195 | -34.6166 | 4.0432 | -0.99 | 7.3586 | -3.3154 | -37.3275 | 0.018218 | 0.5391 | 0.26985 | 0.91103 | 18.9191 | 0.072914 | 0.047416 | 0.054195 | 0.072914 | 0.073659 | 0.0089269 | -0.32957 | -0.69502 | 0.0089269 | -0.018036 | -0.63065 | -0.95767 | -1.6075 | -0.63065 | -0.68003 | 0.018218 | 0.5391 | 0.26985 | 0.91103 | 18.9191 | 0.072914 | 0.047416 | 0.054195 | 0.072914 | 0.073659 | 0.0089269 | -0.32957 | -0.69502 | 0.0089269 | -0.018036 | -0.63065 | -0.95767 | -1.6075 | -0.63065 | -0.68003
149 | 0.22 | 0.5 | South/Central | GA | Macon-Middle.Georgia.Rgnl.AP.722170 | 3 | 1376995 | 30.1722 | 14.7717 | 50.5575 | 30.1004 | 20.4571 | 1045.4 | 3.4518 | -6.43 | 6.6178 | -3.166 | -40.8831 | 2.0522 | -25.01 | 5.2197 | -3.1676 | -58.8334 | 2.4243 | -45.07 | 7.0969 | -4.6726 | -94.5024 | 3.4518 | -6.43 | 6.6178 | -3.166 | -40.8831 | 3.4926 | -7.91 | 6.7791 | -3.2864 | -43.5939 | 0.018218 | 0.54968 | 0.26911 | 0.92106 | 19.0452 | 0.062884 | 0.037387 | 0.044166 | 0.062884 | 0.063629 | -0.11714 | -0.45563 | -0.82109 | -0.11714 | -0.14411 | -0.74481 | -1.0718 | -1.7217 | -0.74481 | -0.7942 | 0.018218 | 0.54968 | 0.26911 | 0.92106 | 19.0452 | 0.062884 | 0.037387 | 0.044166 | 0.062884 | 0.063629 | -0.11714 | -0.45563 | -0.82109 | -0.11714 | -0.14411 | -0.74481 | -1.0718 | -1.7217 | -0.74481 | -0.7942
150 | 0.24 | 0.5 | South/Central | GA | Macon-Middle.Georgia.Rgnl.AP.722170 | 3 | 1376995 | 30.7435 | 14.732 | 51.0986 | 30.6705 | 20.4281 | 1052.17 | 2.9107 | -13.2 | 6.0477 | -3.137 | -47.0277 | 1.5111 | -31.78 | 4.6497 | -3.1386 | -64.978 | 1.8832 | -51.84 | 6.5268 | -4.6436 | -100.647 | 2.9107 | -13.2 | 6.0477 | -3.137 | -47.0277 | 2.9516 | -14.68 | 6.209 | -3.2574 | -49.7385 | 0.018218 | 0.56009 | 0.26839 | 0.93092 | 19.1685 | 0.053027 | 0.02753 | 0.034309 | 0.053027 | 0.053772 | -0.24048 | -0.57897 | -0.94443 | -0.24048 | -0.26744 | -0.85675 | -1.1838 | -1.8336 | -0.85675 | -0.90614 | 0.018218 | 0.56009 | 0.26839 | 0.93092 | 19.1685 | 0.053027 | 0.02753 | 0.034309 | 0.053027 | 0.053772 | -0.24048 | -0.57897 | -0.94443 | -0.24048 | -0.26744 | -0.85675 | -1.1838 | -1.8336 | -0.85675 | -0.90614
151 | 0.25 | 0.5 | South/Central | GA | Macon-Middle.Georgia.Rgnl.AP.722170 | 3 | 1376995 | 31.0333 | 14.7211 | 51.3781 | 30.9596 | 20.4184 | 1055.75 | 2.6312 | -16.78 | 5.7586 | -3.1274 | -50.3455 | 1.2316 | -35.36 | 4.3605 | -3.1289 | -68.2957 | 1.6037 | -55.42 | 6.2377 | -4.6339 | -103.9647 | 2.6312 | -16.78 | 5.7586 | -3.1274 | -50.3455 | 2.6721 | -18.26 | 5.9199 | -3.2478 | -53.0563 | 0.018218 | 0.56537 | 0.26819 | 0.93601 | 19.2337 | 0.047935 | 0.022438 | 0.029217 | 0.047935 | 0.04868 | -0.3057 | -0.64419 | -1.0096 | -0.3057 | -0.33266 | -0.9172 | -1.2442 | -1.894 | -0.9172 | -0.96658 | 0.018218 | 0.56537 | 0.26819 | 0.93601 | 19.2337 | 0.047935 | 0.022438 | 0.029217 | 0.047935 | 0.04868 | -0.3057 | -0.64419 | -1.0096 | -0.3057 | -0.33266 | -0.9172 | -1.2442 | -1.894 | -0.9172 | -0.96658
152 | 0.26 | 0.5 | South/Central | GA | Macon-Middle.Georgia.Rgnl.AP.722170 | 3 | 1376995 | 31.2742 | 14.7315 | 51.6393 | 31.1999 | 20.4394 | 1059.59 | 2.3699 | -20.62 | 5.5183 | -3.1484 | -54.2514 | 0.97035 | -39.2 | 4.1202 | -3.1499 | -72.2017 | 1.3425 | -59.26 | 5.9974 | -4.6549 | -107.8707 | 2.3699 | -20.62 | 5.5183 | -3.1484 | -54.2514 | 2.4108 | -22.1 | 5.6796 | -3.2688 | -56.9623 | 0.018218 | 0.56976 | 0.26838 | 0.94077 | 19.3037 | 0.043176 | 0.017678 | 0.024457 | 0.043176 | 0.043921 | -0.37566 | -0.71415 | -1.0796 | -0.37566 | -0.40262 | -0.98836 | -1.3154 | -1.9652 | -0.98836 | -1.0377 | 0.018218 | 0.56976 | 0.26838 | 0.94077 | 19.3037 | 0.043176 | 0.017678 | 0.024457 | 0.043176 | 0.043921 | -0.37566 | -0.71415 | -1.0796 | -0.37566 | -0.40262 | -0.98836 | -1.3154 | -1.9652 | -0.98836 | -1.0377
153 | 0.27 | 0.5 | South/Central | GA | Macon-Middle.Georgia.Rgnl.AP.722170 | 3 | 1376995 | 31.5149 | 14.741 | 51.8995 | 31.44 | 20.4594 | 1063.39 | 2.1098 | -24.42 | 5.2782 | -3.1684 | -58.1179 | 0.71022 | -43 | 3.8801 | -3.1699 | -76.0682 | 1.0823 | -63.06 | 5.7573 | -4.6749 | -111.7371 | 2.1098 | -24.42 | 5.2782 | -3.1684 | -58.1179 | 2.1507 | -25.9 | 5.4395 | -3.2888 | -60.8287 | 0.018218 | 0.57414 | 0.26855 | 0.94551 | 19.3729 | 0.038437 | 0.012939 | 0.019718 | 0.038437 | 0.039182 | -0.44489 | -0.78338 | -1.1488 | -0.44489 | -0.47185 | -1.0588 | -1.3858 | -2.0356 | -1.0588 | -1.1082 | 0.018218 | 0.57414 | 0.26855 | 0.94551 | 19.3729 | 0.038437 | 0.012939 | 0.019718 | 0.038437 | 0.039182 | -0.44489 | -0.78338 | -1.1488 | -0.44489 | -0.47185 | -1.0588 | -1.3858 | -2.0356 | -1.0588 | -1.1082
154 | 0.28 | 0.5 | South/Central | GA | Macon-Middle.Georgia.Rgnl.AP.722170 | 3 | 1376995 | 31.7247 | 14.791 | 52.1793 | 31.6494 | 20.5299 | 1068.29 | 1.83 | -29.32 | 5.0688 | -3.2388 | -63.5914 | 0.43039 | -47.9 | 3.6707 | -3.2404 | -81.5417 | 0.80252 | -67.96 | 5.5479 | -4.7454 | -117.2107 | 1.83 | -29.32 | 5.0688 | -3.2388 | -63.5914 | 1.8709 | -30.8 | 5.2301 | -3.3592 | -66.3022 | 0.018218 | 0.57796 | 0.26946 | 0.95061 | 19.4622 | 0.033339 | 0.0078409 | 0.01462 | 0.033339 | 0.034084 | -0.53415 | -0.87265 | -1.2381 | -0.53415 | -0.56112 | -1.1585 | -1.4855 | -2.1354 | -1.1585 | -1.2079 | 0.018218 | 0.57796 | 0.26946 | 0.95061 | 19.4622 | 0.033339 | 0.0078409 | 0.01462 | 0.033339 | 0.034084 | -0.53415 | -0.87265 | -1.2381 | -0.53415 | -0.56112 | -1.1585 | -1.4855 | -2.1354 | -1.1585 | -1.2079
155 | 0.3 | 0.5 | South/Central | GA | Macon-Middle.Georgia.Rgnl.AP.722170 | 3 | 1376995 | 32.125 | 14.9015 | 52.7209 | 32.0487 | 20.6722 | 1077.86 | 1.2883 | -38.89 | 4.6695 | -3.3811 | -74.3455 | -0.11125 | -57.47 | 3.2714 | -3.3827 | -92.2958 | 0.26087 | -77.53 | 5.1486 | -4.8877 | -127.9648 | 1.2883 | -38.89 | 4.6695 | -3.3811 | -74.3455 | 1.3292 | -40.37 | 4.8308 | -3.5015 | -77.0564 | 0.018218 | 0.58526 | 0.27148 | 0.96047 | 19.6365 | 0.023471 | -0.0020268 | 0.0047525 | 0.023471 | 0.024216 | -0.7085 | -1.047 | -1.4124 | -0.7085 | -0.73546 | -1.3544 | -1.6815 | -2.3313 | -1.3544 | -1.4038 | 0.018218 | 0.58526 | 0.27148 | 0.96047 | 19.6365 | 0.023471 | -0.0020268 | 0.0047525 | 0.023471 | 0.024216 | -0.7085 | -1.047 | -1.4124 | -0.7085 | -0.73546 | -1.3544 | -1.6815 | -2.3313 | -1.3544 | -1.4038
156 | 0.37 | 0.17 | South/Central | GA | Macon-Middle.Georgia.Rgnl.AP.722170 | 3 | 1376995 | 39.2577 | 11.2247 | 54.9816 | 39.1648 | 15.8168 | 1027.31 | -0.97235 | 11.66 | -2.4466 | 1.4742 | 27.1616 | -2.3719 | -6.92 | -3.8447 | 1.4727 | 9.2113 | -1.9998 | -26.98 | -1.9675 | -0.032293 | -26.4576 | -0.97235 | 11.66 | -2.4466 | 1.4742 | 27.1616 | -0.93146 | 10.18 | -2.2853 | 1.3539 | 24.4508 | 0.018218 | 0.7152 | 0.20449 | 1.0017 | 18.7156 | -0.017714 | -0.043212 | -0.036433 | -0.017714 | -0.016969 | 0.21242 | -0.12607 | -0.49152 | 0.21242 | 0.18546 | 0.49483 | 0.16781 | -0.48201 | 0.49483 | 0.44545 | 0.018218 | 0.7152 | 0.20449 | 1.0017 | 18.7156 | -0.017714 | -0.043212 | -0.036433 | -0.017714 | -0.016969 | 0.21242 | -0.12607 | -0.49152 | 0.21242 | 0.18546 | 0.49483 | 0.16781 | -0.48201 | 0.49483 | 0.44545
157 | 0.37 | 0.19 | South/Central | GA | Macon-Middle.Georgia.Rgnl.AP.722170 | 3 | 1376995 | 38.7856 | 11.4856 | 54.8611 | 38.6938 | 16.1673 | 1031.52 | -0.85183 | 7.45 | -1.9755 | 1.1237 | 19.2872 | -2.2514 | -11.13 | -3.3736 | 1.1222 | 1.3369 | -1.8793 | -31.19 | -1.4965 | -0.38282 | -34.3321 | -0.85183 | 7.45 | -1.9755 | 1.1237 | 19.2872 | -0.81093 | 5.97 | -1.8143 | 1.0033 | 16.5764 | 0.018218 | 0.7066 | 0.20925 | 0.99946 | 18.7923 | -0.015519 | -0.041016 | -0.034237 | -0.015519 | -0.014774 | 0.13572 | -0.20277 | -0.56822 | 0.13572 | 0.10876 | 0.35138 | 0.024356 | -0.62546 | 0.35138 | 0.30199 | 0.018218 | 0.7066 | 0.20925 | 0.99946 | 18.7923 | -0.015519 | -0.041016 | -0.034237 | -0.015519 | -0.014774 | 0.13572 | -0.20277 | -0.56822 | 0.13572 | 0.10876 | 0.35138 | 0.024356 | -0.62546 | 0.35138 | 0.30199
158 | 0.37 | 0.2 | South/Central | GA | Macon-Middle.Georgia.Rgnl.AP.722170 | 3 | 1376995 | 38.5644 | 11.6076 | 54.8023 | 38.4731 | 16.3292 | 1033.44 | -0.79308 | 5.53 | -1.7549 | 0.96179 | 15.689 | -2.1927 | -13.05 | -3.1529 | 0.96027 | -2.2613 | -1.8205 | -33.11 | -1.2758 | -0.54475 | -37.9303 | -0.79308 | 5.53 | -1.7549 | 0.96179 | 15.689 | -0.75219 | 4.05 | -1.5936 | 0.8414 | 12.9782 | 0.018218 | 0.70257 | 0.21147 | 0.99839 | 18.8273 | -0.014448 | -0.039946 | -0.033167 | -0.014448 | -0.013703 | 0.10075 | -0.23775 | -0.6032 | 0.10075 | 0.073783 | 0.28582 | -0.041196 | -0.69102 | 0.28582 | 0.23644 | 0.018218 | 0.70257 | 0.21147 | 0.99839 | 18.8273 | -0.014448 | -0.039946 | -0.033167 | -0.014448 | -0.013703 | 0.10075 | -0.23775 | -0.6032 | 0.10075 | 0.073783 | 0.28582 | -0.041196 | -0.69102 | 0.28582 | 0.23644
159 | 0.37 | 0.23 | South/Central | GA | Macon-Middle.Georgia.Rgnl.AP.722170 | 3 | 1376995 | 37.9206 | 11.9989 | 54.6804 | 37.8308 | 16.8496 | 1040.48 | -0.67112 | -1.51 | -1.1126 | 0.44145 | 3.2712 | -2.0707 | -20.09 | -2.5106 | 0.43992 | -14.6791 | -1.6986 | -40.15 | -0.63349 | -1.0651 | -50.348 | -0.67112 | -1.51 | -1.1126 | 0.44145 | 3.2712 | -0.63022 | -2.99 | -0.95128 | 0.32106 | 0.56039 | 0.018218 | 0.69084 | 0.2186 | 0.99617 | 18.9556 | -0.012226 | -0.037724 | -0.030945 | -0.012226 | -0.011481 | -0.027509 | -0.366 | -0.73146 | -0.027509 | -0.054472 | 0.059595 | -0.26742 | -0.91725 | 0.059595 | 0.010209 | 0.018218 | 0.69084 | 0.2186 | 0.99617 | 18.9556 | -0.012226 | -0.037724 | -0.030945 | -0.012226 | -0.011481 | -0.027509 | -0.366 | -0.73146 | -0.027509 | -0.054472 | 0.059595 | -0.26742 | -0.91725 | 0.059595 | 0.010209
160 | 0.37 | 0.25 | South/Central | GA | Macon-Middle.Georgia.Rgnl.AP.722170 | 3 | 1376995 | 37.5084 | 12.2502 | 54.5996 | 37.4196 | 17.1801 | 1044.9 | -0.59036 | -5.93 | -0.70133 | 0.11097 | -4.5734 | -1.9899 | -24.51 | -2.0994 | 0.10945 | -22.5237 | -1.6178 | -44.57 | -0.22226 | -1.3956 | -58.1926 | -0.59036 | -5.93 | -0.70133 | 0.11097 | -4.5734 | -0.54947 | -7.41 | -0.54004 | -0.0094213 | -7.2842 | 0.018218 | 0.68333 | 0.22318 | 0.9947 | 19.0361 | -0.010755 | -0.036253 | -0.029474 | -0.010755 | -0.01001 | -0.10803 | -0.44653 | -0.81198 | -0.10803 | -0.135 | -0.083318 | -0.41034 | -1.0602 | -0.083318 | -0.1327 | 0.018218 | 0.68333 | 0.22318 | 0.9947 | 19.0361 | -0.010755 | -0.036253 | -0.029474 | -0.010755 | -0.01001 | -0.10803 | -0.44653 | -0.81198 | -0.10803 | -0.135 | -0.083318 | -0.41034 | -1.0602 | -0.083318 | -0.1327
161 | 0.4 | 0.17 | South/Central | GA | Macon-Middle.Georgia.Rgnl.AP.722170 | 3 | 1376995 | 40.0693 | 11.2151 | 55.8037 | 39.9745 | 15.8292 | 1038.36 | -1.7944 | 0.61 | -3.2563 | 1.4619 | 16.3097 | -3.194 | -17.97 | -4.6543 | 1.4603 | -1.6406 | -2.8219 | -38.03 | -2.7772 | -0.044679 | -37.3096 | -1.7944 | 0.61 | -3.2563 | 1.4619 | 16.3097 | -1.7535 | -0.87 | -3.095 | 1.3415 | 13.5989 | 0.018218 | 0.72999 | 0.20432 | 1.0166 | 18.9169 | -0.032691 | -0.058188 | -0.051409 | -0.032691 | -0.031946 | 0.011113 | -0.32738 | -0.69283 | 0.011113 | -0.01585 | 0.29713 | -0.029888 | -0.67971 | 0.29713 | 0.24775 | 0.018218 | 0.72999 | 0.20432 | 1.0166 | 18.9169 | -0.032691 | -0.058188 | -0.051409 | -0.032691 | -0.031946 | 0.011113 | -0.32738 | -0.69283 | 0.011113 | -0.01585 | 0.29713 | -0.029888 | -0.67971 | 0.29713 | 0.24775
162 | 0.4 | 0.19 | South/Central | GA | Macon-Middle.Georgia.Rgnl.AP.722170 | 3 | 1376995 | 39.6064 | 11.4759 | 55.6921 | 39.5128 | 16.1793 | 1042.7 | -1.6828 | -3.73 | -2.7945 | 1.1117 | 8.3316 | -3.0824 | -22.31 | -4.1926 | 1.1102 | -9.6187 | -2.7103 | -42.37 | -2.3155 | -0.39481 | -45.2877 | -1.6828 | -3.73 | -2.7945 | 1.1117 | 8.3316 | -1.6419 | -5.21 | -2.6333 | 0.99133 | 5.6208 | 0.018218 | 0.72155 | 0.20907 | 1.0146 | 18.996 | -0.030658 | -0.056156 | -0.049376 | -0.030658 | -0.029913 | -0.067953 | -0.40645 | -0.7719 | -0.067953 | -0.094916 | 0.15179 | -0.17523 | -0.82505 | 0.15179 | 0.1024 | 0.018218 | 0.72155 | 0.20907 | 1.0146 | 18.996 | -0.030658 | -0.056156 | -0.049376 | -0.030658 | -0.029913 | -0.067953 | -0.40645 | -0.7719 | -0.067953 | -0.094916 | 0.15179 | -0.17523 | -0.82505 | 0.15179 | 0.1024
163 | 0.4 | 0.2 | South/Central | GA | Macon-Middle.Georgia.Rgnl.AP.722170 | 3 | 1376995 | 39.3757 | 11.597 | 55.6231 | 39.2825 | 16.3406 | 1044.46 | -1.6138 | -5.49 | -2.5643 | 0.95046 | 4.8821 | -3.0134 | -24.07 | -3.9624 | 0.94894 | -13.0682 | -2.6413 | -44.13 | -2.0852 | -0.55607 | -48.7372 | -1.6138 | -5.49 | -2.5643 | 0.95046 | 4.8821 | -1.5729 | -6.97 | -2.403 | 0.83007 | 2.1713 | 0.018218 | 0.71735 | 0.21128 | 1.0133 | 19.0281 | -0.029401 | -0.054899 | -0.048119 | -0.029401 | -0.028656 | -0.10002 | -0.43851 | -0.80396 | -0.10002 | -0.12698 | 0.088943 | -0.23808 | -0.8879 | 0.088943 | 0.039557 | 0.018218 | 0.71735 | 0.21128 | 1.0133 | 19.0281 | -0.029401 | -0.054899 | -0.048119 | -0.029401 | -0.028656 | -0.10002 | -0.43851 | -0.80396 | -0.10002 | -0.12698 | 0.088943 | -0.23808 | -0.8879 | 0.088943 | 0.039557
164 | 0.4 | 0.23 | South/Central | GA | Macon-Middle.Georgia.Rgnl.AP.722170 | 3 | 1376995 | 38.7317 | 11.9885 | 55.5006 | 38.6401 | 16.8605 | 1051.5 | -1.4913 | -12.53 | -1.9219 | 0.43055 | -7.5172 | -2.8909 | -31.11 | -3.32 | 0.42903 | -25.4675 | -2.5188 | -51.17 | -1.4428 | -1.076 | -61.1365 | -1.4913 | -12.53 | -1.9219 | 0.43055 | -7.5172 | -1.4504 | -14.01 | -1.7606 | 0.31016 | -10.228 | 0.018218 | 0.70562 | 0.21841 | 1.0111 | 19.1563 | -0.027169 | -0.052667 | -0.045888 | -0.027169 | -0.026424 | -0.22827 | -0.56676 | -0.93222 | -0.22827 | -0.25524 | -0.13695 | -0.46397 | -1.1138 | -0.13695 | -0.18633 | 0.018218 | 0.70562 | 0.21841 | 1.0111 | 19.1563 | -0.027169 | -0.052667 | -0.045888 | -0.027169 | -0.026424 | -0.22827 | -0.56676 | -0.93222 | -0.22827 | -0.25524 | -0.13695 | -0.46397 | -1.1138 | -0.13695 | -0.18633
165 | 0.4 | 0.25 | South/Central | GA | Macon-Middle.Georgia.Rgnl.AP.722170 | 3 | 1376995 | 38.3196 | 12.2308 | 55.4114 | 38.2289 | 17.1825 | 1055.67 | -1.4021 | -16.7 | -1.5107 | 0.10855 | -15.0258 | -2.8017 | -35.28 | -2.9087 | 0.10703 | -32.9761 | -2.4296 | -55.34 | -1.0316 | -1.398 | -68.645 | -1.4021 | -16.7 | -1.5107 | 0.10855 | -15.0258 | -1.3612 | -18.18 | -1.3494 | -0.011841 | -17.7366 | 0.018218 | 0.69811 | 0.22282 | 1.0095 | 19.2323 | -0.025544 | -0.051042 | -0.044262 | -0.025544 | -0.024799 | -0.30424 | -0.64273 | -1.0082 | -0.30424 | -0.3312 | -0.27374 | -0.60076 | -1.2506 | -0.27374 | -0.32313 | 0.018218 | 0.69811 | 0.22282 | 1.0095 | 19.2323 | -0.025544 | -0.051042 | -0.044262 | -0.025544 | -0.024799 | -0.30424 | -0.64273 | -1.0082 | -0.30424 | -0.3312 | -0.27374 | -0.60076 | -1.2506 | -0.27374 | -0.32313
166 | 0.21 | 0.17 | South/Central | GA | Macon-Middle.Georgia.Rgnl.AP.722170 | 3 | 1376995 | 34.5808 | 11.327 | 50.3075 | 34.4986 | 15.8088 | 965.28 | 3.7018 | 73.69 | 2.2196 | 1.4822 | 87.1876 | 2.3022 | 55.11 | 0.82152 | 1.4807 | 69.2373 | 2.6743 | 35.05 | 2.6987 | -0.024316 | 33.5684 | 3.7018 | 73.69 | 2.2196 | 1.4822 | 87.1876 | 3.7427 | 72.21 | 2.3809 | 1.3618 | 84.4768 | 0.018218 | 0.63 | 0.20636 | 0.91651 | 17.5856 | 0.06744 | 0.041942 | 0.048721 | 0.06744 | 0.068185 | 1.3425 | 1.004 | 0.63854 | 1.3425 | 1.3155 | 1.5884 | 1.2614 | 0.61155 | 1.5884 | 1.539 | 0.018218 | 0.63 | 0.20636 | 0.91651 | 17.5856 | 0.06744 | 0.041942 | 0.048721 | 0.06744 | 0.068185 | 1.3425 | 1.004 | 0.63854 | 1.3425 | 1.3155 | 1.5884 | 1.2614 | 0.61155 | 1.5884 | 1.539
167 | 0.21 | 0.19 | South/Central | GA | Macon-Middle.Georgia.Rgnl.AP.722170 | 3 | 1376995 | 34.1285 | 11.5878 | 50.206 | 34.0474 | 16.1586 | 969.7 | 3.8033 | 69.27 | 2.6708 | 1.1325 | 79.0898 | 2.4037 | 50.69 | 1.2727 | 1.1309 | 61.1395 | 2.7758 | 30.63 | 3.1499 | -0.37408 | 25.4706 | 3.8033 | 69.27 | 2.6708 | 1.1325 | 79.0898 | 3.8442 | 67.79 | 2.8321 | 1.0121 | 76.379 | 0.018218 | 0.62176 | 0.21111 | 0.91466 | 17.6661 | 0.069288 | 0.04379 | 0.05057 | 0.069288 | 0.070033 | 1.262 | 0.92347 | 0.55802 | 1.262 | 1.235 | 1.4409 | 1.1138 | 0.46402 | 1.4409 | 1.3915 | 0.018218 | 0.62176 | 0.21111 | 0.91466 | 17.6661 | 0.069288 | 0.04379 | 0.05057 | 0.069288 | 0.070033 | 1.262 | 0.92347 | 0.55802 | 1.262 | 1.235 | 1.4409 | 1.1138 | 0.46402 | 1.4409 | 1.3915
168 | 0.21 | 0.2 | South/Central | GA | Macon-Middle.Georgia.Rgnl.AP.722170 | 3 | 1376995 | 33.9167 | 11.7189 | 50.1658 | 33.8361 | 16.3297 | 972.01 | 3.8434 | 66.96 | 2.8821 | 0.9613 | 75.0058 | 2.4438 | 48.38 | 1.4841 | 0.95978 | 57.0555 | 2.816 | 28.32 | 3.3612 | -0.54524 | 21.3866 | 3.8434 | 66.96 | 2.8821 | 0.9613 | 75.0058 | 3.8843 | 65.48 | 3.0434 | 0.84091 | 72.295 | 0.018218 | 0.6179 | 0.2135 | 0.91393 | 17.7082 | 0.07002 | 0.044522 | 0.051302 | 0.07002 | 0.070765 | 1.2199 | 0.88139 | 0.51594 | 1.2199 | 1.1929 | 1.3665 | 1.0394 | 0.38962 | 1.3665 | 1.3171 | 0.018218 | 0.6179 | 0.2135 | 0.91393 | 17.7082 | 0.07002 | 0.044522 | 0.051302 | 0.07002 | 0.070765 | 1.2199 | 0.88139 | 0.51594 | 1.2199 | 1.1929 | 1.3665 | 1.0394 | 0.38962 | 1.3665 | 1.3171
169 | 0.21 | 0.23 | South/Central | GA | Macon-Middle.Georgia.Rgnl.AP.722170 | 3 | 1376995 | 33.3031 | 12.1205 | 50.0937 | 33.2239 | 16.8698 | 979.96 | 3.9155 | 59.01 | 3.4943 | 0.42124 | 61.4202 | 2.5159 | 40.43 | 2.0962 | 0.41971 | 43.4699 | 2.8881 | 20.37 | 3.9734 | -1.0853 | 7.8009 | 3.9155 | 59.01 | 3.4943 | 0.42124 | 61.4202 | 3.9564 | 57.53 | 3.6556 | 0.30085 | 58.7094 | 0.018218 | 0.60672 | 0.22081 | 0.91261 | 17.853 | 0.071333 | 0.045836 | 0.052615 | 0.071333 | 0.072079 | 1.075 | 0.73656 | 0.3711 | 1.075 | 1.0481 | 1.119 | 0.79194 | 0.14212 | 1.119 | 1.0696 | 0.018218 | 0.60672 | 0.22081 | 0.91261 | 17.853 | 0.071333 | 0.045836 | 0.052615 | 0.071333 | 0.072079 | 1.075 | 0.73656 | 0.3711 | 1.075 | 1.0481 | 1.119 | 0.79194 | 0.14212 | 1.119 | 1.0696
170 | 0.21 | 0.25 | South/Central | GA | Macon-Middle.Georgia.Rgnl.AP.722170 | 3 | 1376995 | 32.9109 | 12.373 | 50.0349 | 32.8326 | 17.2023 | 984.68 | 3.9743 | 54.29 | 3.8856 | 0.088746 | 53.2406 | 2.5747 | 35.71 | 2.4875 | 0.087225 | 35.2903 | 2.9469 | 15.65 | 4.3647 | -1.4178 | -0.37863 | 3.9743 | 54.29 | 3.8856 | 0.088746 | 53.2406 | 4.0152 | 52.81 | 4.0469 | -0.031644 | 50.5298 | 0.018218 | 0.59957 | 0.22541 | 0.91154 | 17.939 | 0.072405 | 0.046907 | 0.053686 | 0.072405 | 0.07315 | 0.98906 | 0.65057 | 0.28511 | 0.98906 | 0.9621 | 0.96994 | 0.64292 | -0.006898 | 0.96994 | 0.92056 | 0.018218 | 0.59957 | 0.22541 | 0.91154 | 17.939 | 0.072405 | 0.046907 | 0.053686 | 0.072405 | 0.07315 | 0.98906 | 0.65057 | 0.28511 | 0.98906 | 0.9621 | 0.96994 | 0.64292 | -0.006898 | 0.96994 | 0.92056
171 | 0.21 | 0.27 | South/Central | GA | Macon-Middle.Georgia.Rgnl.AP.722170 | 3 | 1376995 | 32.5386 | 12.6434 | 50.0142 | 32.4613 | 17.553 | 990.18 | 3.995 | 48.79 | 4.2569 | -0.26192 | 44.085 | 2.5954 | 30.21 | 2.8589 | -0.26344 | 26.1348 | 2.9676 | 10.15 | 4.736 | -1.7685 | -9.5342 | 3.995 | 48.79 | 4.2569 | -0.26192 | 44.085 | 4.0359 | 47.31 | 4.4182 | -0.38231 | 41.3742 | 0.018218 | 0.59279 | 0.23034 | 0.91116 | 18.0392 | 0.072782 | 0.047284 | 0.054063 | 0.072782 | 0.073527 | 0.88886 | 0.55037 | 0.18491 | 0.88886 | 0.8619 | 0.80315 | 0.47613 | -0.1737 | 0.80315 | 0.75376 | 0.018218 | 0.59279 | 0.23034 | 0.91116 | 18.0392 | 0.072782 | 0.047284 | 0.054063 | 0.072782 | 0.073527 | 0.88886 | 0.55037 | 0.18491 | 0.88886 | 0.8619 | 0.80315 | 0.47613 | -0.1737 | 0.80315 | 0.75376
172 | 0.21 | 0.3 | South/Central | GA | Macon-Middle.Georgia.Rgnl.AP.722170 | 3 | 1376995 | 32.0151 | 13.0449 | 50.0319 | 31.9391 | 18.0928 | 999.34 | 3.9774 | 39.63 | 4.7792 | -0.80176 | 29.3573 | 2.5778 | 21.05 | 3.3811 | -0.80329 | 11.407 | 2.9499 | 0.99 | 5.2582 | -2.3083 | -24.262 | 3.9774 | 39.63 | 4.7792 | -0.80176 | 29.3573 | 4.0183 | 38.15 | 4.9405 | -0.92215 | 26.6464 | 0.018218 | 0.58325 | 0.23765 | 0.91148 | 18.2061 | 0.072461 | 0.046963 | 0.053742 | 0.072461 | 0.073206 | 0.72198 | 0.38349 | 0.018036 | 0.72198 | 0.69502 | 0.53483 | 0.20781 | -0.44201 | 0.53483 | 0.48545 | 0.018218 | 0.58325 | 0.23765 | 0.91148 | 18.2061 | 0.072461 | 0.046963 | 0.053742 | 0.072461 | 0.073206 | 0.72198 | 0.38349 | 0.018036 | 0.72198 | 0.69502 | 0.53483 | 0.20781 | -0.44201 | 0.53483 | 0.48545
173 | 0.21 | 0.32 | South/Central | GA | Macon-Middle.Georgia.Rgnl.AP.722170 | 3 | 1376995 | 31.6829 | 13.3152 | 50.0503 | 31.6076 | 18.4427 | 1005.36 | 3.959 | 33.61 | 5.1106 | -1.1517 | 19.7214 | 2.5594 | 15.03 | 3.7126 | -1.1532 | 1.7711 | 2.9315 | -5.03 | 5.5897 | -2.6582 | -33.8979 | 3.959 | 33.61 | 5.1106 | -1.1517 | 19.7214 | 3.9999 | 32.13 | 5.2719 | -1.2721 | 17.0106 | 0.018218 | 0.5772 | 0.24258 | 0.91182 | 18.3157 | 0.072125 | 0.046627 | 0.053407 | 0.072125 | 0.07287 | 0.61231 | 0.27382 | -0.091637 | 0.61231 | 0.58535 | 0.35929 | 0.032266 | -0.61755 | 0.35929 | 0.3099 | 0.018218 | 0.5772 | 0.24258 | 0.91182 | 18.3157 | 0.072125 | 0.046627 | 0.053407 | 0.072125 | 0.07287 | 0.61231 | 0.27382 | -0.091637 | 0.61231 | 0.58535 | 0.35929 | 0.032266 | -0.61755 | 0.35929 | 0.3099
174 | 0.21 | 0.35 | South/Central | GA | Macon-Middle.Georgia.Rgnl.AP.722170 | 3 | 1376995 | 31.19 | 13.7373 | 50.1292 | 31.1159 | 19.0133 | 1015.83 | 3.88 | 23.14 | 5.6023 | -1.7223 | 3.3823 | 2.4805 | 4.56 | 4.2043 | -1.7238 | -14.5679 | 2.8526 | -15.5 | 6.0814 | -3.2288 | -50.2369 | 3.88 | 23.14 | 5.6023 | -1.7223 | 3.3823 | 3.9209 | 21.66 | 5.7636 | -1.8427 | 0.67152 | 0.018218 | 0.56822 | 0.25027 | 0.91326 | 18.5065 | 0.070687 | 0.045189 | 0.051969 | 0.070687 | 0.071432 | 0.42157 | 0.083074 | -0.28238 | 0.42157 | 0.3946 | 0.06162 | -0.2654 | -0.91522 | 0.06162 | 0.012234 | 0.018218 | 0.56822 | 0.25027 | 0.91326 | 18.5065 | 0.070687 | 0.045189 | 0.051969 | 0.070687 | 0.071432 | 0.42157 | 0.083074 | -0.28238 | 0.42157 | 0.3946 | 0.06162 | -0.2654 | -0.91522 | 0.06162 | 0.012234
175 | 0.21 | 0.37 | South/Central | GA | Macon-Middle.Georgia.Rgnl.AP.722170 | 3 | 1376995 | 31.2092 | 13.6481 | 50.0498 | 31.135 | 18.9148 | 1013.18 | 3.9595 | 25.79 | 5.5832 | -1.6237 | 7.047 | 2.5599 | 7.21 | 4.1852 | -1.6252 | -10.9033 | 2.932 | -12.85 | 6.0623 | -3.1303 | -46.5722 | 3.9595 | 25.79 | 5.5832 | -1.6237 | 7.047 | 4.0004 | 24.31 | 5.7445 | -1.7441 | 4.3362 | 0.018218 | 0.56857 | 0.24864 | 0.91181 | 18.4582 | 0.072135 | 0.046637 | 0.053416 | 0.072135 | 0.07288 | 0.46984 | 0.13135 | -0.2341 | 0.46984 | 0.44288 | 0.12838 | -0.19864 | -0.84846 | 0.12838 | 0.078997 | 0.018218 | 0.56857 | 0.24864 | 0.91181 | 18.4582 | 0.072135 | 0.046637 | 0.053416 | 0.072135 | 0.07288 | 0.46984 | 0.13135 | -0.2341 | 0.46984 | 0.44288 | 0.12838 | -0.19864 | -0.84846 | 0.12838 | 0.078997
176 | 0.21 | 0.4 | South/Central | GA | Macon-Middle.Georgia.Rgnl.AP.722170 | 3 | 1376995 | 31.0683 | 13.6892 | 49.9806 | 30.9945 | 18.9861 | 1013.47 | 4.0286 | 25.5 | 5.7237 | -1.6951 | 6.0142 | 2.6291 | 6.92 | 4.3257 | -1.6966 | -11.936 | 3.0012 | -13.14 | 6.2028 | -3.2016 | -47.605 | 4.0286 | 25.5 | 5.7237 | -1.6951 | 6.0142 | 4.0695 | 24.02 | 5.885 | -1.8155 | 3.3034 | 0.018218 | 0.56601 | 0.24939 | 0.91055 | 18.4635 | 0.073394 | 0.047896 | 0.054676 | 0.073394 | 0.074139 | 0.46456 | 0.12607 | -0.23939 | 0.46456 | 0.4376 | 0.10957 | -0.21745 | -0.86727 | 0.10957 | 0.060182 | 0.018218 | 0.56601 | 0.24939 | 0.91055 | 18.4635 | 0.073394 | 0.047896 | 0.054676 | 0.073394 | 0.074139 | 0.46456 | 0.12607 | -0.23939 | 0.46456 | 0.4376 | 0.10957 | -0.21745 | -0.86727 | 0.10957 | 0.060182
177 | 0.21 | 0.42 | South/Central | GA | Macon-Middle.Georgia.Rgnl.AP.722170 | 3 | 1376995 | 30.8872 | 13.849 | 50.0102 | 30.8138 | 19.1964 | 1017.32 | 3.9991 | 21.65 | 5.9044 | -1.9054 | -0.013264 | 2.5995 | 3.07 | 4.5064 | -1.9069 | -17.9635 | 2.9716 | -16.99 | 6.3835 | -3.4119 | -53.6325 | 3.9991 | 21.65 | 5.9044 | -1.9054 | -0.013264 | 4.04 | 20.17 | 6.0657 | -2.0258 | -2.7241 | 0.018218 | 0.56271 | 0.2523 | 0.91109 | 18.5336 | 0.072855 | 0.047357 | 0.054137 | 0.072855 | 0.0736 | 0.39442 | 0.05593 | -0.30953 | 0.39442 | 0.36746 | -0.00024164 | -0.32726 | -0.97708 | -0.00024164 | -0.049628 | 0.018218 | 0.56271 | 0.2523 | 0.91109 | 18.5336 | 0.072855 | 0.047357 | 0.054137 | 0.072855 | 0.0736 | 0.39442 | 0.05593 | -0.30953 | 0.39442 | 0.36746 | -0.00024164 | -0.32726 | -0.97708 | -0.00024164 | -0.049628
178 | 0.21 | 0.45 | South/Central | GA | Macon-Middle.Georgia.Rgnl.AP.722170 | 3 | 1376995 | 30.6055 | 14.1202 | 50.1087 | 30.5327 | 19.576 | 1024.89 | 3.9005 | 14.08 | 6.1855 | -2.285 | -11.4714 | 2.501 | -4.5 | 4.7875 | -2.2865 | -29.4217 | 2.8731 | -24.56 | 6.6646 | -3.7915 | -65.0907 | 3.9005 | 14.08 | 6.1855 | -2.285 | -11.4714 | 3.9414 | 12.6 | 6.3468 | -2.4054 | -14.1823 | 0.018218 | 0.55757 | 0.25724 | 0.91288 | 18.6715 | 0.07106 | 0.045563 | 0.052342 | 0.07106 | 0.071805 | 0.25651 | -0.081981 | -0.44744 | 0.25651 | 0.22955 | -0.20899 | -0.53601 | -1.1858 | -0.20899 | -0.25837 | 0.018218 | 0.55757 | 0.25724 | 0.91288 | 18.6715 | 0.07106 | 0.045563 | 0.052342 | 0.07106 | 0.071805 | 0.25651 | -0.081981 | -0.44744 | 0.25651 | 0.22955 | -0.20899 | -0.53601 | -1.1858 | -0.20899 | -0.25837
179 | 0.21 | 0.47 | South/Central | GA | Macon-Middle.Georgia.Rgnl.AP.722170 | 3 | 1376995 | 30.304 | 14.3909 | 50.1686 | 30.232 | 19.9366 | 1031.62 | 3.8407 | 7.35 | 6.4863 | -2.6455 | -21.9234 | 2.4411 | -11.23 | 5.0882 | -2.6471 | -39.8736 | 2.8132 | -31.29 | 6.9653 | -4.1521 | -75.5426 | 3.8407 | 7.35 | 6.4863 | -2.6455 | -21.9234 | 3.8816 | 5.87 | 6.6475 | -2.7659 | -24.6342 | 0.018218 | 0.55208 | 0.26217 | 0.91398 | 18.7941 | 0.06997 | 0.044473 | 0.051252 | 0.06997 | 0.070715 | 0.1339 | -0.20459 | -0.57004 | 0.1339 | 0.10694 | -0.3994 | -0.72642 | -1.3762 | -0.3994 | -0.44879 | 0.018218 | 0.55208 | 0.26217 | 0.91398 | 18.7941 | 0.06997 | 0.044473 | 0.051252 | 0.06997 | 0.070715 | 0.1339 | -0.20459 | -0.57004 | 0.1339 | 0.10694 | -0.3994 | -0.72642 | -1.3762 | -0.3994 | -0.44879
180 | 0.21 | 0.5 | South/Central | GA | Macon-Middle.Georgia.Rgnl.AP.722170 | 3 | 1376995 | 29.8821 | 14.7915 | 50.2773 | 29.811 | 20.4663 | 1041.79 | 3.7319 | -2.82 | 6.9072 | -3.1753 | -37.5457 | 2.3324 | -21.4 | 5.5092 | -3.1768 | -55.496 | 2.7045 | -41.46 | 7.3863 | -4.6818 | -91.165 | 3.7319 | -2.82 | 6.9072 | -3.1753 | -37.5457 | 3.7728 | -4.3 | 7.0685 | -3.2957 | -40.2565 | 0.018218 | 0.54439 | 0.26947 | 0.91596 | 18.9794 | 0.067989 | 0.042491 | 0.049271 | 0.067989 | 0.068734 | -0.051375 | -0.38987 | -0.75532 | -0.051375 | -0.078338 | -0.68401 | -1.011 | -1.6609 | -0.68401 | -0.7334 | 0.018218 | 0.54439 | 0.26947 | 0.91596 | 18.9794 | 0.067989 | 0.042491 | 0.049271 | 0.067989 | 0.068734 | -0.051375 | -0.38987 | -0.75532 | -0.051375 | -0.078338 | -0.68401 | -1.011 | -1.6609 | -0.68401 | -0.7334
181 | 0.23 | 0.17 | South/Central | GA | Macon-Middle.Georgia.Rgnl.AP.722170 | 3 | 1376995 | 35.1822 | 11.3164 | 50.9176 | 35.0986 | 15.819 | 973.54 | 3.0916 | 65.43 | 1.6196 | 1.472 | 79.1059 | 1.6921 | 46.85 | 0.22156 | 1.4705 | 61.1556 | 2.0642 | 26.79 | 2.0987 | -0.034514 | 25.4866 | 3.0916 | 65.43 | 1.6196 | 1.472 | 79.1059 | 3.1325 | 63.95 | 1.7809 | 1.3516 | 76.395 | 0.018218 | 0.64095 | 0.20616 | 0.92762 | 17.736 | 0.056324 | 0.030826 | 0.037605 | 0.056324 | 0.057069 | 1.192 | 0.85352 | 0.48806 | 1.192 | 1.165 | 1.4412 | 1.1141 | 0.46432 | 1.4412 | 1.3918 | 0.018218 | 0.64095 | 0.20616 | 0.92762 | 17.736 | 0.056324 | 0.030826 | 0.037605 | 0.056324 | 0.057069 | 1.192 | 0.85352 | 0.48806 | 1.192 | 1.165 | 1.4412 | 1.1141 | 0.46432 | 1.4412 | 1.3918
182 | 0.23 | 0.19 | South/Central | GA | Macon-Middle.Georgia.Rgnl.AP.722170 | 3 | 1376995 | 34.73 | 11.5675 | 50.7972 | 34.6475 | 16.1497 | 977.42 | 3.2121 | 61.55 | 2.0707 | 1.1414 | 71.7647 | 1.8125 | 42.97 | 0.67267 | 1.1398 | 53.8144 | 2.1846 | 22.91 | 2.5498 | -0.36517 | 18.1454 | 3.2121 | 61.55 | 2.0707 | 1.1414 | 71.7647 | 3.253 | 60.07 | 2.232 | 1.021 | 69.0538 | 0.018218 | 0.63271 | 0.21074 | 0.92543 | 17.8067 | 0.058518 | 0.033021 | 0.0398 | 0.058518 | 0.059263 | 1.1213 | 0.78283 | 0.41738 | 1.1213 | 1.0944 | 1.3074 | 0.98039 | 0.33057 | 1.3074 | 1.258 | 0.018218 | 0.63271 | 0.21074 | 0.92543 | 17.8067 | 0.058518 | 0.033021 | 0.0398 | 0.058518 | 0.059263 | 1.1213 | 0.78283 | 0.41738 | 1.1213 | 1.0944 | 1.3074 | 0.98039 | 0.33057 | 1.3074 | 1.258
183 | 0.23 | 0.2 | South/Central | GA | Macon-Middle.Georgia.Rgnl.AP.722170 | 3 | 1376995 | 34.518 | 11.6986 | 50.7662 | 34.4361 | 16.3302 | 979.99 | 3.243 | 58.98 | 2.2822 | 0.96087 | 67.3116 | 1.8435 | 40.4 | 0.8841 | 0.95935 | 49.3613 | 2.2156 | 20.34 | 2.7612 | -0.54566 | 13.6923 | 3.243 | 58.98 | 2.2822 | 0.96087 | 67.3116 | 3.2839 | 57.5 | 2.4435 | 0.84048 | 64.6008 | 0.018218 | 0.62885 | 0.21313 | 0.92486 | 17.8535 | 0.059082 | 0.033584 | 0.040364 | 0.059082 | 0.059827 | 1.0745 | 0.73601 | 0.37056 | 1.0745 | 1.0475 | 1.2263 | 0.89927 | 0.24945 | 1.2263 | 1.1769 | 0.018218 | 0.62885 | 0.21313 | 0.92486 | 17.8535 | 0.059082 | 0.033584 | 0.040364 | 0.059082 | 0.059827 | 1.0745 | 0.73601 | 0.37056 | 1.0745 | 1.0475 | 1.2263 | 0.89927 | 0.24945 | 1.2263 | 1.1769
184 | 0.23 | 0.23 | South/Central | GA | Macon-Middle.Georgia.Rgnl.AP.722170 | 3 | 1376995 | 33.9042 | 12.1 | 50.6844 | 33.8237 | 16.8607 | 987.68 | 3.3249 | 51.29 | 2.8945 | 0.43035 | 54.1068 | 1.9253 | 32.71 | 1.4965 | 0.42883 | 36.1565 | 2.2974 | 12.65 | 3.3736 | -1.0762 | 0.48752 | 3.3249 | 51.29 | 2.8945 | 0.43035 | 54.1068 | 3.3658 | 49.81 | 3.0558 | 0.30996 | 51.396 | 0.018218 | 0.61767 | 0.22044 | 0.92337 | 17.9936 | 0.060573 | 0.035075 | 0.041855 | 0.060573 | 0.061318 | 0.93441 | 0.59591 | 0.23046 | 0.93441 | 0.90744 | 0.98572 | 0.6587 | 0.0088816 | 0.98572 | 0.93634 | 0.018218 | 0.61767 | 0.22044 | 0.92337 | 17.9936 | 0.060573 | 0.035075 | 0.041855 | 0.060573 | 0.061318 | 0.93441 | 0.59591 | 0.23046 | 0.93441 | 0.90744 | 0.98572 | 0.6587 | 0.0088816 | 0.98572 | 0.93634
185 | 0.23 | 0.25 | South/Central | GA | Macon-Middle.Georgia.Rgnl.AP.722170 | 3 | 1376995 | 33.512 | 12.3528 | 50.6258 | 33.4324 | 17.1934 | 992.39 | 3.3834 | 46.58 | 3.2858 | 0.097611 | 45.9175 | 1.9838 | 28 | 1.8878 | 0.09609 | 27.9672 | 2.356 | 7.94 | 3.7649 | -1.4089 | -7.7018 | 3.3834 | 46.58 | 3.2858 | 0.097611 | 45.9175 | 3.4243 | 45.1 | 3.4471 | -0.022778 | 43.2067 | 0.018218 | 0.61052 | 0.22504 | 0.92231 | 18.0794 | 0.06164 | 0.036142 | 0.042921 | 0.06164 | 0.062385 | 0.8486 | 0.51011 | 0.14465 | 0.8486 | 0.82164 | 0.83653 | 0.50951 | -0.14031 | 0.83653 | 0.78714 | 0.018218 | 0.61052 | 0.22504 | 0.92231 | 18.0794 | 0.06164 | 0.036142 | 0.042921 | 0.06164 | 0.062385 | 0.8486 | 0.51011 | 0.14465 | 0.8486 | 0.82164 | 0.83653 | 0.50951 | -0.14031 | 0.83653 | 0.78714
186 | 0.23 | 0.27 | South/Central | GA | Macon-Middle.Georgia.Rgnl.AP.722170 | 3 | 1376995 | 33.1398 | 12.6228 | 50.6139 | 33.0611 | 17.5528 | 998.17 | 3.3954 | 40.8 | 3.6572 | -0.26179 | 36.4153 | 1.9958 | 22.22 | 2.2591 | -0.26332 | 18.465 | 2.3679 | 2.16 | 4.1362 | -1.7683 | -17.204 | 3.3954 | 40.8 | 3.6572 | -0.26179 | 36.4153 | 3.4363 | 39.32 | 3.8185 | -0.38218 | 33.7045 | 0.018218 | 0.60374 | 0.22996 | 0.92209 | 18.1847 | 0.061857 | 0.03636 | 0.043139 | 0.061857 | 0.062602 | 0.7433 | 0.40481 | 0.039351 | 0.7433 | 0.71634 | 0.66342 | 0.3364 | -0.31342 | 0.66342 | 0.61403 | 0.018218 | 0.60374 | 0.22996 | 0.92209 | 18.1847 | 0.061857 | 0.03636 | 0.043139 | 0.061857 | 0.062602 | 0.7433 | 0.40481 | 0.039351 | 0.7433 | 0.71634 | 0.66342 | 0.3364 | -0.31342 | 0.66342 | 0.61403
187 | 0.23 | 0.3 | South/Central | GA | Macon-Middle.Georgia.Rgnl.AP.722170 | 3 | 1376995 | 32.6158 | 13.0151 | 50.6121 | 32.5383 | 18.0739 | 1006.78 | 3.3971 | 32.19 | 4.1799 | -0.78282 | 22.4405 | 1.9975 | 13.61 | 2.7819 | -0.78435 | 4.4902 | 2.3697 | -6.45 | 4.659 | -2.2894 | -31.1787 | 3.3971 | 32.19 | 4.1799 | -0.78282 | 22.4405 | 3.438 | 30.71 | 4.3412 | -0.90321 | 19.7297 | 0.018218 | 0.5942 | 0.23711 | 0.92206 | 18.3416 | 0.061889 | 0.036391 | 0.043171 | 0.061889 | 0.062634 | 0.58644 | 0.24795 | -0.11751 | 0.58644 | 0.55948 | 0.40882 | 0.081804 | -0.56802 | 0.40882 | 0.35944 | 0.018218 | 0.5942 | 0.23711 | 0.92206 | 18.3416 | 0.061889 | 0.036391 | 0.043171 | 0.061889 | 0.062634 | 0.58644 | 0.24795 | -0.11751 | 0.58644 | 0.55948 | 0.40882 | 0.081804 | -0.56802 | 0.40882 | 0.35944
188 | 0.23 | 0.32 | South/Central | GA | Macon-Middle.Georgia.Rgnl.AP.722170 | 3 | 1376995 | 32.2749 | 13.2846 | 50.6308 | 32.1982 | 18.4326 | 1012.94 | 3.3784 | 26.03 | 4.52 | -1.1416 | 12.564 | 1.9789 | 7.45 | 3.122 | -1.1431 | -5.3863 | 2.351 | -12.61 | 4.9991 | -2.6481 | -41.0553 | 3.3784 | 26.03 | 4.52 | -1.1416 | 12.564 | 3.4193 | 24.55 | 4.6813 | -1.262 | 9.8532 | 0.018218 | 0.58799 | 0.24202 | 0.9224 | 18.4538 | 0.061549 | 0.036051 | 0.04283 | 0.061549 | 0.062294 | 0.47422 | 0.13572 | -0.22973 | 0.47422 | 0.44725 | 0.22889 | -0.098128 | -0.74795 | 0.22889 | 0.17951 | 0.018218 | 0.58799 | 0.24202 | 0.9224 | 18.4538 | 0.061549 | 0.036051 | 0.04283 | 0.061549 | 0.062294 | 0.47422 | 0.13572 | -0.22973 | 0.47422 | 0.44725 | 0.22889 | -0.098128 | -0.74795 | 0.22889 | 0.17951
189 | 0.23 | 0.35 | South/Central | GA | Macon-Middle.Georgia.Rgnl.AP.722170 | 3 | 1376995 | 31.7809 | 13.7075 | 50.7002 | 31.7054 | 18.9949 | 1023.15 | 3.309 | 15.82 | 5.0129 | -1.7039 | -3.4294 | 1.9094 | -2.76 | 3.6148 | -1.7054 | -21.3797 | 2.2816 | -22.82 | 5.4919 | -3.2104 | -57.0487 | 3.309 | 15.82 | 5.0129 | -1.7039 | -3.4294 | 3.3499 | 14.34 | 5.1742 | -1.8242 | -6.1403 | 0.018218 | 0.57899 | 0.24972 | 0.92366 | 18.6398 | 0.060284 | 0.034786 | 0.041566 | 0.060284 | 0.061029 | 0.28821 | -0.050282 | -0.41574 | 0.28821 | 0.26125 | -0.062478 | -0.3895 | -1.0393 | -0.062478 | -0.11186 | 0.018218 | 0.57899 | 0.24972 | 0.92366 | 18.6398 | 0.060284 | 0.034786 | 0.041566 | 0.060284 | 0.061029 | 0.28821 | -0.050282 | -0.41574 | 0.28821 | 0.26125 | -0.062478 | -0.3895 | -1.0393 | -0.062478 | -0.11186
190 | 0.23 | 0.37 | South/Central | GA | Macon-Middle.Georgia.Rgnl.AP.722170 | 3 | 1376995 | 31.7908 | 13.6177 | 50.6105 | 31.7153 | 18.8951 | 1020.35 | 3.3988 | 18.62 | 5.0029 | -1.6041 | 0.39942 | 1.9992 | 0.04 | 3.6048 | -1.6056 | -17.5509 | 2.3713 | -20.02 | 5.482 | -3.1106 | -53.2198 | 3.3988 | 18.62 | 5.0029 | -1.6041 | 0.39942 | 3.4397 | 17.14 | 5.1642 | -1.7245 | -2.3114 | 0.018218 | 0.57917 | 0.24809 | 0.92203 | 18.5888 | 0.06192 | 0.036422 | 0.043201 | 0.06192 | 0.062665 | 0.33922 | 0.00072872 | -0.36473 | 0.33922 | 0.31226 | 0.0072767 | -0.31974 | -0.96956 | 0.0072767 | -0.042109 | 0.018218 | 0.57917 | 0.24809 | 0.92203 | 18.5888 | 0.06192 | 0.036422 | 0.043201 | 0.06192 | 0.062665 | 0.33922 | 0.00072872 | -0.36473 | 0.33922 | 0.31226 | 0.0072767 | -0.31974 | -0.96956 | 0.0072767 | -0.042109
191 | 0.23 | 0.4 | South/Central | GA | Macon-Middle.Georgia.Rgnl.AP.722170 | 3 | 1376995 | 31.6497 | 13.6581 | 50.5404 | 31.5745 | 18.9659 | 1020.6 | 3.4689 | 18.37 | 5.1437 | -1.6748 | -0.60433 | 2.0693 | -0.21 | 3.7457 | -1.6764 | -18.5546 | 2.4414 | -20.27 | 5.6228 | -3.1814 | -54.2236 | 3.4689 | 18.37 | 5.1437 | -1.6748 | -0.60433 | 3.5098 | 16.89 | 5.305 | -1.7952 | -3.3152 | 0.018218 | 0.5766 | 0.24882 | 0.92075 | 18.5934 | 0.063196 | 0.037699 | 0.044478 | 0.063196 | 0.063941 | 0.33467 | -0.0038258 | -0.36928 | 0.33467 | 0.3077 | -0.01101 | -0.33803 | -0.98785 | -0.01101 | -0.060396 | 0.018218 | 0.5766 | 0.24882 | 0.92075 | 18.5934 | 0.063196 | 0.037699 | 0.044478 | 0.063196 | 0.063941 | 0.33467 | -0.0038258 | -0.36928 | 0.33467 | 0.3077 | -0.01101 | -0.33803 | -0.98785 | -0.01101 | -0.060396
192 | 0.23 | 0.42 | South/Central | GA | Macon-Middle.Georgia.Rgnl.AP.722170 | 3 | 1376995 | 31.4684 | 13.8192 | 50.5709 | 31.3936 | 19.1772 | 1024.5 | 3.4384 | 14.47 | 5.3246 | -1.8862 | -6.6726 | 2.0388 | -4.11 | 3.9265 | -1.8877 | -24.6228 | 2.4109 | -24.17 | 5.8037 | -3.3927 | -60.2918 | 3.4384 | 14.47 | 5.3246 | -1.8862 | -6.6726 | 3.4793 | 12.99 | 5.4859 | -2.0066 | -9.3834 | 0.018218 | 0.57329 | 0.25176 | 0.9213 | 18.6644 | 0.062641 | 0.037143 | 0.043923 | 0.062641 | 0.063386 | 0.26362 | -0.074876 | -0.44033 | 0.26362 | 0.23665 | -0.12156 | -0.44858 | -1.0984 | -0.12156 | -0.17095 | 0.018218 | 0.57329 | 0.25176 | 0.9213 | 18.6644 | 0.062641 | 0.037143 | 0.043923 | 0.062641 | 0.063386 | 0.26362 | -0.074876 | -0.44033 | 0.26362 | 0.23665 | -0.12156 | -0.44858 | -1.0984 | -0.12156 | -0.17095
193 | 0.23 | 0.45 | South/Central | GA | Macon-Middle.Georgia.Rgnl.AP.722170 | 3 | 1376995 | 31.1772 | 14.0896 | 50.6507 | 31.1031 | 19.5476 | 1031.67 | 3.3586 | 7.3 | 5.6152 | -2.2566 | -17.6431 | 1.959 | -11.28 | 4.2171 | -2.2581 | -35.5934 | 2.3311 | -31.34 | 6.0942 | -3.7631 | -71.2624 | 3.3586 | 7.3 | 5.6152 | -2.2566 | -17.6431 | 3.3995 | 5.82 | 5.7765 | -2.377 | -20.354 | 0.018218 | 0.56799 | 0.25668 | 0.92276 | 18.7951 | 0.061187 | 0.035689 | 0.042469 | 0.061187 | 0.061932 | 0.13299 | -0.2055 | -0.57095 | 0.13299 | 0.10603 | -0.32142 | -0.64844 | -1.2983 | -0.32142 | -0.37081 | 0.018218 | 0.56799 | 0.25668 | 0.92276 | 18.7951 | 0.061187 | 0.035689 | 0.042469 | 0.061187 | 0.061932 | 0.13299 | -0.2055 | -0.57095 | 0.13299 | 0.10603 | -0.32142 | -0.64844 | -1.2983 | -0.32142 | -0.37081
194 | 0.23 | 0.47 | South/Central | GA | Macon-Middle.Georgia.Rgnl.AP.722170 | 3 | 1376995 | 30.8854 | 14.3603 | 50.7293 | 30.812 | 19.9173 | 1038.81 | 3.28 | 0.16 | 5.9062 | -2.6262 | -28.5802 | 1.8804 | -18.42 | 4.5082 | -2.6278 | -46.5305 | 2.2525 | -38.48 | 6.3853 | -4.1328 | -82.1995 | 3.28 | 0.16 | 5.9062 | -2.6262 | -28.5802 | 3.3209 | -1.32 | 6.0675 | -2.7466 | -31.2911 | 0.018218 | 0.56267 | 0.26162 | 0.92419 | 18.9251 | 0.059755 | 0.034257 | 0.041037 | 0.059755 | 0.0605 | 0.0029149 | -0.33558 | -0.70103 | 0.0029149 | -0.024048 | -0.52068 | -0.8477 | -1.4975 | -0.52068 | -0.57006 | 0.018218 | 0.56267 | 0.26162 | 0.92419 | 18.9251 | 0.059755 | 0.034257 | 0.041037 | 0.059755 | 0.0605 | 0.0029149 | -0.33558 | -0.70103 | 0.0029149 | -0.024048 | -0.52068 | -0.8477 | -1.4975 | -0.52068 | -0.57006
195 | 0.23 | 0.5 | South/Central | GA | Macon-Middle.Georgia.Rgnl.AP.722170 | 3 | 1376995 | 30.4627 | 14.7517 | 50.8281 | 30.3903 | 20.4378 | 1048.71 | 3.1812 | -9.74 | 6.3279 | -3.1467 | -43.8267 | 1.7816 | -28.32 | 4.9299 | -3.1483 | -61.777 | 2.1537 | -48.38 | 6.807 | -4.6533 | -97.446 | 3.1812 | -9.74 | 6.3279 | -3.1467 | -43.8267 | 3.2221 | -11.22 | 6.4892 | -3.2671 | -46.5375 | 0.018218 | 0.55497 | 0.26875 | 0.92599 | 19.1055 | 0.057955 | 0.032458 | 0.039237 | 0.057955 | 0.0587 | -0.17744 | -0.51594 | -0.88139 | -0.17744 | -0.20441 | -0.79844 | -1.1255 | -1.7753 | -0.79844 | -0.84782 | 0.018218 | 0.55497 | 0.26875 | 0.92599 | 19.1055 | 0.057955 | 0.032458 | 0.039237 | 0.057955 | 0.0587 | -0.17744 | -0.51594 | -0.88139 | -0.17744 | -0.20441 | -0.79844 | -1.1255 | -1.7753 | -0.79844 | -0.84782
196 | 0.29 | 0.17 | South/Central | GA | Macon-Middle.Georgia.Rgnl.AP.722170 | 3 | 1376995 | 36.9943 | 11.2563 | 52.6997 | 36.9066 | 15.7931 | 996.75 | 1.3096 | 42.22 | -0.18838 | 1.4979 | 56.9982 | -0.090022 | 23.64 | -1.5864 | 1.4964 | 39.0479 | 0.2821 | 3.58 | 0.2907 | -0.0085941 | 3.379 | 1.3096 | 42.22 | -0.18838 | 1.4979 | 56.9982 | 1.3505 | 40.74 | -0.027093 | 1.3776 | 54.2874 | 0.018218 | 0.67397 | 0.20507 | 0.96009 | 18.1589 | 0.023858 | -0.00164 | 0.0051393 | 0.023858 | 0.024603 | 0.76917 | 0.43068 | 0.065221 | 0.76917 | 0.7422 | 1.0384 | 0.71138 | 0.061558 | 1.0384 | 0.98901 | 0.018218 | 0.67397 | 0.20507 | 0.96009 | 18.1589 | 0.023858 | -0.00164 | 0.0051393 | 0.023858 | 0.024603 | 0.76917 | 0.43068 | 0.065221 | 0.76917 | 0.7422 | 1.0384 | 0.71138 | 0.061558 | 1.0384 | 0.98901
197 | 0.29 | 0.19 | South/Central | GA | Macon-Middle.Georgia.Rgnl.AP.722170 | 3 | 1376995 | 36.5322 | 11.5171 | 52.5889 | 36.4455 | 16.1433 | 1001.08 | 1.4204 | 37.89 | 0.2727 | 1.1477 | 49.0079 | 0.020825 | 19.31 | -1.1254 | 1.1462 | 31.0576 | 0.39295 | -0.75 | 0.75178 | -0.35883 | -4.6114 | 1.4204 | 37.89 | 0.2727 | 1.1477 | 49.0079 | 1.4613 | 36.41 | 0.43399 | 1.0273 | 46.2971 | 0.018218 | 0.66555 | 0.20982 | 0.95807 | 18.2378 | 0.025877 | 0.00037939 | 0.0071588 | 0.025877 | 0.026622 | 0.69028 | 0.35179 | -0.013664 | 0.69028 | 0.66332 | 0.89283 | 0.56581 | -0.08401 | 0.89283 | 0.84344 | 0.018218 | 0.66555 | 0.20982 | 0.95807 | 18.2378 | 0.025877 | 0.00037939 | 0.0071588 | 0.025877 | 0.026622 | 0.69028 | 0.35179 | -0.013664 | 0.69028 | 0.66332 | 0.89283 | 0.56581 | -0.08401 | 0.89283 | 0.84344
198 | 0.29 | 0.2 | South/Central | GA | Macon-Middle.Georgia.Rgnl.AP.722170 | 3 | 1376995 | 36.311 | 11.6478 | 52.5386 | 36.2249 | 16.3137 | 1003.25 | 1.4707 | 35.72 | 0.49338 | 0.97729 | 45.0729 | 0.071079 | 17.14 | -0.90469 | 0.97577 | 27.1226 | 0.4432 | -2.92 | 0.97245 | -0.52925 | -8.5464 | 1.4707 | 35.72 | 0.49338 | 0.97729 | 45.0729 | 1.5116 | 34.24 | 0.65466 | 0.8569 | 42.362 | 0.018218 | 0.66152 | 0.2122 | 0.95715 | 18.2773 | 0.026793 | 0.0012949 | 0.0080743 | 0.026793 | 0.027538 | 0.65075 | 0.31226 | -0.053197 | 0.65075 | 0.62379 | 0.82114 | 0.49412 | -0.1557 | 0.82114 | 0.77176 | 0.018218 | 0.66152 | 0.2122 | 0.95715 | 18.2773 | 0.026793 | 0.0012949 | 0.0080743 | 0.026793 | 0.027538 | 0.65075 | 0.31226 | -0.053197 | 0.65075 | 0.62379 | 0.82114 | 0.49412 | -0.1557 | 0.82114 | 0.77176
199 | 0.29 | 0.23 | South/Central | GA | Macon-Middle.Georgia.Rgnl.AP.722170 | 3 | 1376995 | 35.6769 | 12.0406 | 52.4285 | 35.5923 | 16.8362 | 1010.44 | 1.5807 | 28.53 | 1.1259 | 0.45481 | 32.4454 | 0.18114 | 9.95 | -0.27215 | 0.45329 | 14.4951 | 0.55326 | -10.11 | 1.605 | -1.0517 | -21.1738 | 1.5807 | 28.53 | 1.1259 | 0.45481 | 32.4454 | 1.6216 | 27.05 | 1.2872 | 0.33442 | 29.7346 | 0.018218 | 0.64996 | 0.21936 | 0.95515 | 18.4083 | 0.028798 | 0.0033 | 0.010079 | 0.028798 | 0.029543 | 0.51976 | 0.18127 | -0.18418 | 0.51976 | 0.4928 | 0.59109 | 0.26407 | -0.38575 | 0.59109 | 0.54171 | 0.018218 | 0.64996 | 0.21936 | 0.95515 | 18.4083 | 0.028798 | 0.0033 | 0.010079 | 0.028798 | 0.029543 | 0.51976 | 0.18127 | -0.18418 | 0.51976 | 0.4928 | 0.59109 | 0.26407 | -0.38575 | 0.59109 | 0.54171
200 | 0.29 | 0.25 | South/Central | GA | Macon-Middle.Georgia.Rgnl.AP.722170 | 3 | 1376995 | 35.2747 | 12.3017 | 52.3771 | 35.1911 | 17.1861 | 1015.56 | 1.6321 | 23.41 | 1.5272 | 0.10494 | 23.704 | 0.23253 | 4.83 | 0.12911 | 0.10342 | 5.7537 | 0.60465 | -15.23 | 2.0062 | -1.4016 | -29.9153 | 1.6321 | 23.41 | 1.5272 | 0.10494 | 23.704 | 1.673 | 21.93 | 1.6885 | -0.01545 | 20.9932 | 0.018218 | 0.64264 | 0.22411 | 0.95421 | 18.5016 | 0.029734 | 0.0042362 | 0.011016 | 0.029734 | 0.030479 | 0.42649 | 0.087993 | -0.27746 | 0.42649 | 0.39952 | 0.43184 | 0.10482 | -0.545 | 0.43184 | 0.38246 | 0.018218 | 0.64264 | 0.22411 | 0.95421 | 18.5016 | 0.029734 | 0.0042362 | 0.011016 | 0.029734 | 0.030479 | 0.42649 | 0.087993 | -0.27746 | 0.42649 | 0.39952 | 0.43184 | 0.10482 | -0.545 | 0.43184 | 0.38246
201 | 0.29 | 0.27 | South/Central | GA | Macon-Middle.Georgia.Rgnl.AP.722170 | 3 | 1376995 | 35.2546 | 12.2723 | 52.3386 | 35.171 | 17.1676 | 1014.77 | 1.6706 | 24.2 | 1.5472 | 0.1234 | 24.6925 | 0.27103 | 5.62 | 0.14915 | 0.12188 | 6.7422 | 0.64315 | -14.44 | 2.0263 | -1.3831 | -28.9268 | 1.6706 | 24.2 | 1.5472 | 0.1234 | 24.6925 | 1.7115 | 22.72 | 1.7085 | 0.0030079 | 21.9817 | 0.018218 | 0.64227 | 0.22358 | 0.95351 | 18.4872 | 0.030435 | 0.0049376 | 0.011717 | 0.030435 | 0.03118 | 0.44088 | 0.10239 | -0.26307 | 0.44088 | 0.41391 | 0.44985 | 0.12283 | -0.52699 | 0.44985 | 0.40046 | 0.018218 | 0.64227 | 0.22358 | 0.95351 | 18.4872 | 0.030435 | 0.0049376 | 0.011717 | 0.030435 | 0.03118 | 0.44088 | 0.10239 | -0.26307 | 0.44088 | 0.41391 | 0.44985 | 0.12283 | -0.52699 | 0.44985 | 0.40046
202 | 0.29 | 0.3 | South/Central | GA | Macon-Middle.Georgia.Rgnl.AP.722170 | 3 | 1376995 | 35.0128 | 12.4135 | 52.3082 | 34.9298 | 17.3784 | 1017.86 | 1.7011 | 21.11 | 1.7885 | -0.08737 | 19.4205 | 0.3015 | 2.53 | 0.3904 | -0.088891 | 1.4702 | 0.67363 | -17.53 | 2.2675 | -1.5939 | -34.1988 | 1.7011 | 21.11 | 1.7885 | -0.08737 | 19.4205 | 1.742 | 19.63 | 1.9497 | -0.20776 | 16.7096 | 0.018218 | 0.63787 | 0.22615 | 0.95295 | 18.5435 | 0.030991 | 0.0054928 | 0.012272 | 0.030991 | 0.031736 | 0.38458 | 0.046092 | -0.31936 | 0.38458 | 0.35762 | 0.3538 | 0.026784 | -0.62304 | 0.3538 | 0.30442 | 0.018218 | 0.63787 | 0.22615 | 0.95295 | 18.5435 | 0.030991 | 0.0054928 | 0.012272 | 0.030991 | 0.031736 | 0.38458 | 0.046092 | -0.31936 | 0.38458 | 0.35762 | 0.3538 | 0.026784 | -0.62304 | 0.3538 | 0.30442
203 | 0.29 | 0.32 | South/Central | GA | Macon-Middle.Georgia.Rgnl.AP.722170 | 3 | 1376995 | 34.6506 | 12.6547 | 52.2676 | 34.5684 | 17.6992 | 1022.64 | 1.7416 | 16.33 | 2.1498 | -0.40819 | 11.3209 | 0.34206 | -2.25 | 0.75178 | -0.40971 | -6.6294 | 0.71419 | -22.31 | 2.6289 | -1.9147 | -42.2984 | 1.7416 | 16.33 | 2.1498 | -0.40819 | 11.3209 | 1.7825 | 14.85 | 2.3111 | -0.52858 | 8.61 | 0.018218 | 0.63127 | 0.23054 | 0.95222 | 18.6305 | 0.03173 | 0.0062318 | 0.013011 | 0.03173 | 0.032475 | 0.2975 | -0.040991 | -0.40645 | 0.2975 | 0.27054 | 0.20624 | -0.12078 | -0.7706 | 0.20624 | 0.15686 | 0.018218 | 0.63127 | 0.23054 | 0.95222 | 18.6305 | 0.03173 | 0.0062318 | 0.013011 | 0.03173 | 0.032475 | 0.2975 | -0.040991 | -0.40645 | 0.2975 | 0.27054 | 0.20624 | -0.12078 | -0.7706 | 0.20624 | 0.15686
204 | 0.29 | 0.35 | South/Central | GA | Macon-Middle.Georgia.Rgnl.AP.722170 | 3 | 1376995 | 34.1274 | 13.0155 | 52.2252 | 34.0465 | 18.1788 | 1030.03 | 1.784 | 8.94 | 2.6718 | -0.88776 | -1.0203 | 0.38443 | -9.64 | 1.2737 | -0.88928 | -18.9705 | 0.75655 | -29.7 | 3.1508 | -2.3943 | -54.6395 | 1.784 | 8.94 | 2.6718 | -0.88776 | -1.0203 | 1.8249 | 7.46 | 2.8331 | -1.0082 | -3.7311 | 0.018218 | 0.62174 | 0.23712 | 0.95144 | 18.7652 | 0.032501 | 0.0070035 | 0.013783 | 0.032501 | 0.033246 | 0.16287 | -0.17562 | -0.54108 | 0.16287 | 0.13591 | -0.018587 | -0.34561 | -0.99543 | -0.018587 | -0.067973 | 0.018218 | 0.62174 | 0.23712 | 0.95144 | 18.7652 | 0.032501 | 0.0070035 | 0.013783 | 0.032501 | 0.033246 | 0.16287 | -0.17562 | -0.54108 | 0.16287 | 0.13591 | -0.018587 | -0.34561 | -0.99543 | -0.018587 | -0.067973
205 | 0.29 | 0.37 | South/Central | GA | Macon-Middle.Georgia.Rgnl.AP.722170 | 3 | 1376995 | 33.825 | 13.2357 | 52.2227 | 33.7448 | 18.4779 | 1034.95 | 1.7865 | 4.02 | 2.9734 | -1.1869 | -9.0245 | 0.38694 | -14.56 | 1.5754 | -1.1884 | -26.9747 | 0.75906 | -34.62 | 3.4525 | -2.6934 | -62.6437 | 1.7865 | 4.02 | 2.9734 | -1.1869 | -9.0245 | 1.8274 | 2.54 | 3.1347 | -1.3073 | -11.7353 | 0.018218 | 0.61623 | 0.24113 | 0.9514 | 18.8548 | 0.032547 | 0.0070493 | 0.013829 | 0.032547 | 0.033292 | 0.073237 | -0.26526 | -0.63071 | 0.073237 | 0.046274 | -0.16441 | -0.49143 | -1.1412 | -0.16441 | -0.21379 | 0.018218 | 0.61623 | 0.24113 | 0.9514 | 18.8548 | 0.032547 | 0.0070493 | 0.013829 | 0.032547 | 0.033292 | 0.073237 | -0.26526 | -0.63071 | 0.073237 | 0.046274 | -0.16441 | -0.49143 | -1.1412 | -0.16441 | -0.21379
206 | 0.29 | 0.4 | South/Central | GA | Macon-Middle.Georgia.Rgnl.AP.722170 | 3 | 1376995 | 33.3826 | 13.5673 | 52.2128 | 33.3034 | 18.9093 | 1041.97 | 1.7965 | -3 | 3.4148 | -1.6183 | -20.4853 | 0.39691 | -21.58 | 2.0167 | -1.6198 | -38.4356 | 0.76903 | -41.64 | 3.8939 | -3.1248 | -74.1046 | 1.7965 | -3 | 3.4148 | -1.6183 | -20.4853 | 1.8374 | -4.48 | 3.5761 | -1.7387 | -23.1961 | 0.018218 | 0.60817 | 0.24717 | 0.95122 | 18.9827 | 0.032729 | 0.007231 | 0.01401 | 0.032729 | 0.033474 | -0.054654 | -0.39315 | -0.7586 | -0.054654 | -0.081617 | -0.3732 | -0.70022 | -1.35 | -0.3732 | -0.42259 | 0.018218 | 0.60817 | 0.24717 | 0.95122 | 18.9827 | 0.032729 | 0.007231 | 0.01401 | 0.032729 | 0.033474 | -0.054654 | -0.39315 | -0.7586 | -0.054654 | -0.081617 | -0.3732 | -0.70022 | -1.35 | -0.3732 | -0.42259
207 | 0.29 | 0.42 | South/Central | GA | Macon-Middle.Georgia.Rgnl.AP.722170 | 3 | 1376995 | 33.1011 | 13.7882 | 52.2228 | 33.0226 | 19.2002 | 1046.9 | 1.7865 | -7.93 | 3.6957 | -1.9092 | -28.4283 | 0.3869 | -26.51 | 2.2976 | -1.9107 | -46.3786 | 0.75902 | -46.57 | 4.1747 | -3.4157 | -82.0476 | 1.7865 | -7.93 | 3.6957 | -1.9092 | -28.4283 | 1.8274 | -9.41 | 3.857 | -2.0296 | -31.1391 | 0.018218 | 0.60304 | 0.25119 | 0.9514 | 19.0725 | 0.032546 | 0.0070485 | 0.013828 | 0.032546 | 0.033291 | -0.14447 | -0.48296 | -0.84842 | -0.14447 | -0.17143 | -0.51791 | -0.84493 | -1.4947 | -0.51791 | -0.5673 | 0.018218 | 0.60304 | 0.25119 | 0.9514 | 19.0725 | 0.032546 | 0.0070485 | 0.013828 | 0.032546 | 0.033291 | -0.14447 | -0.48296 | -0.84842 | -0.14447 | -0.17143 | -0.51791 | -0.84493 | -1.4947 | -0.51791 | -0.5673
208 | 0.29 | 0.47 | South/Central | GA | Macon-Middle.Georgia.Rgnl.AP.722170 | 3 | 1376995 | 32.3778 | 14.4195 | 52.3311 | 32.301 | 20.0302 | 1062.06 | 1.6781 | -23.09 | 4.4173 | -2.7392 | -52.1113 | 0.27853 | -41.67 | 3.0192 | -2.7407 | -70.0615 | 0.65065 | -61.73 | 4.8963 | -4.2457 | -105.7305 | 1.6781 | -23.09 | 4.4173 | -2.7392 | -52.1113 | 1.719 | -24.57 | 4.5786 | -2.8595 | -54.8221 | 0.018218 | 0.58986 | 0.2627 | 0.95337 | 19.3487 | 0.030572 | 0.0050743 | 0.011854 | 0.030572 | 0.031317 | -0.42066 | -0.75915 | -1.1246 | -0.42066 | -0.44762 | -0.94937 | -1.2764 | -1.9262 | -0.94937 | -0.99875 | 0.018218 | 0.58986 | 0.2627 | 0.95337 | 19.3487 | 0.030572 | 0.0050743 | 0.011854 | 0.030572 | 0.031317 | -0.42066 | -0.75915 | -1.1246 | -0.42066 | -0.44762 | -0.94937 | -1.2764 | -1.9262 | -0.94937 | -0.99875
209 | 0.31 | 0.17 | South/Central | GA | Macon-Middle.Georgia.Rgnl.AP.722170 | 3 | 1376995 | 37.5755 | 11.2366 | 53.2713 | 37.4864 | 15.7849 | 1004.17 | 0.73797 | 34.8 | -0.7682 | 1.5062 | 49.9052 | -0.66161 | 16.22 | -2.1663 | 1.5047 | 31.9549 | -0.28949 | -3.84 | -0.28913 | -0.00036113 | -3.7141 | 0.73797 | 34.8 | -0.7682 | 1.5062 | 49.9052 | 0.77887 | 33.32 | -0.60692 | 1.3858 | 47.1943 | 0.018218 | 0.68455 | 0.20471 | 0.9705 | 18.2941 | 0.013444 | -0.012053 | -0.005274 | 0.013444 | 0.014189 | 0.63399 | 0.2955 | -0.069957 | 0.63399 | 0.60703 | 0.90918 | 0.58216 | -0.067664 | 0.90918 | 0.85979 | 0.018218 | 0.68455 | 0.20471 | 0.9705 | 18.2941 | 0.013444 | -0.012053 | -0.005274 | 0.013444 | 0.014189 | 0.63399 | 0.2955 | -0.069957 | 0.63399 | 0.60703 | 0.90918 | 0.58216 | -0.067664 | 0.90918 | 0.85979
210 | 0.31 | 0.19 | South/Central | GA | Macon-Middle.Georgia.Rgnl.AP.722170 | 3 | 1376995 | 37.1133 | 11.5065 | 53.1696 | 37.0253 | 16.1443 | 1008.79 | 0.83966 | 30.18 | -0.30712 | 1.1468 | 41.5515 | -0.55993 | 11.6 | -1.7052 | 1.1453 | 23.6012 | -0.1878 | -8.46 | 0.17195 | -0.35976 | -12.0677 | 0.83966 | 30.18 | -0.30712 | 1.1468 | 41.5515 | 0.88055 | 28.7 | -0.14584 | 1.0264 | 38.8407 | 0.018218 | 0.67613 | 0.20963 | 0.96865 | 18.3782 | 0.015297 | -0.010201 | -0.0034214 | 0.015297 | 0.016042 | 0.54982 | 0.21133 | -0.15413 | 0.54982 | 0.52286 | 0.75699 | 0.42997 | -0.21985 | 0.75699 | 0.7076 | 0.018218 | 0.67613 | 0.20963 | 0.96865 | 18.3782 | 0.015297 | -0.010201 | -0.0034214 | 0.015297 | 0.016042 | 0.54982 | 0.21133 | -0.15413 | 0.54982 | 0.52286 | 0.75699 | 0.42997 | -0.21985 | 0.75699 | 0.7076
211 | 0.31 | 0.2 | South/Central | GA | Macon-Middle.Georgia.Rgnl.AP.722170 | 3 | 1376995 | 36.8916 | 11.6371 | 53.1191 | 36.8041 | 16.315 | 1010.95 | 0.89013 | 28.02 | -0.085916 | 0.97605 | 37.611 | -0.50945 | 9.44 | -1.484 | 0.97453 | 19.6607 | -0.13733 | -10.62 | 0.39316 | -0.53049 | -16.0083 | 0.89013 | 28.02 | -0.085916 | 0.97605 | 37.611 | 0.93103 | 26.54 | 0.075368 | 0.85566 | 34.9002 | 0.018218 | 0.67209 | 0.21201 | 0.96773 | 18.4176 | 0.016217 | -0.0092812 | -0.0025019 | 0.016217 | 0.016962 | 0.51047 | 0.17198 | -0.19348 | 0.51047 | 0.48351 | 0.6852 | 0.35818 | -0.29164 | 0.6852 | 0.63581 | 0.018218 | 0.67209 | 0.21201 | 0.96773 | 18.4176 | 0.016217 | -0.0092812 | -0.0025019 | 0.016217 | 0.016962 | 0.51047 | 0.17198 | -0.19348 | 0.51047 | 0.48351 | 0.6852 | 0.35818 | -0.29164 | 0.6852 | 0.63581
212 | 0.31 | 0.23 | South/Central | GA | Macon-Middle.Georgia.Rgnl.AP.722170 | 3 | 1376995 | 36.2481 | 12.03 | 52.9991 | 36.1622 | 16.8369 | 1018.02 | 1.0102 | 20.95 | 0.55606 | 0.45411 | 25.1256 | -0.38942 | 2.37 | -0.84201 | 0.45259 | 7.1753 | -0.017294 | -17.69 | 1.0351 | -1.0524 | -28.4937 | 1.0102 | 20.95 | 0.55606 | 0.45411 | 25.1256 | 1.0511 | 19.47 | 0.71734 | 0.33372 | 22.4148 | 0.018218 | 0.66037 | 0.21916 | 0.96554 | 18.5464 | 0.018403 | -0.0070944 | -0.00031506 | 0.018403 | 0.019148 | 0.38167 | 0.043177 | -0.32228 | 0.38167 | 0.35471 | 0.45774 | 0.13072 | -0.5191 | 0.45774 | 0.40835 | 0.018218 | 0.66037 | 0.21916 | 0.96554 | 18.5464 | 0.018403 | -0.0070944 | -0.00031506 | 0.018403 | 0.019148 | 0.38167 | 0.043177 | -0.32228 | 0.38167 | 0.35471 | 0.45774 | 0.13072 | -0.5191 | 0.45774 | 0.40835
213 | 0.31 | 0.25 | South/Central | GA | Macon-Middle.Georgia.Rgnl.AP.722170 | 3 | 1376995 | 35.8459 | 12.282 | 52.9296 | 35.7609 | 17.1687 | 1022.6 | 1.0797 | 16.37 | 0.95732 | 0.12234 | 17.1022 | -0.31992 | -2.21 | -0.44074 | 0.12082 | -0.84812 | 0.052199 | -22.27 | 1.4364 | -1.3842 | -36.5171 | 1.0797 | 16.37 | 0.95732 | 0.12234 | 17.1022 | 1.1206 | 14.89 | 1.1186 | 0.0019515 | 14.3913 | 0.018218 | 0.65304 | 0.22375 | 0.96428 | 18.6298 | 0.019669 | -0.0058284 | 0.00095097 | 0.019669 | 0.020414 | 0.29823 | -0.040262 | -0.40572 | 0.29823 | 0.27127 | 0.31157 | -0.015451 | -0.66527 | 0.31157 | 0.26218 | 0.018218 | 0.65304 | 0.22375 | 0.96428 | 18.6298 | 0.019669 | -0.0058284 | 0.00095097 | 0.019669 | 0.020414 | 0.29823 | -0.040262 | -0.40572 | 0.29823 | 0.27127 | 0.31157 | -0.015451 | -0.66527 | 0.31157 | 0.26218
214 | 0.31 | 0.27 | South/Central | GA | Macon-Middle.Georgia.Rgnl.AP.722170 | 3 | 1376995 | 35.8952 | 12.2026 | 52.9096 | 35.8101 | 17.0995 | 1021.22 | 1.0996 | 17.75 | 0.9081 | 0.19151 | 19.2156 | -0.29997 | -0.83 | -0.48996 | 0.18999 | 1.2653 | 0.07215 | -20.89 | 1.3872 | -1.315 | -34.4037 | 1.0996 | 17.75 | 0.9081 | 0.19151 | 19.2156 | 1.1405 | 16.27 | 1.0694 | 0.07112 | 16.5048 | 0.018218 | 0.65394 | 0.22231 | 0.96391 | 18.6047 | 0.020033 | -0.0054649 | 0.0013144 | 0.020033 | 0.020778 | 0.32337 | -0.015121 | -0.38058 | 0.32337 | 0.29641 | 0.35007 | 0.023052 | -0.62677 | 0.35007 | 0.30069 | 0.018218 | 0.65394 | 0.22231 | 0.96391 | 18.6047 | 0.020033 | -0.0054649 | 0.0013144 | 0.020033 | 0.020778 | 0.32337 | -0.015121 | -0.38058 | 0.32337 | 0.29641 | 0.35007 | 0.023052 | -0.62677 | 0.35007 | 0.30069
215 | 0.31 | 0.3 | South/Central | GA | Macon-Middle.Georgia.Rgnl.AP.722170 | 3 | 1376995 | 35.6941 | 12.3329 | 52.9082 | 35.6095 | 17.2987 | 1024.51 | 1.1011 | 14.46 | 1.1087 | -0.00765 | 13.8842 | -0.2985 | -4.12 | -0.28933 | -0.0091708 | -4.066 | 0.073623 | -24.18 | 1.5878 | -1.5142 | -39.735 | 1.1011 | 14.46 | 1.1087 | -0.00765 | 13.8842 | 1.142 | 12.98 | 1.27 | -0.12804 | 11.1734 | 0.018218 | 0.65028 | 0.22468 | 0.96389 | 18.6646 | 0.02006 | -0.0054381 | 0.0013413 | 0.02006 | 0.020805 | 0.26343 | -0.075059 | -0.44051 | 0.26343 | 0.23647 | 0.25294 | -0.074076 | -0.7239 | 0.25294 | 0.20356 | 0.018218 | 0.65028 | 0.22468 | 0.96389 | 18.6646 | 0.02006 | -0.0054381 | 0.0013413 | 0.02006 | 0.020805 | 0.26343 | -0.075059 | -0.44051 | 0.26343 | 0.23647 | 0.25294 | -0.074076 | -0.7239 | 0.25294 | 0.20356
216 | 0.31 | 0.32 | South/Central | GA | Macon-Middle.Georgia.Rgnl.AP.722170 | 3 | 1376995 | 35.3119 | 12.574 | 52.8477 | 35.2282 | 17.6195 | 1029.02 | 1.1616 | 9.95 | 1.4901 | -0.32847 | 6.0399 | -0.238 | -8.63 | 0.091993 | -0.32999 | -11.9104 | 0.13412 | -28.69 | 1.9691 | -1.835 | -47.5794 | 1.1616 | 9.95 | 1.4901 | -0.32847 | 6.0399 | 1.2025 | 8.47 | 1.6513 | -0.44886 | 3.329 | 0.018218 | 0.64332 | 0.22907 | 0.96278 | 18.7468 | 0.021162 | -0.0043359 | 0.0024435 | 0.021162 | 0.021907 | 0.18127 | -0.15722 | -0.52268 | 0.18127 | 0.15431 | 0.11003 | -0.21699 | -0.86681 | 0.11003 | 0.060649 | 0.018218 | 0.64332 | 0.22907 | 0.96278 | 18.7468 | 0.021162 | -0.0043359 | 0.0024435 | 0.021162 | 0.021907 | 0.18127 | -0.15722 | -0.52268 | 0.18127 | 0.15431 | 0.11003 | -0.21699 | -0.86681 | 0.11003 | 0.060649
217 | 0.31 | 0.35 | South/Central | GA | Macon-Middle.Georgia.Rgnl.AP.722170 | 3 | 1376995 | 34.7784 | 12.935 | 52.7955 | 34.696 | 18.0996 | 1036.29 | 1.2137 | 2.68 | 2.0223 | -0.80852 | -6.1888 | -0.18584 | -15.9 | 0.6242 | -0.81004 | -24.1391 | 0.18628 | -35.96 | 2.5013 | -2.3151 | -59.8081 | 1.2137 | 2.68 | 2.0223 | -0.80852 | -6.1888 | 1.2546 | 1.2 | 2.1835 | -0.92891 | -8.8996 | 0.018218 | 0.6336 | 0.23565 | 0.96183 | 18.8792 | 0.022112 | -0.0033857 | 0.0033936 | 0.022112 | 0.022857 | 0.048824 | -0.28967 | -0.65512 | 0.048824 | 0.021862 | -0.11275 | -0.43977 | -1.0896 | -0.11275 | -0.16213 | 0.018218 | 0.6336 | 0.23565 | 0.96183 | 18.8792 | 0.022112 | -0.0033857 | 0.0033936 | 0.022112 | 0.022857 | 0.048824 | -0.28967 | -0.65512 | 0.048824 | 0.021862 | -0.11275 | -0.43977 | -1.0896 | -0.11275 | -0.16213
218 | 0.31 | 0.37 | South/Central | GA | Macon-Middle.Georgia.Rgnl.AP.722170 | 3 | 1376995 | 34.4272 | 13.1759 | 52.7653 | 34.3456 | 18.4197 | 1041.19 | 1.244 | -2.22 | 2.3726 | -1.1286 | -14.4013 | -0.15558 | -20.8 | 0.97458 | -1.1302 | -32.3516 | 0.21654 | -40.86 | 2.8517 | -2.6352 | -68.0206 | 1.244 | -2.22 | 2.3726 | -1.1286 | -14.4013 | 1.2849 | -3.7 | 2.5339 | -1.249 | -17.1121 | 0.018218 | 0.6272 | 0.24004 | 0.96128 | 18.9685 | 0.022663 | -0.0028344 | 0.0039449 | 0.022663 | 0.023408 | -0.040444 | -0.37894 | -0.74439 | -0.040444 | -0.067407 | -0.26236 | -0.58938 | -1.2392 | -0.26236 | -0.31175 | 0.018218 | 0.6272 | 0.24004 | 0.96128 | 18.9685 | 0.022663 | -0.0028344 | 0.0039449 | 0.022663 | 0.023408 | -0.040444 | -0.37894 | -0.74439 | -0.040444 | -0.067407 | -0.26236 | -0.58938 | -1.2392 | -0.26236 | -0.31175
219 | 0.31 | 0.4 | South/Central | GA | Macon-Middle.Georgia.Rgnl.AP.722170 | 3 | 1376995 | 33.9438 | 13.5368 | 52.7536 | 33.8633 | 18.8903 | 1048.84 | 1.2556 | -9.87 | 2.8549 | -1.5993 | -26.8952 | -0.14395 | -28.45 | 1.4568 | -1.6008 | -44.8455 | 0.22817 | -48.51 | 3.334 | -3.1058 | -80.5144 | 1.2556 | -9.87 | 2.8549 | -1.5993 | -26.8952 | 1.2965 | -11.35 | 3.0162 | -1.7196 | -29.606 | 0.018218 | 0.61839 | 0.24661 | 0.96107 | 19.1079 | 0.022875 | -0.0026225 | 0.0041569 | 0.022875 | 0.02362 | -0.17981 | -0.5183 | -0.88376 | -0.17981 | -0.20678 | -0.48998 | -0.817 | -1.4668 | -0.48998 | -0.53936 | 0.018218 | 0.61839 | 0.24661 | 0.96107 | 19.1079 | 0.022875 | -0.0026225 | 0.0041569 | 0.022875 | 0.02362 | -0.17981 | -0.5183 | -0.88376 | -0.17981 | -0.20678 | -0.48998 | -0.817 | -1.4668 | -0.48998 | -0.53936
220 | 0.31 | 0.42 | South/Central | GA | Macon-Middle.Georgia.Rgnl.AP.722170 | 3 | 1376995 | 33.6324 | 13.7877 | 52.7728 | 33.5526 | 19.2202 | 1054.56 | 1.2364 | -15.59 | 3.1656 | -1.9292 | -36.0035 | -0.16315 | -34.17 | 1.7675 | -1.9307 | -53.9538 | 0.20897 | -54.23 | 3.6447 | -3.4357 | -89.6227 | 1.2364 | -15.59 | 3.1656 | -1.9292 | -36.0035 | 1.2773 | -17.07 | 3.3269 | -2.0496 | -38.7143 | 0.018218 | 0.61272 | 0.25118 | 0.96142 | 19.2121 | 0.022525 | -0.0029723 | 0.003807 | 0.022525 | 0.02327 | -0.28402 | -0.62251 | -0.98797 | -0.28402 | -0.31098 | -0.65591 | -0.98293 | -1.6328 | -0.65591 | -0.7053 | 0.018218 | 0.61272 | 0.25118 | 0.96142 | 19.2121 | 0.022525 | -0.0029723 | 0.003807 | 0.022525 | 0.02327 | -0.28402 | -0.62251 | -0.98797 | -0.28402 | -0.31098 | -0.65591 | -0.98293 | -1.6328 | -0.65591 | -0.7053
221 | 0.31 | 0.47 | South/Central | GA | Macon-Middle.Georgia.Rgnl.AP.722170 | 3 | 1376995 | 32.8382 | 14.4703 | 52.8723 | 32.7603 | 20.112 | 1070.61 | 1.137 | -31.64 | 3.9579 | -2.8209 | -61.2323 | -0.26259 | -50.22 | 2.5599 | -2.8224 | -79.1826 | 0.10953 | -70.28 | 4.437 | -4.3275 | -114.8515 | 1.137 | -31.64 | 3.9579 | -2.8209 | -61.2323 | 1.1779 | -33.12 | 4.1192 | -2.9413 | -63.9431 | 0.018218 | 0.59825 | 0.26362 | 0.96323 | 19.5045 | 0.020714 | -0.004784 | 0.0019954 | 0.020714 | 0.021459 | -0.57642 | -0.91491 | -1.2804 | -0.57642 | -0.60338 | -1.1155 | -1.4426 | -2.0924 | -1.1155 | -1.1649 | 0.018218 | 0.59825 | 0.26362 | 0.96323 | 19.5045 | 0.020714 | -0.004784 | 0.0019954 | 0.020714 | 0.021459 | -0.57642 | -0.91491 | -1.2804 | -0.57642 | -0.60338 | -1.1155 | -1.4426 | -2.0924 | -1.1155 | -1.1649
222 | 0.32 | 0.17 | South/Central | GA | Macon-Middle.Georgia.Rgnl.AP.722170 | 3 | 1376995 | 37.8655 | 11.2358 | 53.5703 | 37.7758 | 15.7946 | 1008.29 | 0.43893 | 30.68 | -1.0575 | 1.4965 | 45.8179 | -0.96065 | 12.1 | -2.4556 | 1.4949 | 27.8676 | -0.58853 | -7.96 | -0.57846 | -0.010067 | -7.8014 | 0.43893 | 30.68 | -1.0575 | 1.4965 | 45.8179 | 0.47983 | 29.2 | -0.89625 | 1.3761 | 43.1071 | 0.018218 | 0.68984 | 0.20469 | 0.97595 | 18.3691 | 0.0079966 | -0.017501 | -0.010722 | 0.0079966 | 0.0087416 | 0.55893 | 0.22044 | -0.14502 | 0.55893 | 0.53197 | 0.83471 | 0.50769 | -0.14213 | 0.83471 | 0.78533 | 0.018218 | 0.68984 | 0.20469 | 0.97595 | 18.3691 | 0.0079966 | -0.017501 | -0.010722 | 0.0079966 | 0.0087416 | 0.55893 | 0.22044 | -0.14502 | 0.55893 | 0.53197 | 0.83471 | 0.50769 | -0.14213 | 0.83471 | 0.78533
223 | 0.32 | 0.19 | South/Central | GA | Macon-Middle.Georgia.Rgnl.AP.722170 | 3 | 1376995 | 37.3939 | 11.4974 | 53.4412 | 37.3053 | 16.1359 | 1012.24 | 0.56806 | 26.73 | -0.58711 | 1.1552 | 38.3016 | -0.83152 | 8.15 | -1.9852 | 1.1537 | 20.3513 | -0.4594 | -11.91 | -0.10804 | -0.35136 | -15.3176 | 0.56806 | 26.73 | -0.58711 | 1.1552 | 38.3016 | 0.60895 | 25.25 | -0.42583 | 1.0348 | 35.5908 | 0.018218 | 0.68125 | 0.20946 | 0.9736 | 18.4411 | 0.010349 | -0.015149 | -0.0083694 | 0.010349 | 0.011094 | 0.48697 | 0.14848 | -0.21698 | 0.48697 | 0.46001 | 0.69778 | 0.37076 | -0.27906 | 0.69778 | 0.6484 | 0.018218 | 0.68125 | 0.20946 | 0.9736 | 18.4411 | 0.010349 | -0.015149 | -0.0083694 | 0.010349 | 0.011094 | 0.48697 | 0.14848 | -0.21698 | 0.48697 | 0.46001 | 0.69778 | 0.37076 | -0.27906 | 0.69778 | 0.6484
227 | 0.32 | 0.27 | South/Central | GA | Macon-Middle.Georgia.Rgnl.AP.722170 | 3 | 1376995 | 36.1759 | 12.1929 | 53.19 | 36.0901 | 17.0999 | 1024.94 | 0.81929 | 14.03 | 0.62811 | 0.19118 | 15.6196 | -0.5803 | -4.55 | -0.76995 | 0.18966 | -2.3307 | -0.20817 | -24.61 | 1.1072 | -1.3154 | -37.9997 | 0.81929 | 14.03 | 0.62811 | 0.19118 | 15.6196 | 0.86018 | 12.55 | 0.78939 | 0.070788 | 12.9088 | 0.018218 | 0.65906 | 0.22213 | 0.96902 | 18.6724 | 0.014926 | -0.010572 | -0.0037925 | 0.014926 | 0.015671 | 0.2556 | -0.082892 | -0.44835 | 0.2556 | 0.22864 | 0.28456 | -0.042461 | -0.69228 | 0.28456 | 0.23517 | 0.018218 | 0.65906 | 0.22213 | 0.96902 | 18.6724 | 0.014926 | -0.010572 | -0.0037925 | 0.014926 | 0.015671 | 0.2556 | -0.082892 | -0.44835 | 0.2556 | 0.22864 | 0.28456 | -0.042461 | -0.69228 | 0.28456 | 0.23517
229 | 0.32 | 0.32 | South/Central | GA | Macon-Middle.Georgia.Rgnl.AP.722170 | 3 | 1376995 | 35.5925 | 12.564 | 53.1189 | 35.5082 | 17.6108 | 1032.47 | 0.89032 | 6.5 | 1.2101 | -0.31975 | 2.803 | -0.50927 | -12.08 | -0.188 | -0.32127 | -15.1473 | -0.13714 | -32.14 | 1.6891 | -1.8263 | -50.8162 | 0.89032 | 6.5 | 1.2101 | -0.31975 | 2.803 | 0.93121 | 5.02 | 1.3713 | -0.44014 | 0.092202 | 0.018218 | 0.64843 | 0.22889 | 0.96773 | 18.8096 | 0.01622 | -0.0092779 | -0.0024985 | 0.01622 | 0.016965 | 0.11842 | -0.22007 | -0.58553 | 0.11842 | 0.091455 | 0.051066 | -0.27595 | -0.92577 | 0.051066 | 0.0016797 | 0.018218 | 0.64843 | 0.22889 | 0.96773 | 18.8096 | 0.01622 | -0.0092779 | -0.0024985 | 0.01622 | 0.016965 | 0.11842 | -0.22007 | -0.58553 | 0.11842 | 0.091455 | 0.051066 | -0.27595 | -0.92577 | 0.051066 | 0.0016797
231 | 0.32 | 0.37 | South/Central | GA | Macon-Middle.Georgia.Rgnl.AP.722170 | 3 | 1376995 | 34.7071 | 13.1658 | 53.0353 | 34.6248 | 18.4104 | 1044.63 | 0.97397 | -5.66 | 2.0934 | -1.1194 | -17.6086 | -0.42561 | -24.24 | 0.69532 | -1.1209 | -35.5589 | -0.053489 | -44.3 | 2.5725 | -2.6259 | -71.2279 | 0.97397 | -5.66 | 2.0934 | -1.1194 | -17.6086 | 1.0149 | -7.14 | 2.2547 | -1.2398 | -20.3195 | 0.018218 | 0.6323 | 0.23986 | 0.9662 | 19.0312 | 0.017744 | -0.0077538 | -0.00097446 | 0.017744 | 0.018489 | -0.10311 | -0.44161 | -0.80706 | -0.10311 | -0.13008 | -0.3208 | -0.64782 | -1.2976 | -0.3208 | -0.37018 | 0.018218 | 0.6323 | 0.23986 | 0.9662 | 19.0312 | 0.017744 | -0.0077538 | -0.00097446 | 0.017744 | 0.018489 | -0.10311 | -0.44161 | -0.80706 | -0.10311 | -0.13008 | -0.3208 | -0.64782 | -1.2976 | -0.3208 | -0.37018
233 | 0.32 | 0.42 | South/Central | GA | Macon-Middle.Georgia.Rgnl.AP.722170 | 3 | 1376995 | 33.9031 | 13.768 | 53.0337 | 33.8228 | 19.211 | 1057.87 | 0.97552 | -18.9 | 2.8955 | -1.92 | -39.0947 | -0.42406 | -37.48 | 1.4974 | -1.9215 | -57.045 | -0.051941 | -57.54 | 3.3745 | -3.4265 | -92.714 | 0.97552 | -18.9 | 2.8955 | -1.92 | -39.0947 | 1.0164 | -20.38 | 3.0568 | -2.0403 | -41.8055 | 0.018218 | 0.61765 | 0.25083 | 0.96617 | 19.2724 | 0.017772 | -0.0077256 | -0.00094627 | 0.017772 | 0.018517 | -0.34432 | -0.68281 | -1.0483 | -0.34432 | -0.37128 | -0.71223 | -1.0393 | -1.6891 | -0.71223 | -0.76162 | 0.018218 | 0.61765 | 0.25083 | 0.96617 | 19.2724 | 0.017772 | -0.0077256 | -0.00094627 | 0.017772 | 0.018517 | -0.34432 | -0.68281 | -1.0483 | -0.34432 | -0.37128 | -0.71223 | -1.0393 | -1.6891 | -0.71223 | -0.76162
234 | 0.32 | 0.47 | South/Central | GA | Macon-Middle.Georgia.Rgnl.AP.722170 | 3 | 1376995 | 33.1088 | 14.4597 | 53.1418 | 33.0303 | 20.1115 | 1074.2 | 0.86743 | -35.23 | 3.6879 | -2.8205 | -64.6694 | -0.53216 | -53.81 | 2.2898 | -2.822 | -82.6197 | -0.16004 | -73.87 | 4.167 | -4.327 | -118.2887 | 0.86743 | -35.23 | 3.6879 | -2.8205 | -64.6694 | 0.90832 | -36.71 | 3.8492 | -2.9409 | -67.3802 | 0.018218 | 0.60318 | 0.26343 | 0.96814 | 19.5699 | 0.015803 | -0.0096949 | -0.0029155 | 0.015803 | 0.016548 | -0.64182 | -0.98032 | -1.3458 | -0.64182 | -0.66879 | -1.1782 | -1.5052 | -2.155 | -1.1782 | -1.2275 | 0.018218 | 0.60318 | 0.26343 | 0.96814 | 19.5699 | 0.015803 | -0.0096949 | -0.0029155 | 0.015803 | 0.016548 | -0.64182 | -0.98032 | -1.3458 | -0.64182 | -0.66879 | -1.1782 | -1.5052 | -2.155 | -1.1782 | -1.2275
235 | 0.34 | 0.17 | South/Central | GA | Macon-Middle.Georgia.Rgnl.AP.722170 | 3 | 1376995 | 38.4266 | 11.2352 | 54.1411 | 38.3356 | 15.8054 | 1016.03 | -0.13179 | 22.94 | -1.6174 | 1.4856 | 38.2235 | -1.5314 | 4.36 | -3.0155 | 1.4841 | 20.2732 | -1.1593 | -15.7 | -1.1383 | -0.020909 | -15.3958 | -0.13179 | 22.94 | -1.6174 | 1.4856 | 38.2235 | -0.090897 | 21.46 | -1.4561 | 1.3652 | 35.5126 | 0.018218 | 0.70006 | 0.20468 | 0.98635 | 18.5101 | -0.002401 | -0.027899 | -0.021119 | -0.002401 | -0.001656 | 0.41792 | 0.079431 | -0.28602 | 0.41792 | 0.39096 | 0.69636 | 0.36934 | -0.28048 | 0.69636 | 0.64697 | 0.018218 | 0.70006 | 0.20468 | 0.98635 | 18.5101 | -0.002401 | -0.027899 | -0.021119 | -0.002401 | -0.001656 | 0.41792 | 0.079431 | -0.28602 | 0.41792 | 0.39096 | 0.69636 | 0.36934 | -0.28048 | 0.69636 | 0.64697
236 | 0.34 | 0.19 | South/Central | GA | Macon-Middle.Georgia.Rgnl.AP.722170 | 3 | 1376995 | 37.9546 | 11.4868 | 54.0113 | 37.8647 | 16.1466 | 1019.95 | -0.002035 | 19.02 | -1.1465 | 1.1444 | 30.718 | -1.4016 | 0.44 | -2.5445 | 1.1429 | 12.7677 | -1.0295 | -19.62 | -0.66739 | -0.3621 | -22.9013 | -0.002035 | 19.02 | -1.1465 | 1.1444 | 30.718 | 0.03886 | 17.54 | -0.98518 | 1.024 | 28.0072 | 0.018218 | 0.69146 | 0.20927 | 0.98398 | 18.5815 | -3.7074e-05 | -0.025535 | -0.018755 | -3.7074e-05 | 0.00070796 | 0.34651 | 0.008016 | -0.35744 | 0.34651 | 0.31955 | 0.55962 | 0.2326 | -0.41722 | 0.55962 | 0.51024 | 0.018218 | 0.69146 | 0.20927 | 0.98398 | 18.5815 | -3.7074e-05 | -0.025535 | -0.018755 | -3.7074e-05 | 0.00070796 | 0.34651 | 0.008016 | -0.35744 | 0.34651 | 0.31955 | 0.55962 | 0.2326 | -0.41722 | 0.55962 | 0.51024
237 | 0.34 | 0.2 | South/Central | GA | Macon-Middle.Georgia.Rgnl.AP.722170 | 3 | 1376995 | 37.7334 | 11.6175 | 53.9607 | 37.644 | 16.3167 | 1022.12 | 0.048542 | 16.85 | -0.92579 | 0.97434 | 26.7958 | -1.351 | -1.73 | -2.3239 | 0.97282 | 8.8455 | -0.97892 | -21.79 | -0.44672 | -0.5322 | -26.8235 | 0.048542 | 16.85 | -0.92579 | 0.97434 | 26.7958 | 0.089437 | 15.37 | -0.76451 | 0.85395 | 24.0849 | 0.018218 | 0.68743 | 0.21165 | 0.98306 | 18.6211 | 0.00088434 | -0.024613 | -0.017834 | 0.00088434 | 0.0016294 | 0.30697 | -0.031517 | -0.39697 | 0.30697 | 0.28001 | 0.48817 | 0.16115 | -0.48867 | 0.48817 | 0.43878 | 0.018218 | 0.68743 | 0.21165 | 0.98306 | 18.6211 | 0.00088434 | -0.024613 | -0.017834 | 0.00088434 | 0.0016294 | 0.30697 | -0.031517 | -0.39697 | 0.30697 | 0.28001 | 0.48817 | 0.16115 | -0.48867 | 0.48817 | 0.43878
238 | 0.34 | 0.23 | South/Central | GA | Macon-Middle.Georgia.Rgnl.AP.722170 | 3 | 1376995 | 37.0895 | 12.0095 | 53.8399 | 37.0016 | 16.8383 | 1029.18 | 0.16931 | 9.79 | -0.28339 | 0.4527 | 14.3279 | -1.2303 | -8.79 | -1.6815 | 0.45118 | -3.6224 | -0.85815 | -28.85 | 0.19569 | -1.0538 | -39.2914 | 0.16931 | 9.79 | -0.28339 | 0.4527 | 14.3279 | 0.21021 | 8.31 | -0.1221 | 0.33231 | 11.617 | 0.018218 | 0.6757 | 0.21879 | 0.98086 | 18.7497 | 0.0030845 | -0.022413 | -0.015634 | 0.0030845 | 0.0038296 | 0.17836 | -0.16014 | -0.52559 | 0.17836 | 0.15139 | 0.26103 | -0.065993 | -0.71581 | 0.26103 | 0.21164 | 0.018218 | 0.6757 | 0.21879 | 0.98086 | 18.7497 | 0.0030845 | -0.022413 | -0.015634 | 0.0030845 | 0.0038296 | 0.17836 | -0.16014 | -0.52559 | 0.17836 | 0.15139 | 0.26103 | -0.065993 | -0.71581 | 0.26103 | 0.21164
239 | 0.34 | 0.25 | South/Central | GA | Macon-Middle.Georgia.Rgnl.AP.722170 | 3 | 1376995 | 36.6871 | 12.2614 | 53.7703 | 36.6002 | 17.1701 | 1033.76 | 0.239 | 5.21 | 0.11807 | 0.12093 | 6.3069 | -1.1606 | -13.37 | -1.28 | 0.11941 | -11.6433 | -0.78846 | -33.43 | 0.59715 | -1.3856 | -47.3123 | 0.239 | 5.21 | 0.11807 | 0.12093 | 6.3069 | 0.2799 | 3.73 | 0.27936 | 0.00053859 | 3.5961 | 0.018218 | 0.66837 | 0.22338 | 0.97959 | 18.8331 | 0.0043542 | -0.021144 | -0.014364 | 0.0043542 | 0.0050992 | 0.094916 | -0.24358 | -0.60903 | 0.094916 | 0.067953 | 0.1149 | -0.21212 | -0.86194 | 0.1149 | 0.065514 | 0.018218 | 0.66837 | 0.22338 | 0.97959 | 18.8331 | 0.0043542 | -0.021144 | -0.014364 | 0.0043542 | 0.0050992 | 0.094916 | -0.24358 | -0.60903 | 0.094916 | 0.067953 | 0.1149 | -0.21212 | -0.86194 | 0.1149 | 0.065514
240 | 0.34 | 0.27 | South/Central | GA | Macon-Middle.Georgia.Rgnl.AP.722170 | 3 | 1376995 | 36.7365 | 12.1907 | 53.7584 | 36.6495 | 17.1089 | 1032.62 | 0.25089 | 6.35 | 0.068758 | 0.18213 | 8.1031 | -1.1487 | -12.23 | -1.3293 | 0.18061 | -9.8472 | -0.77657 | -32.29 | 0.54783 | -1.3244 | -45.5161 | 0.25089 | 6.35 | 0.068758 | 0.18213 | 8.1031 | 0.29178 | 4.87 | 0.23004 | 0.061739 | 5.3923 | 0.018218 | 0.66927 | 0.22209 | 0.97937 | 18.8124 | 0.0045707 | -0.020927 | -0.014148 | 0.0045707 | 0.0053157 | 0.11568 | -0.22281 | -0.58826 | 0.11568 | 0.088722 | 0.14762 | -0.1794 | -0.82922 | 0.14762 | 0.098237 | 0.018218 | 0.66927 | 0.22209 | 0.97937 | 18.8124 | 0.0045707 | -0.020927 | -0.014148 | 0.0045707 | 0.0053157 | 0.11568 | -0.22281 | -0.58826 | 0.11568 | 0.088722 | 0.14762 | -0.1794 | -0.82922 | 0.14762 | 0.098237
241 | 0.34 | 0.3 | South/Central | GA | Macon-Middle.Georgia.Rgnl.AP.722170 | 3 | 1376995 | 36.5254 | 12.3029 | 53.7293 | 36.4389 | 17.2904 | 1035.25 | 0.28 | 3.72 | 0.27936 | 0.00063927 | 3.6001 | -1.1196 | -14.86 | -1.1187 | -0.00088159 | -14.3502 | -0.74746 | -34.92 | 0.75843 | -1.5059 | -50.0192 | 0.28 | 3.72 | 0.27936 | 0.00063927 | 3.6001 | 0.32089 | 2.24 | 0.44064 | -0.11975 | 0.88927 | 0.018218 | 0.66542 | 0.22413 | 0.97884 | 18.8603 | 0.005101 | -0.020397 | -0.013617 | 0.005101 | 0.0058461 | 0.067771 | -0.27072 | -0.63618 | 0.067771 | 0.040809 | 0.065587 | -0.26143 | -0.91125 | 0.065587 | 0.016201 | 0.018218 | 0.66542 | 0.22413 | 0.97884 | 18.8603 | 0.005101 | -0.020397 | -0.013617 | 0.005101 | 0.0058461 | 0.067771 | -0.27072 | -0.63618 | 0.067771 | 0.040809 | 0.065587 | -0.26143 | -0.91125 | 0.065587 | 0.016201
242 | 0.34 | 0.32 | South/Central | GA | Macon-Middle.Georgia.Rgnl.AP.722170 | 3 | 1376995 | 36.1439 | 12.5437 | 53.6691 | 36.0583 | 17.6108 | 1039.77 | 0.34015 | -0.8 | 0.65995 | -0.3198 | -4.2386 | -1.0594 | -19.38 | -0.73811 | -0.32132 | -22.1889 | -0.68732 | -39.44 | 1.139 | -1.8263 | -57.8579 | 0.34015 | -0.8 | 0.65995 | -0.3198 | -4.2386 | 0.38104 | -2.28 | 0.82123 | -0.44019 | -6.9495 | 0.018218 | 0.65847 | 0.22852 | 0.97775 | 18.9426 | 0.0061968 | -0.019301 | -0.012522 | 0.0061968 | 0.0069418 | -0.014574 | -0.35307 | -0.71852 | -0.014574 | -0.041537 | -0.07722 | -0.40424 | -1.0541 | -0.07722 | -0.12661 | 0.018218 | 0.65847 | 0.22852 | 0.97775 | 18.9426 | 0.0061968 | -0.019301 | -0.012522 | 0.0061968 | 0.0069418 | -0.014574 | -0.35307 | -0.71852 | -0.014574 | -0.041537 | -0.07722 | -0.40424 | -1.0541 | -0.07722 | -0.12661
243 | 0.34 | 0.35 | South/Central | GA | Macon-Middle.Georgia.Rgnl.AP.722170 | 3 | 1376995 | 35.6005 | 12.9137 | 53.6064 | 35.5162 | 18.0901 | 1046.89 | 0.40291 | -7.92 | 1.202 | -0.79912 | -16.3118 | -0.99668 | -26.5 | -0.19604 | -0.80064 | -34.2621 | -0.62455 | -46.56 | 1.6811 | -2.3057 | -69.931 | 0.40291 | -7.92 | 1.202 | -0.79912 | -16.3118 | 0.4438 | -9.4 | 1.3633 | -0.9195 | -19.0226 | 0.018218 | 0.64857 | 0.23526 | 0.97661 | 19.0723 | 0.0073402 | -0.018158 | -0.011378 | 0.0073402 | 0.0080852 | -0.14429 | -0.48278 | -0.84823 | -0.14429 | -0.17125 | -0.29717 | -0.62419 | -1.274 | -0.29717 | -0.34656 | 0.018218 | 0.64857 | 0.23526 | 0.97661 | 19.0723 | 0.0073402 | -0.018158 | -0.011378 | 0.0073402 | 0.0080852 | -0.14429 | -0.48278 | -0.84823 | -0.14429 | -0.17125 | -0.29717 | -0.62419 | -1.274 | -0.29717 | -0.34656
244 | 0.34 | 0.37 | South/Central | GA | Macon-Middle.Georgia.Rgnl.AP.722170 | 3 | 1376995 | 35.2584 | 13.1455 | 53.5669 | 35.1749 | 18.392 | 1051.38 | 0.44238 | -12.41 | 1.5434 | -1.101 | -23.9162 | -0.95721 | -30.99 | 0.1453 | -1.1025 | -41.8665 | -0.58508 | -51.05 | 2.0224 | -2.6075 | -77.5355 | 0.44238 | -12.41 | 1.5434 | -1.101 | -23.9162 | 0.48327 | -13.89 | 1.7047 | -1.2214 | -26.627 | 0.018218 | 0.64234 | 0.23949 | 0.97589 | 19.1541 | 0.0080593 | -0.017438 | -0.010659 | 0.0080593 | 0.0088043 | -0.22609 | -0.56458 | -0.93003 | -0.22609 | -0.25305 | -0.43571 | -0.76273 | -1.4125 | -0.43571 | -0.48509 | 0.018218 | 0.64234 | 0.23949 | 0.97589 | 19.1541 | 0.0080593 | -0.017438 | -0.010659 | 0.0080593 | 0.0088043 | -0.22609 | -0.56458 | -0.93003 | -0.22609 | -0.25305 | -0.43571 | -0.76273 | -1.4125 | -0.43571 | -0.48509
245 | 0.34 | 0.4 | South/Central | GA | Macon-Middle.Georgia.Rgnl.AP.722170 | 3 | 1376995 | 34.7659 | 13.497 | 53.5556 | 34.6835 | 18.8721 | 1059.18 | 0.45371 | -20.21 | 2.0348 | -1.5811 | -36.6677 | -0.94588 | -38.79 | 0.63669 | -1.5826 | -54.6179 | -0.57375 | -58.85 | 2.5138 | -3.0876 | -90.2869 | 0.45371 | -20.21 | 2.0348 | -1.5811 | -36.6677 | 0.4946 | -21.69 | 2.196 | -1.7014 | -39.3785 | 0.018218 | 0.63337 | 0.24589 | 0.97568 | 19.2962 | 0.0082657 | -0.017232 | -0.010453 | 0.0082657 | 0.0090107 | -0.36819 | -0.70668 | -1.0721 | -0.36819 | -0.39515 | -0.66801 | -0.99503 | -1.6449 | -0.66801 | -0.7174 | 0.018218 | 0.63337 | 0.24589 | 0.97568 | 19.2962 | 0.0082657 | -0.017232 | -0.010453 | 0.0082657 | 0.0090107 | -0.36819 | -0.70668 | -1.0721 | -0.36819 | -0.39515 | -0.66801 | -0.99503 | -1.6449 | -0.66801 | -0.7174
246 | 0.34 | 0.42 | South/Central | GA | Macon-Middle.Georgia.Rgnl.AP.722170 | 3 | 1376995 | 34.4536 | 13.7475 | 53.5644 | 34.3719 | 19.1924 | 1064.63 | 0.44488 | -25.66 | 2.3463 | -1.9014 | -45.3866 | -0.9547 | -44.24 | 0.94823 | -1.9029 | -63.3369 | -0.58258 | -64.3 | 2.8254 | -3.4079 | -99.0059 | 0.44488 | -25.66 | 2.3463 | -1.9014 | -45.3866 | 0.48578 | -27.14 | 2.5076 | -2.0218 | -48.0974 | 0.018218 | 0.62768 | 0.25045 | 0.97584 | 19.3955 | 0.0081049 | -0.017393 | -0.010613 | 0.0081049 | 0.00885 | -0.46748 | -0.80597 | -1.1714 | -0.46748 | -0.49444 | -0.82686 | -1.1539 | -1.8037 | -0.82686 | -0.87624 | 0.018218 | 0.62768 | 0.25045 | 0.97584 | 19.3955 | 0.0081049 | -0.017393 | -0.010613 | 0.0081049 | 0.00885 | -0.46748 | -0.80597 | -1.1714 | -0.46748 | -0.49444 | -0.82686 | -1.1539 | -1.8037 | -0.82686 | -0.87624
247 | 0.34 | 0.47 | South/Central | GA | Macon-Middle.Georgia.Rgnl.AP.722170 | 3 | 1376995 | 33.6495 | 14.4389 | 53.6713 | 33.5697 | 20.1016 | 1081.09 | 0.33792 | -42.12 | 3.1485 | -2.8106 | -71.1788 | -1.0617 | -60.7 | 1.7504 | -2.8121 | -89.1291 | -0.68954 | -80.76 | 3.6276 | -4.3171 | -124.798 | 0.33792 | -42.12 | 3.1485 | -2.8106 | -71.1788 | 0.37882 | -43.6 | 3.3098 | -2.9309 | -73.8896 | 0.018218 | 0.61303 | 0.26305 | 0.97779 | 19.6954 | 0.0061563 | -0.019341 | -0.012562 | 0.0061563 | 0.0069014 | -0.76735 | -1.1058 | -1.4713 | -0.76735 | -0.79431 | -1.2967 | -1.6238 | -2.2736 | -1.2967 | -1.3461 | 0.018218 | 0.61303 | 0.26305 | 0.97779 | 19.6954 | 0.0061563 | -0.019341 | -0.012562 | 0.0061563 | 0.0069014 | -0.76735 | -1.1058 | -1.4713 | -0.76735 | -0.79431 | -1.2967 | -1.6238 | -2.2736 | -1.2967 | -1.3461
248 | 0.2 | 0.21 | South/Central | GA | Macon-Middle.Georgia.Rgnl.AP.722170 | 3 | 1376995 | 33.4048 | 11.8595 | 49.8344 | 33.3254 | 16.5091 | 970.57 | 4.1748 | 68.4 | 3.3929 | 0.78198 | 74.4294 | 2.7753 | 49.82 | 1.9948 | 0.78046 | 56.4791 | 3.1474 | 29.76 | 3.8719 | -0.72456 | 20.8101 | 4.1748 | 68.4 | 3.3929 | 0.78198 | 74.4294 | 4.2157 | 66.92 | 3.5542 | 0.66159 | 71.7186 | 0.018218 | 0.60857 | 0.21606 | 0.90789 | 17.6819 | 0.076058 | 0.05056 | 0.057339 | 0.076058 | 0.076803 | 1.2461 | 0.90763 | 0.54217 | 1.2461 | 1.2192 | 1.356 | 1.0289 | 0.37912 | 1.356 | 1.3066 | 0.018218 | 0.60857 | 0.21606 | 0.90789 | 17.6819 | 0.076058 | 0.05056 | 0.057339 | 0.076058 | 0.076803 | 1.2461 | 0.90763 | 0.54217 | 1.2461 | 1.2192 | 1.356 | 1.0289 | 0.37912 | 1.356 | 1.3066
249 | 0.21 | 0.21 | South/Central | GA | Macon-Middle.Georgia.Rgnl.AP.722170 | 3 | 1376995 | 33.7056 | 11.8497 | 50.1349 | 33.6255 | 16.5094 | 974.56 | 3.8744 | 64.41 | 3.0927 | 0.78164 | 70.5754 | 2.4748 | 45.83 | 1.6947 | 0.78012 | 52.6251 | 2.8469 | 25.77 | 3.5718 | -0.7249 | 16.9562 | 3.8744 | 64.41 | 3.0927 | 0.78164 | 70.5754 | 3.9153 | 62.93 | 3.254 | 0.66125 | 67.8646 | 0.018218 | 0.61405 | 0.21588 | 0.91336 | 17.7546 | 0.070584 | 0.045086 | 0.051865 | 0.070584 | 0.071329 | 1.1734 | 0.83493 | 0.46948 | 1.1734 | 1.1465 | 1.2857 | 0.95873 | 0.30891 | 1.2857 | 1.2364 | 0.018218 | 0.61405 | 0.21588 | 0.91336 | 17.7546 | 0.070584 | 0.045086 | 0.051865 | 0.070584 | 0.071329 | 1.1734 | 0.83493 | 0.46948 | 1.1734 | 1.1465 | 1.2857 | 0.95873 | 0.30891 | 1.2857 | 1.2364
250 | 0.22 | 0.21 | South/Central | GA | Macon-Middle.Georgia.Rgnl.AP.722170 | 3 | 1376995 | 34.0061 | 11.8397 | 50.4263 | 33.9253 | 16.501 | 978.3 | 3.583 | 60.67 | 2.7929 | 0.79006 | 67.0725 | 2.1834 | 42.09 | 1.3948 | 0.78853 | 49.1222 | 2.5555 | 22.03 | 3.272 | -0.71648 | 13.4532 | 3.583 | 60.67 | 2.7929 | 0.79006 | 67.0725 | 3.6239 | 59.19 | 2.9542 | 0.66967 | 64.3616 | 0.018218 | 0.61953 | 0.2157 | 0.91867 | 17.8228 | 0.065275 | 0.039777 | 0.046556 | 0.065275 | 0.06602 | 1.1053 | 0.7668 | 0.40134 | 1.1053 | 1.0783 | 1.2219 | 0.89491 | 0.24509 | 1.2219 | 1.1725 | 0.018218 | 0.61953 | 0.2157 | 0.91867 | 17.8228 | 0.065275 | 0.039777 | 0.046556 | 0.065275 | 0.06602 | 1.1053 | 0.7668 | 0.40134 | 1.1053 | 1.0783 | 1.2219 | 0.89491 | 0.24509 | 1.2219 | 1.1725
251 | 0.23 | 0.21 | South/Central | GA | Macon-Middle.Georgia.Rgnl.AP.722170 | 3 | 1376995 | 34.3067 | 11.8383 | 50.7352 | 34.2253 | 16.51 | 982.55 | 3.274 | 56.42 | 2.493 | 0.78105 | 62.8774 | 1.8744 | 37.84 | 1.0949 | 0.77953 | 44.9271 | 2.2466 | 17.78 | 2.972 | -0.72548 | 9.2581 | 3.274 | 56.42 | 2.493 | 0.78105 | 62.8774 | 3.3149 | 54.94 | 2.6543 | 0.66066 | 60.1666 | 0.018218 | 0.625 | 0.21567 | 0.9243 | 17.9002 | 0.059646 | 0.034149 | 0.040928 | 0.059646 | 0.060391 | 1.0279 | 0.68937 | 0.32392 | 1.0279 | 1.0009 | 1.1455 | 0.81849 | 0.16867 | 1.1455 | 1.0961 | 0.018218 | 0.625 | 0.21567 | 0.9243 | 17.9002 | 0.059646 | 0.034149 | 0.040928 | 0.059646 | 0.060391 | 1.0279 | 0.68937 | 0.32392 | 1.0279 | 1.0009 | 1.1455 | 0.81849 | 0.16867 | 1.1455 | 1.0961
252 | 0.24 | 0.21 | South/Central | GA | Macon-Middle.Georgia.Rgnl.AP.722170 | 3 | 1376995 | 34.6072 | 11.8285 | 51.0354 | 34.5251 | 16.5103 | 986.55 | 2.9738 | 52.42 | 2.1931 | 0.78071 | 59.0273 | 1.5743 | 33.84 | 0.79507 | 0.77919 | 41.077 | 1.9464 | 13.78 | 2.6722 | -0.72582 | 5.408 | 2.9738 | 52.42 | 2.1931 | 0.78071 | 59.0273 | 3.0147 | 50.94 | 2.3544 | 0.66032 | 56.3164 | 0.018218 | 0.63048 | 0.21549 | 0.92977 | 17.9731 | 0.054178 | 0.02868 | 0.035459 | 0.054178 | 0.054923 | 0.95499 | 0.6165 | 0.25105 | 0.95499 | 0.92803 | 1.0754 | 0.74834 | 0.098523 | 1.0754 | 1.026 | 0.018218 | 0.63048 | 0.21549 | 0.92977 | 17.9731 | 0.054178 | 0.02868 | 0.035459 | 0.054178 | 0.054923 | 0.95499 | 0.6165 | 0.25105 | 0.95499 | 0.92803 | 1.0754 | 0.74834 | 0.098523 | 1.0754 | 1.026
253 | 0.25 | 0.21 | South/Central | GA | Macon-Middle.Georgia.Rgnl.AP.722170 | 3 | 1376995 | 34.9073 | 11.8185 | 51.3263 | 34.8245 | 16.5018 | 990.27 | 2.683 | 48.7 | 1.8937 | 0.78926 | 55.5349 | 1.2834 | 30.12 | 0.49567 | 0.78774 | 37.5846 | 1.6555 | 10.06 | 2.3728 | -0.71728 | 1.9156 | 2.683 | 48.7 | 1.8937 | 0.78926 | 55.5349 | 2.7239 | 47.22 | 2.055 | 0.66887 | 52.8241 | 0.018218 | 0.63594 | 0.21531 | 0.93507 | 18.0408 | 0.048879 | 0.023381 | 0.030161 | 0.048879 | 0.049624 | 0.88722 | 0.54873 | 0.18327 | 0.88722 | 0.86026 | 1.0117 | 0.68472 | 0.034899 | 1.0117 | 0.96235 | 0.018218 | 0.63594 | 0.21531 | 0.93507 | 18.0408 | 0.048879 | 0.023381 | 0.030161 | 0.048879 | 0.049624 | 0.88722 | 0.54873 | 0.18327 | 0.88722 | 0.86026 | 1.0117 | 0.68472 | 0.034899 | 1.0117 | 0.96235
254 | 0.26 | 0.21 | South/Central | GA | Macon-Middle.Georgia.Rgnl.AP.722170 | 3 | 1376995 | 35.1987 | 11.8087 | 51.6171 | 35.1152 | 16.5019 | 994.13 | 2.3921 | 44.84 | 1.603 | 0.78909 | 51.8086 | 0.99255 | 26.26 | 0.20498 | 0.78757 | 33.8583 | 1.3647 | 6.2 | 2.0821 | -0.71744 | -1.8107 | 2.3921 | 44.84 | 1.603 | 0.78909 | 51.8086 | 2.433 | 43.36 | 1.7643 | 0.6687 | 49.0978 | 0.018218 | 0.64125 | 0.21513 | 0.94037 | 18.1111 | 0.04358 | 0.018082 | 0.024862 | 0.04358 | 0.044325 | 0.8169 | 0.47841 | 0.11295 | 0.8169 | 0.78994 | 0.94385 | 0.61683 | -0.032987 | 0.94385 | 0.89447 | 0.018218 | 0.64125 | 0.21513 | 0.94037 | 18.1111 | 0.04358 | 0.018082 | 0.024862 | 0.04358 | 0.044325 | 0.8169 | 0.47841 | 0.11295 | 0.8169 | 0.78994 | 0.94385 | 0.61683 | -0.032987 | 0.94385 | 0.89447
255 | 0.27 | 0.21 | South/Central | GA | Macon-Middle.Georgia.Rgnl.AP.722170 | 3 | 1376995 | 35.4993 | 11.7987 | 51.9085 | 35.4151 | 16.4933 | 997.86 | 2.1008 | 41.11 | 1.3031 | 0.79769 | 48.3115 | 0.70121 | 22.53 | -0.094954 | 0.79617 | 30.3612 | 1.0733 | 2.47 | 1.7822 | -0.70884 | -5.3078 | 2.1008 | 41.11 | 1.3031 | 0.79769 | 48.3115 | 2.1417 | 39.63 | 1.4644 | 0.6773 | 45.6007 | 0.018218 | 0.64673 | 0.21495 | 0.94567 | 18.1791 | 0.038273 | 0.012775 | 0.019554 | 0.038273 | 0.039018 | 0.74895 | 0.41045 | 0.044999 | 0.74895 | 0.72198 | 0.88014 | 0.55312 | -0.096697 | 0.88014 | 0.83076 | 0.018218 | 0.64673 | 0.21495 | 0.94567 | 18.1791 | 0.038273 | 0.012775 | 0.019554 | 0.038273 | 0.039018 | 0.74895 | 0.41045 | 0.044999 | 0.74895 | 0.72198 | 0.88014 | 0.55312 | -0.096697 | 0.88014 | 0.83076
256 | 0.28 | 0.21 | South/Central | GA | Macon-Middle.Georgia.Rgnl.AP.722170 | 3 | 1376995 | 35.799 | 11.7889 | 52.2084 | 35.7141 | 16.4942 | 1001.86 | 1.8009 | 37.11 | 1.0041 | 0.79679 | 44.4499 | 0.40132 | 18.53 | -0.39395 | 0.79527 | 26.4996 | 0.77344 | -1.53 | 1.4832 | -0.70974 | -9.1693 | 1.8009 | 37.11 | 1.0041 | 0.79679 | 44.4499 | 1.8418 | 35.63 | 1.1654 | 0.67641 | 41.7391 | 0.018218 | 0.65219 | 0.21477 | 0.95114 | 18.252 | 0.032809 | 0.0073113 | 0.014091 | 0.032809 | 0.033554 | 0.67607 | 0.33758 | -0.027874 | 0.67607 | 0.64911 | 0.80979 | 0.48277 | -0.16705 | 0.80979 | 0.76041 | 0.018218 | 0.65219 | 0.21477 | 0.95114 | 18.252 | 0.032809 | 0.0073113 | 0.014091 | 0.032809 | 0.033554 | 0.67607 | 0.33758 | -0.027874 | 0.67607 | 0.64911 | 0.80979 | 0.48277 | -0.16705 | 0.80979 | 0.76041
257 | 0.29 | 0.21 | South/Central | GA | Macon-Middle.Georgia.Rgnl.AP.722170 | 3 | 1376995 | 36.09 | 11.7788 | 52.4983 | 36.0044 | 16.4939 | 1005.69 | 1.5109 | 33.28 | 0.71385 | 0.79708 | 40.7472 | 0.11135 | 14.7 | -0.68422 | 0.79556 | 22.7969 | 0.48347 | -5.36 | 1.1929 | -0.70945 | -12.8721 | 1.5109 | 33.28 | 0.71385 | 0.79708 | 40.7472 | 1.5518 | 31.8 | 0.87513 | 0.6767 | 38.0364 | 0.018218 | 0.65749 | 0.21459 | 0.95642 | 18.3217 | 0.027526 | 0.0020285 | 0.0088079 | 0.027526 | 0.028271 | 0.6063 | 0.26781 | -0.097649 | 0.6063 | 0.57934 | 0.74234 | 0.41532 | -0.2345 | 0.74234 | 0.69295 | 0.018218 | 0.65749 | 0.21459 | 0.95642 | 18.3217 | 0.027526 | 0.0020285 | 0.0088079 | 0.027526 | 0.028271 | 0.6063 | 0.26781 | -0.097649 | 0.6063 | 0.57934 | 0.74234 | 0.41532 | -0.2345 | 0.74234 | 0.69295
258 | 0.3 | 0.21 | South/Central | GA | Macon-Middle.Georgia.Rgnl.AP.722170 | 3 | 1376995 | 36.3805 | 11.7688 | 52.7797 | 36.2942 | 16.4855 | 1009.28 | 1.2295 | 29.69 | 0.42398 | 0.80555 | 37.3739 | -0.17005 | 11.11 | -0.97408 | 0.80403 | 19.4236 | 0.20208 | -8.95 | 0.90306 | -0.70098 | -16.2453 | 1.2295 | 29.69 | 0.42398 | 0.80555 | 37.3739 | 1.2704 | 28.21 | 0.58527 | 0.68516 | 34.6631 | 0.018218 | 0.66278 | 0.21441 | 0.96155 | 18.3872 | 0.0224 | -0.0030979 | 0.0036815 | 0.0224 | 0.023145 | 0.54089 | 0.2024 | -0.16305 | 0.54089 | 0.51393 | 0.68088 | 0.35386 | -0.29596 | 0.68088 | 0.6315 | 0.018218 | 0.66278 | 0.21441 | 0.96155 | 18.3872 | 0.0224 | -0.0030979 | 0.0036815 | 0.0224 | 0.023145 | 0.54089 | 0.2024 | -0.16305 | 0.54089 | 0.51393 | 0.68088 | 0.35386 | -0.29596 | 0.68088 | 0.6315
259 | 0.31 | 0.21 | South/Central | GA | Macon-Middle.Georgia.Rgnl.AP.722170 | 3 | 1376995 | 36.6705 | 11.7683 | 53.0786 | 36.5836 | 16.495 | 1013.4 | 0.93064 | 25.57 | 0.13465 | 0.79598 | 33.2921 | -0.46894 | 6.99 | -1.2634 | 0.79446 | 15.3418 | -0.096822 | -13.07 | 0.61373 | -0.71055 | -20.3272 | 0.93064 | 25.57 | 0.13465 | 0.79598 | 33.2921 | 0.97153 | 24.09 | 0.29594 | 0.6756 | 30.5812 | 0.018218 | 0.66807 | 0.2144 | 0.96699 | 18.4622 | 0.016954 | -0.0085433 | -0.0017639 | 0.016954 | 0.0177 | 0.46584 | 0.12734 | -0.23811 | 0.46584 | 0.43887 | 0.60652 | 0.2795 | -0.37032 | 0.60652 | 0.55713 | 0.018218 | 0.66807 | 0.2144 | 0.96699 | 18.4622 | 0.016954 | -0.0085433 | -0.0017639 | 0.016954 | 0.0177 | 0.46584 | 0.12734 | -0.23811 | 0.46584 | 0.43887 | 0.60652 | 0.2795 | -0.37032 | 0.60652 | 0.55713
260 | 0.32 | 0.21 | South/Central | GA | Macon-Middle.Georgia.Rgnl.AP.722170 | 3 | 1376995 | 36.9511 | 11.7583 | 53.3498 | 36.8636 | 16.4863 | 1016.84 | 0.65944 | 22.13 | -0.14534 | 0.80478 | 30.058 | -0.74014 | 3.55 | -1.5434 | 0.80326 | 12.1077 | -0.36802 | -16.51 | 0.33374 | -0.70175 | -23.5612 | 0.65944 | 22.13 | -0.14534 | 0.80478 | 30.058 | 0.70034 | 20.65 | 0.015947 | 0.68439 | 27.3472 | 0.018218 | 0.67318 | 0.21421 | 0.97193 | 18.5249 | 0.012014 | -0.013484 | -0.0067046 | 0.012014 | 0.012759 | 0.40317 | 0.064674 | -0.30078 | 0.40317 | 0.3762 | 0.5476 | 0.22058 | -0.42924 | 0.5476 | 0.49821 | 0.018218 | 0.67318 | 0.21421 | 0.97193 | 18.5249 | 0.012014 | -0.013484 | -0.0067046 | 0.012014 | 0.012759 | 0.40317 | 0.064674 | -0.30078 | 0.40317 | 0.3762 | 0.5476 | 0.22058 | -0.42924 | 0.5476 | 0.49821
261 | 0.33 | 0.21 | South/Central | GA | Macon-Middle.Georgia.Rgnl.AP.722170 | 3 | 1376995 | 37.2318 | 11.7577 | 53.6398 | 37.1436 | 16.4963 | 1020.84 | 0.36942 | 18.13 | -0.42533 | 0.79475 | 26.0774 | -1.0302 | -0.45 | -1.8234 | 0.79323 | 8.1271 | -0.65804 | -20.51 | 0.053743 | -0.71178 | -27.5419 | 0.36942 | 18.13 | -0.42533 | 0.79475 | 26.0774 | 0.41032 | 16.65 | -0.26405 | 0.67436 | 23.3666 | 0.018218 | 0.67829 | 0.2142 | 0.97722 | 18.5978 | 0.0067301 | -0.018768 | -0.011988 | 0.0067301 | 0.0074752 | 0.33029 | -0.0081981 | -0.37365 | 0.33029 | 0.30333 | 0.47508 | 0.14806 | -0.50176 | 0.47508 | 0.42569 | 0.018218 | 0.67829 | 0.2142 | 0.97722 | 18.5978 | 0.0067301 | -0.018768 | -0.011988 | 0.0067301 | 0.0074752 | 0.33029 | -0.0081981 | -0.37365 | 0.33029 | 0.30333 | 0.47508 | 0.14806 | -0.50176 | 0.47508 | 0.42569
262 | 0.34 | 0.21 | South/Central | GA | Macon-Middle.Georgia.Rgnl.AP.722170 | 3 | 1376995 | 37.5123 | 11.7485 | 53.9204 | 37.4235 | 16.497 | 1024.57 | 0.088814 | 14.4 | -0.70522 | 0.79404 | 22.4675 | -1.3108 | -4.18 | -2.1033 | 0.79252 | 4.5172 | -0.93865 | -24.24 | -0.22615 | -0.7125 | -31.1517 | 0.088814 | 14.4 | -0.70522 | 0.79404 | 22.4675 | 0.12971 | 12.92 | -0.54394 | 0.67365 | 19.7567 | 0.018218 | 0.6834 | 0.21403 | 0.98233 | 18.6657 | 0.001618 | -0.02388 | -0.0171 | 0.001618 | 0.0023631 | 0.26234 | -0.076152 | -0.44161 | 0.26234 | 0.23538 | 0.40932 | 0.082296 | -0.56752 | 0.40932 | 0.35993 | 0.018218 | 0.6834 | 0.21403 | 0.98233 | 18.6657 | 0.001618 | -0.02388 | -0.0171 | 0.001618 | 0.0023631 | 0.26234 | -0.076152 | -0.44161 | 0.26234 | 0.23538 | 0.40932 | 0.082296 | -0.56752 | 0.40932 | 0.35993
263 | 0.35 | 0.21 | South/Central | GA | Macon-Middle.Georgia.Rgnl.AP.722170 | 3 | 1376995 | 37.7923 | 11.748 | 54.2007 | 37.7028 | 16.4979 | 1028.3 | -0.19141 | 10.67 | -0.98458 | 0.79317 | 18.8585 | -1.591 | -7.91 | -2.3826 | 0.79165 | 0.9082 | -1.2189 | -27.97 | -0.50551 | -0.71336 | -34.7608 | -0.19141 | 10.67 | -0.98458 | 0.79317 | 18.8585 | -0.15051 | 9.19 | -0.8233 | 0.67278 | 16.1476 | 0.018218 | 0.6885 | 0.21403 | 0.98743 | 18.7337 | -0.0034871 | -0.028985 | -0.022206 | -0.0034871 | -0.0027421 | 0.19439 | -0.14411 | -0.50956 | 0.19439 | 0.16742 | 0.34357 | 0.016546 | -0.63327 | 0.34357 | 0.29418 | 0.018218 | 0.6885 | 0.21403 | 0.98743 | 18.7337 | -0.0034871 | -0.028985 | -0.022206 | -0.0034871 | -0.0027421 | 0.19439 | -0.14411 | -0.50956 | 0.19439 | 0.16742 | 0.34357 | 0.016546 | -0.63327 | 0.34357 | 0.29418
264 | 0.36 | 0.21 | South/Central | GA | Macon-Middle.Georgia.Rgnl.AP.722170 | 3 | 1376995 | 38.0721 | 11.738 | 54.4805 | 37.982 | 16.4985 | 1032.01 | -0.47121 | 6.96 | -1.2637 | 0.79253 | 15.2609 | -1.8708 | -11.62 | -2.6618 | 0.79101 | -2.6894 | -1.4987 | -31.68 | -0.78467 | -0.714 | -38.3584 | -0.47121 | 6.96 | -1.2637 | 0.79253 | 15.2609 | -0.43031 | 5.48 | -1.1025 | 0.67214 | 12.5501 | 0.018218 | 0.6936 | 0.21384 | 0.99253 | 18.8012 | -0.0085846 | -0.034082 | -0.027303 | -0.0085846 | -0.0078395 | 0.1268 | -0.21169 | -0.57715 | 0.1268 | 0.099835 | 0.27802 | -0.048996 | -0.69882 | 0.27802 | 0.22864 | 0.018218 | 0.6936 | 0.21384 | 0.99253 | 18.8012 | -0.0085846 | -0.034082 | -0.027303 | -0.0085846 | -0.0078395 | 0.1268 | -0.21169 | -0.57715 | 0.1268 | 0.099835 | 0.27802 | -0.048996 | -0.69882 | 0.27802 | 0.22864
265 | 0.37 | 0.21 | South/Central | GA | Macon-Middle.Georgia.Rgnl.AP.722170 | 3 | 1376995 | 38.3433 | 11.738 | 54.7611 | 38.2525 | 16.5085 | 1035.88 | -0.75181 | 3.09 | -1.5343 | 0.78249 | 11.4003 | -2.1514 | -15.49 | -2.9324 | 0.78096 | -6.5499 | -1.7793 | -35.55 | -1.0552 | -0.72405 | -42.2189 | -0.75181 | 3.09 | -1.5343 | 0.78249 | 11.4003 | -0.71092 | 1.61 | -1.373 | 0.6621 | 8.6895 | 0.018218 | 0.69854 | 0.21384 | 0.99764 | 18.8718 | -0.013697 | -0.039194 | -0.032415 | -0.013697 | -0.012952 | 0.056294 | -0.2822 | -0.64765 | 0.056294 | 0.029331 | 0.20769 | -0.11933 | -0.76915 | 0.20769 | 0.15831 | 0.018218 | 0.69854 | 0.21384 | 0.99764 | 18.8718 | -0.013697 | -0.039194 | -0.032415 | -0.013697 | -0.012952 | 0.056294 | -0.2822 | -0.64765 | 0.056294 | 0.029331 | 0.20769 | -0.11933 | -0.76915 | 0.20769 | 0.15831
266 | 0.38 | 0.21 | South/Central | GA | Macon-Middle.Georgia.Rgnl.AP.722170 | 3 | 1376995 | 38.6139 | 11.7373 | 55.0317 | 38.5225 | 16.5091 | 1039.46 | -1.0224 | -0.49 | -1.8043 | 0.78189 | 7.9215 | -2.422 | -19.07 | -3.2024 | 0.78037 | -10.0288 | -2.0499 | -39.13 | -1.3252 | -0.72464 | -45.6978 | -1.0224 | -0.49 | -1.8043 | 0.78189 | 7.9215 | -0.98153 | -1.97 | -1.643 | 0.6615 | 5.2107 | 0.018218 | 0.70347 | 0.21383 | 1.0026 | 18.937 | -0.018627 | -0.044124 | -0.037345 | -0.018627 | -0.017882 | -0.0089269 | -0.34742 | -0.71287 | -0.0089269 | -0.03589 | 0.14431 | -0.18271 | -0.83253 | 0.14431 | 0.094928 | 0.018218 | 0.70347 | 0.21383 | 1.0026 | 18.937 | -0.018627 | -0.044124 | -0.037345 | -0.018627 | -0.017882 | -0.0089269 | -0.34742 | -0.71287 | -0.0089269 | -0.03589 | 0.14431 | -0.18271 | -0.83253 | 0.14431 | 0.094928
267 | 0.39 | 0.21 | South/Central | GA | Macon-Middle.Georgia.Rgnl.AP.722170 | 3 | 1376995 | 38.8839 | 11.7368 | 55.3106 | 38.7919 | 16.5186 | 1043.29 | -1.3013 | -4.32 | -2.0737 | 0.7724 | 4.098 | -2.7009 | -22.9 | -3.4718 | 0.77088 | -13.8523 | -2.3288 | -42.96 | -1.5946 | -0.73413 | -49.5212 | -1.3013 | -4.32 | -2.0737 | 0.7724 | 4.098 | -1.2604 | -5.8 | -1.9124 | 0.65201 | 1.3872 | 0.018218 | 0.70839 | 0.21382 | 1.0077 | 19.0067 | -0.023707 | -0.049205 | -0.042426 | -0.023707 | -0.022962 | -0.078702 | -0.41719 | -0.78265 | -0.078702 | -0.10566 | 0.074658 | -0.25236 | -0.90218 | 0.074658 | 0.025272 | 0.018218 | 0.70839 | 0.21382 | 1.0077 | 19.0067 | -0.023707 | -0.049205 | -0.042426 | -0.023707 | -0.022962 | -0.078702 | -0.41719 | -0.78265 | -0.078702 | -0.10566 | 0.074658 | -0.25236 | -0.90218 | 0.074658 | 0.025272
268 | 0.4 | 0.21 | South/Central | GA | Macon-Middle.Georgia.Rgnl.AP.722170 | 3 | 1376995 | 39.1546 | 11.7367 | 55.582 | 39.062 | 16.52 | 1046.9 | -1.5727 | -7.93 | -2.3437 | 0.77103 | 0.58831 | -2.9723 | -26.51 | -3.7418 | 0.76951 | -17.362 | -2.6002 | -46.57 | -1.8647 | -0.7355 | -53.031 | -1.5727 | -7.93 | -2.3437 | 0.77103 | 0.58831 | -1.5318 | -9.41 | -2.1824 | 0.65064 | -2.1225 | 0.018218 | 0.71332 | 0.21382 | 1.0126 | 19.0725 | -0.028652 | -0.054149 | -0.04737 | -0.028652 | -0.027907 | -0.14447 | -0.48296 | -0.84842 | -0.14447 | -0.17143 | 0.010718 | -0.3163 | -0.96612 | 0.010718 | -0.038668 | 0.018218 | 0.71332 | 0.21382 | 1.0126 | 19.0725 | -0.028652 | -0.054149 | -0.04737 | -0.028652 | -0.027907 | -0.14447 | -0.48296 | -0.84842 | -0.14447 | -0.17143 | 0.010718 | -0.3163 | -0.96612 | 0.010718 | -0.038668
Double | Double | Double | South/Central | GA | Macon-Middle.Georgia.Rgnl.AP.722170 | 3 | 1376995 | 37.0181 | 15.3102 | 58.382 | 36.9306 | 21.4514 | 1166 | -4.3728 | -127.03 | -0.21241 | -4.1604 | -167.7196 | -5.7724 | -145.61 | -1.6105 | -4.1619 | -185.6699 | -5.4002 | -165.67 | 0.26666 | -5.6669 | -221.3389 | -4.3728 | -127.03 | -0.21241 | -4.1604 | -167.7196 | -4.3319 | -128.51 | -0.051126 | -4.2808 | -170.4304 | 0.018218 | 0.6744 | 0.27892 | 1.0636 | 21.2423 | -0.079664 | -0.10516 | -0.098382 | -0.079664 | -0.078919 | -2.3142 | -2.6527 | -3.0182 | -2.3142 | -2.3412 | -3.0555 | -3.3825 | -4.0324 | -3.0555 | -3.1049 | 0.018218 | 0.6744 | 0.27892 | 1.0636 | 21.2423 | -0.079664 | -0.10516 | -0.098382 | -0.079664 | -0.078919 | -2.3142 | -2.6527 | -3.0182 | -2.3142 | -2.3412 | -3.0555 | -3.3825 | -4.0324 | -3.0555 | -3.1049
Single | Single | Single | South/Central | GA | Macon-Middle.Georgia.Rgnl.AP.722170 | 3 | 1376995 | 45.3791 | 17.5519 | 70.077 | 45.2726 | 24.8044 | 1375.75 | -16.0678 | -336.78 | -8.5544 | -7.5134 | -407.448 | -17.4674 | -355.36 | -9.9524 | -7.5149 | -425.3983 | -17.0952 | -375.42 | -8.0753 | -9.0199 | -461.0672 | -16.0678 | -336.78 | -8.5544 | -7.5134 | -407.448 | -16.0269 | -338.26 | -8.3931 | -7.6338 | -410.1588 | 0.018218 | 0.82672 | 0.31976 | 1.2767 | 25.0635 | -0.29272 | -0.31822 | -0.31144 | -0.29272 | -0.29198 | -6.1355 | -6.474 | -6.8394 | -6.1355 | -6.1624 | -7.4229 | -7.7499 | -8.3998 | -7.4229 | -7.4723 | 0.018218 | 0.82672 | 0.31976 | 1.2767 | 25.0635 | -0.29272 | -0.31822 | -0.31144 | -0.29272 | -0.29198 | -6.1355 | -6.474 | -6.8394 | -6.1355 | -6.1624 | -7.4229 | -7.7499 | -8.3998 | -7.4229 | -7.4723
1 | 0.35 | 0.47 | South/Central | TN | Memphis.Intl.AP.723340 | 3 | 1295447 | 46.4081 | 14.888 | 67.0787 | 45.7948 | 21.284 | 1027.3 | 0.59805 | -49.2 | 3.279 | -2.681 | -64.3688 | -1.1036 | -64.24 | 1.5917 | -2.6952 | -86.5267 | -0.46354 | -88.98 | 3.7285 | -4.1921 | -118.547 | 0.59805 | -49.2 | 3.279 | -2.681 | -64.3688 | 0.70101 | -50.68 | 3.4979 | -2.7969 | -66.1655 | 0.017139 | 0.7954 | 0.25517 | 1.1497 | 17.6071 | 0.01025 | -0.018914 | -0.0079446 | 0.01025 | 0.012015 | -0.84325 | -1.101 | -1.525 | -0.84325 | -0.86861 | -1.1032 | -1.483 | -2.0318 | -1.1032 | -1.134 | 0.017139 | 0.7954 | 0.25517 | 1.1497 | 17.6071 | 0.01025 | -0.018914 | -0.0079446 | 0.01025 | 0.012015 | -0.84325 | -1.101 | -1.525 | -0.84325 | -0.86861 | -1.1032 | -1.483 | -2.0318 | -1.1032 | -1.134
2 | 0.35 | 0.42 | South/Central | TN | Memphis.Intl.AP.723340 | 3 | 1295447 | 47.3452 | 14.2309 | 67.1445 | 46.7195 | 20.4251 | 1010.43 | 0.53222 | -32.33 | 2.3543 | -1.8221 | -42.138 | -1.1694 | -47.37 | 0.66698 | -1.8364 | -64.296 | -0.52936 | -72.11 | 2.8038 | -3.3332 | -96.3163 | 0.53222 | -32.33 | 2.3543 | -1.8221 | -42.138 | 0.63519 | -33.81 | 2.5732 | -1.938 | -43.9347 | 0.017139 | 0.81146 | 0.24391 | 1.1508 | 17.3179 | 0.0091219 | -0.020042 | -0.0090728 | 0.0091219 | 0.010887 | -0.55411 | -0.81188 | -1.2359 | -0.55411 | -0.57948 | -0.72221 | -1.102 | -1.6508 | -0.72221 | -0.75301 | 0.017139 | 0.81146 | 0.24391 | 1.1508 | 17.3179 | 0.0091219 | -0.020042 | -0.0090728 | 0.0091219 | 0.010887 | -0.55411 | -0.81188 | -1.2359 | -0.55411 | -0.57948 | -0.72221 | -1.102 | -1.6508 | -0.72221 | -0.75301
3 | 0.35 | 0.37 | South/Central | TN | Memphis.Intl.AP.723340 | 3 | 1295447 | 48.2811 | 13.6545 | 67.3078 | 47.6431 | 19.6647 | 996.41 | 0.36899 | -18.31 | 1.4307 | -1.0617 | -23.7995 | -1.3326 | -33.35 | -0.25665 | -1.076 | -45.9574 | -0.69259 | -58.09 | 1.8802 | -2.5728 | -77.9777 | 0.36899 | -18.31 | 1.4307 | -1.0617 | -23.7995 | 0.47196 | -19.79 | 1.6496 | -1.1776 | -25.5962 | 0.017139 | 0.8275 | 0.23403 | 1.1536 | 17.0777 | 0.0063242 | -0.02284 | -0.01187 | 0.0063242 | 0.008089 | -0.31382 | -0.57159 | -0.99561 | -0.31382 | -0.33918 | -0.4079 | -0.78767 | -1.3365 | -0.4079 | -0.4387 | 0.017139 | 0.8275 | 0.23403 | 1.1536 | 17.0777 | 0.0063242 | -0.02284 | -0.01187 | 0.0063242 | 0.008089 | -0.31382 | -0.57159 | -0.99561 | -0.31382 | -0.33918 | -0.4079 | -0.78767 | -1.3365 | -0.4079 | -0.4387
4 | 0.35 | 0.32 | South/Central | TN | Memphis.Intl.AP.723340 | 3 | 1295447 | 49.2976 | 13.0761 | 67.5505 | 48.6462 | 18.9044 | 983.11 | 0.12622 | -5.01 | 0.42759 | -0.30136 | -6.4807 | -1.5754 | -20.05 | -1.2597 | -0.31565 | -28.6386 | -0.93536 | -44.79 | 0.87709 | -1.8125 | -60.6589 | 0.12622 | -5.01 | 0.42759 | -0.30136 | -6.4807 | 0.22919 | -6.49 | 0.64648 | -0.41729 | -8.2774 | 0.017139 | 0.84492 | 0.22411 | 1.1578 | 16.8497 | 0.0021634 | -0.027001 | -0.016031 | 0.0021634 | 0.0039281 | -0.085867 | -0.34364 | -0.76766 | -0.085867 | -0.11123 | -0.11107 | -0.49084 | -1.0396 | -0.11107 | -0.14187 | 0.017139 | 0.84492 | 0.22411 | 1.1578 | 16.8497 | 0.0021634 | -0.027001 | -0.016031 | 0.0021634 | 0.0039281 | -0.085867 | -0.34364 | -0.76766 | -0.085867 | -0.11123 | -0.11107 | -0.49084 | -1.0396 | -0.11107 | -0.14187
5 | 0.35 | 0.27 | South/Central | TN | Memphis.Intl.AP.723340 | 3 | 1295447 | 49.9929 | 12.7294 | 67.7528 | 49.3323 | 18.4205 | 975.05 | -0.076046 | 3.05 | -0.25853 | 0.18248 | 3.9291 | -1.7777 | -11.99 | -1.9459 | 0.1682 | -18.2288 | -1.1376 | -36.73 | 0.19098 | -1.3286 | -50.2491 | -0.076046 | 3.05 | -0.25853 | 0.18248 | 3.9291 | 0.02692 | 1.57 | -0.039634 | 0.066554 | 2.1324 | 0.017139 | 0.85684 | 0.21817 | 1.1612 | 16.7116 | -0.0013034 | -0.030468 | -0.019498 | -0.0013034 | 0.00046139 | 0.052274 | -0.2055 | -0.62952 | 0.052274 | 0.026909 | 0.067342 | -0.31243 | -0.86123 | 0.067342 | 0.036548 | 0.017139 | 0.85684 | 0.21817 | 1.1612 | 16.7116 | -0.0013034 | -0.030468 | -0.019498 | -0.0013034 | 0.00046139 | 0.052274 | -0.2055 | -0.62952 | 0.052274 | 0.026909 | 0.067342 | -0.31243 | -0.86123 | 0.067342 | 0.036548
6 | 0.35 | 0.23 | South/Central | TN | Memphis.Intl.AP.723340 | 3 | 1295447 | 50.4154 | 12.5514 | 67.9008 | 49.7493 | 18.1516 | 970.87 | -0.22408 | 7.23 | -0.6755 | 0.45141 | 9.2594 | -1.9257 | -7.81 | -2.3628 | 0.43713 | -12.8985 | -1.2857 | -32.55 | -0.22599 | -1.0597 | -44.9189 | -0.22408 | 7.23 | -0.6755 | 0.45141 | 9.2594 | -0.12112 | 5.75 | -0.4566 | 0.33549 | 7.4627 | 0.017139 | 0.86408 | 0.21512 | 1.1638 | 16.6399 | -0.0038406 | -0.033005 | -0.022035 | -0.0038406 | -0.0020758 | 0.12392 | -0.13386 | -0.55788 | 0.12392 | 0.09855 | 0.1587 | -0.22107 | -0.76987 | 0.1587 | 0.1279 | 0.017139 | 0.86408 | 0.21512 | 1.1638 | 16.6399 | -0.0038406 | -0.033005 | -0.022035 | -0.0038406 | -0.0020758 | 0.12392 | -0.13386 | -0.55788 | 0.12392 | 0.09855 | 0.1587 | -0.22107 | -0.76987 | 0.1587 | 0.1279
7 | 0.35 | 0.19 | South/Central | TN | Memphis.Intl.AP.723340 | 3 | 1295447 | 51.3923 | 12.0495 | 68.2004 | 50.7133 | 17.4871 | 960.04 | -0.52363 | 18.06 | -1.6395 | 1.1159 | 23.2769 | -2.2252 | 3.02 | -3.3268 | 1.1016 | 1.119 | -1.5852 | -21.72 | -1.19 | -0.3952 | -30.9013 | -0.52363 | 18.06 | -1.6395 | 1.1159 | 23.2769 | -0.42066 | 16.58 | -1.4206 | 0.99996 | 21.4802 | 0.017139 | 0.88082 | 0.20652 | 1.1689 | 16.4543 | -0.0089745 | -0.038139 | -0.027169 | -0.0089745 | -0.0072097 | 0.30953 | 0.05176 | -0.37226 | 0.30953 | 0.28417 | 0.39895 | 0.019179 | -0.52962 | 0.39895 | 0.36815 | 0.017139 | 0.88082 | 0.20652 | 1.1689 | 16.4543 | -0.0089745 | -0.038139 | -0.027169 | -0.0089745 | -0.0072097 | 0.30953 | 0.05176 | -0.37226 | 0.30953 | 0.28417 | 0.39895 | 0.019179 | -0.52962 | 0.39895 | 0.36815
8 | 0.35 | 0.17 | South/Central | TN | Memphis.Intl.AP.723340 | 3 | 1295447 | 51.9056 | 11.7883 | 68.3564 | 51.2198 | 17.1365 | 954.33 | -0.67961 | 23.77 | -2.1461 | 1.4665 | 30.699 | -2.3812 | 8.73 | -3.8334 | 1.4522 | 8.5411 | -1.7412 | -16.01 | -1.6966 | -0.044617 | -23.4793 | -0.67961 | 23.77 | -2.1461 | 1.4665 | 30.699 | -0.57664 | 22.29 | -1.9272 | 1.3505 | 28.9023 | 0.017139 | 0.88962 | 0.20204 | 1.1716 | 16.3564 | -0.011648 | -0.040812 | -0.029843 | -0.011648 | -0.0098831 | 0.4074 | 0.14963 | -0.2744 | 0.4074 | 0.38203 | 0.52616 | 0.14639 | -0.40242 | 0.52616 | 0.49536 | 0.017139 | 0.88962 | 0.20204 | 1.1716 | 16.3564 | -0.011648 | -0.040812 | -0.029843 | -0.011648 | -0.0098831 | 0.4074 | 0.14963 | -0.2744 | 0.4074 | 0.38203 | 0.52616 | 0.14639 | -0.40242 | 0.52616 | 0.49536
9 | 0.33 | 0.47 | South/Central | TN | Memphis.Intl.AP.723340 | 3 | 1295447 | 45.7418 | 14.9134 | 66.4289 | 45.137 | 21.2919 | 1021.82 | 1.2479 | -43.72 | 3.9368 | -2.6889 | -56.2672 | -0.45375 | -58.76 | 2.2495 | -2.7032 | -78.4251 | 0.18628 | -83.5 | 4.3863 | -4.2 | -110.4455 | 1.2479 | -43.72 | 3.9368 | -2.6889 | -56.2672 | 1.3508 | -45.2 | 4.1557 | -2.8048 | -58.0639 | 0.017139 | 0.78398 | 0.2556 | 1.1385 | 17.5132 | 0.021387 | -0.0077769 | 0.0031927 | 0.021387 | 0.023152 | -0.74932 | -1.0071 | -1.4311 | -0.74932 | -0.77469 | -0.96437 | -1.3441 | -1.8929 | -0.96437 | -0.99517 | 0.017139 | 0.78398 | 0.2556 | 1.1385 | 17.5132 | 0.021387 | -0.0077769 | 0.0031927 | 0.021387 | 0.023152 | -0.74932 | -1.0071 | -1.4311 | -0.74932 | -0.77469 | -0.96437 | -1.3441 | -1.8929 | -0.96437 | -0.99517
10 | 0.33 | 0.42 | South/Central | TN | Memphis.Intl.AP.723340 | 3 | 1295447 | 46.6754 | 14.2506 | 66.4844 | 46.0583 | 20.4261 | 1004.73 | 1.1924 | -26.63 | 3.0155 | -1.8231 | -33.7182 | -0.50924 | -41.67 | 1.3282 | -1.8374 | -55.8761 | 0.13079 | -66.41 | 3.465 | -3.3342 | -87.8965 | 1.1924 | -26.63 | 3.0155 | -1.8231 | -33.7182 | 1.2953 | -28.11 | 3.2344 | -1.939 | -35.5149 | 0.017139 | 0.79998 | 0.24424 | 1.1395 | 17.2202 | 0.020436 | -0.0087279 | 0.0022416 | 0.020436 | 0.022201 | -0.45642 | -0.71419 | -1.1382 | -0.45642 | -0.48178 | -0.5779 | -0.95767 | -1.5065 | -0.5779 | -0.6087 | 0.017139 | 0.79998 | 0.24424 | 1.1395 | 17.2202 | 0.020436 | -0.0087279 | 0.0022416 | 0.020436 | 0.022201 | -0.45642 | -0.71419 | -1.1382 | -0.45642 | -0.48178 | -0.5779 | -0.95767 | -1.5065 | -0.5779 | -0.6087
11 | 0.33 | 0.37 | South/Central | TN | Memphis.Intl.AP.723340 | 3 | 1295447 | 47.6109 | 13.6742 | 66.6473 | 46.9816 | 19.6657 | 990.71 | 1.0295 | -12.61 | 2.0921 | -1.0627 | -15.3737 | -0.67212 | -27.65 | 0.40482 | -1.0769 | -37.5316 | -0.032092 | -52.39 | 2.5417 | -2.5737 | -69.5519 | 1.0295 | -12.61 | 2.0921 | -1.0627 | -15.3737 | 1.1325 | -14.09 | 2.311 | -1.1786 | -17.1704 | 0.017139 | 0.81601 | 0.23436 | 1.1423 | 16.98 | 0.017645 | -0.01152 | -0.00055003 | 0.017645 | 0.019409 | -0.21613 | -0.4739 | -0.89792 | -0.21613 | -0.24149 | -0.26349 | -0.64326 | -1.1921 | -0.26349 | -0.29429 | 0.017139 | 0.81601 | 0.23436 | 1.1423 | 16.98 | 0.017645 | -0.01152 | -0.00055003 | 0.017645 | 0.019409 | -0.21613 | -0.4739 | -0.89792 | -0.21613 | -0.24149 | -0.26349 | -0.64326 | -1.1921 | -0.26349 | -0.29429
12 | 0.33 | 0.32 | South/Central | TN | Memphis.Intl.AP.723340 | 3 | 1295447 | 48.6239 | 13.0923 | 66.8822 | 47.9813 | 18.9009 | 977.24 | 0.79458 | 0.86 | 1.0925 | -0.29788 | 2.1654 | -0.90702 | -14.18 | -0.59486 | -0.31217 | -19.9926 | -0.267 | -38.92 | 1.542 | -1.809 | -52.0129 | 0.79458 | 0.86 | 1.0925 | -0.29788 | 2.1654 | 0.89755 | -0.62 | 1.3114 | -0.41381 | 0.36866 | 0.017139 | 0.83337 | 0.22439 | 1.1463 | 16.7491 | 0.013619 | -0.015546 | -0.0045761 | 0.013619 | 0.015383 | 0.01474 | -0.24303 | -0.66706 | 0.01474 | -0.010626 | 0.037113 | -0.34266 | -0.89146 | 0.037113 | 0.0063185 | 0.017139 | 0.83337 | 0.22439 | 1.1463 | 16.7491 | 0.013619 | -0.015546 | -0.0045761 | 0.013619 | 0.015383 | 0.01474 | -0.24303 | -0.66706 | 0.01474 | -0.010626 | 0.037113 | -0.34266 | -0.89146 | 0.037113 | 0.0063185
13 | 0.33 | 0.27 | South/Central | TN | Memphis.Intl.AP.723340 | 3 | 1295447 | 49.3131 | 12.7394 | 67.0727 | 48.6613 | 18.4114 | 968.99 | 0.60409 | 9.11 | 0.41248 | 0.19161 | 12.8775 | -1.0975 | -5.93 | -1.2748 | 0.17733 | -9.2804 | -0.45749 | -30.67 | 0.86199 | -1.3195 | -41.3007 | 0.60409 | 9.11 | 0.41248 | 0.19161 | 12.8775 | 0.70706 | 7.63 | 0.63138 | 0.075682 | 11.0808 | 0.017139 | 0.84519 | 0.21834 | 1.1496 | 16.6077 | 0.010354 | -0.018811 | -0.007841 | 0.010354 | 0.012118 | 0.15614 | -0.10164 | -0.52566 | 0.15614 | 0.13077 | 0.22071 | -0.15906 | -0.70786 | 0.22071 | 0.18992 | 0.017139 | 0.84519 | 0.21834 | 1.1496 | 16.6077 | 0.010354 | -0.018811 | -0.007841 | 0.010354 | 0.012118 | 0.15614 | -0.10164 | -0.52566 | 0.15614 | 0.13077 | 0.22071 | -0.15906 | -0.70786 | 0.22071 | 0.18992
14 | 0.33 | 0.23 | South/Central | TN | Memphis.Intl.AP.723340 | 3 | 1295447 | 49.7322 | 12.5577 | 67.2139 | 49.0748 | 18.1391 | 964.66 | 0.46286 | 13.44 | -0.0010759 | 0.46393 | 18.3859 | -1.2388 | -1.6 | -1.6884 | 0.44965 | -3.772 | -0.59873 | -26.34 | 0.44843 | -1.0472 | -35.7923 | 0.46286 | 13.44 | -0.0010759 | 0.46393 | 18.3859 | 0.56582 | 11.96 | 0.21782 | 0.348 | 16.5892 | 0.017139 | 0.85237 | 0.21523 | 1.152 | 16.5335 | 0.007933 | -0.021231 | -0.010262 | 0.007933 | 0.0096977 | 0.23035 | -0.027423 | -0.45145 | 0.23035 | 0.20498 | 0.31512 | -0.064649 | -0.61345 | 0.31512 | 0.28433 | 0.017139 | 0.85237 | 0.21523 | 1.152 | 16.5335 | 0.007933 | -0.021231 | -0.010262 | 0.007933 | 0.0096977 | 0.23035 | -0.027423 | -0.45145 | 0.23035 | 0.20498 | 0.31512 | -0.064649 | -0.61345 | 0.31512 | 0.28433
15 | 0.33 | 0.19 | South/Central | TN | Memphis.Intl.AP.723340 | 3 | 1295447 | 50.7125 | 12.055 | 67.5061 | 50.0423 | 17.4639 | 953.55 | 0.17063 | 24.55 | -0.96851 | 1.1391 | 32.7851 | -1.531 | 9.51 | -2.6558 | 1.1248 | 10.6271 | -0.89096 | -15.23 | -0.519 | -0.37196 | -21.3932 | 0.17063 | 24.55 | -0.96851 | 1.1391 | 32.7851 | 0.27359 | 23.07 | -0.74961 | 1.0232 | 30.9884 | 0.017139 | 0.86917 | 0.20661 | 1.157 | 16.3431 | 0.0029244 | -0.02624 | -0.01527 | 0.0029244 | 0.0046891 | 0.42077 | 0.16299 | -0.26103 | 0.42077 | 0.3954 | 0.56191 | 0.18214 | -0.36666 | 0.56191 | 0.53112 | 0.017139 | 0.86917 | 0.20661 | 1.157 | 16.3431 | 0.0029244 | -0.02624 | -0.01527 | 0.0029244 | 0.0046891 | 0.42077 | 0.16299 | -0.26103 | 0.42077 | 0.3954 | 0.56191 | 0.18214 | -0.36666 | 0.56191 | 0.53112
16 | 0.33 | 0.17 | South/Central | TN | Memphis.Intl.AP.723340 | 3 | 1295447 | 51.2254 | 11.7945 | 67.6688 | 50.5483 | 17.1205 | 948.05 | 0.0079638 | 30.05 | -1.4746 | 1.4825 | 39.929 | -1.6936 | 15.01 | -3.1619 | 1.4683 | 17.771 | -1.0536 | -9.73 | -1.0251 | -0.028548 | -14.2493 | 0.0079638 | 30.05 | -1.4746 | 1.4825 | 39.929 | 0.11093 | 28.57 | -1.2557 | 1.3666 | 38.1323 | 0.017139 | 0.87796 | 0.20215 | 1.1598 | 16.2488 | 0.00013649 | -0.029028 | -0.018058 | 0.00013649 | 0.0019013 | 0.51503 | 0.25726 | -0.16676 | 0.51503 | 0.48967 | 0.68435 | 0.30458 | -0.24422 | 0.68435 | 0.65356 | 0.017139 | 0.87796 | 0.20215 | 1.1598 | 16.2488 | 0.00013649 | -0.029028 | -0.018058 | 0.00013649 | 0.0019013 | 0.51503 | 0.25726 | -0.16676 | 0.51503 | 0.48967 | 0.68435 | 0.30458 | -0.24422 | 0.68435 | 0.65356
17 | 0.3 | 0.47 | South/Central | TN | Memphis.Intl.AP.723340 | 3 | 1295447 | 44.7328 | 14.953 | 65.4451 | 44.1411 | 21.304 | 1013.54 | 2.2316 | -35.44 | 4.9326 | -2.701 | -44.0029 | 0.53004 | -50.48 | 3.2453 | -2.7153 | -66.1608 | 1.1701 | -75.22 | 5.3821 | -4.2121 | -98.1812 | 2.2316 | -35.44 | 4.9326 | -2.701 | -44.0029 | 2.3346 | -36.92 | 5.1515 | -2.8169 | -45.7996 | 0.017139 | 0.76668 | 0.25628 | 1.1217 | 17.3712 | 0.038249 | 0.0090844 | 0.020054 | 0.038249 | 0.040013 | -0.60741 | -0.86519 | -1.2892 | -0.60741 | -0.63278 | -0.75417 | -1.1339 | -1.6827 | -0.75417 | -0.78497 | 0.017139 | 0.76668 | 0.25628 | 1.1217 | 17.3712 | 0.038249 | 0.0090844 | 0.020054 | 0.038249 | 0.040013 | -0.60741 | -0.86519 | -1.2892 | -0.60741 | -0.63278 | -0.75417 | -1.1339 | -1.6827 | -0.75417 | -0.78497
18 | 0.3 | 0.42 | South/Central | TN | Memphis.Intl.AP.723340 | 3 | 1295447 | 45.6653 | 14.2856 | 65.4928 | 45.0613 | 20.4315 | 996.25 | 2.1839 | -18.15 | 4.0124 | -1.8285 | -21.1739 | 0.48234 | -33.19 | 2.3251 | -1.8428 | -43.3319 | 1.1224 | -57.93 | 4.4619 | -3.3396 | -75.3522 | 2.1839 | -18.15 | 4.0124 | -1.8285 | -21.1739 | 2.2869 | -19.63 | 4.2313 | -1.9444 | -22.9706 | 0.017139 | 0.78267 | 0.24484 | 1.1225 | 17.0749 | 0.037431 | 0.0082668 | 0.019236 | 0.037431 | 0.039196 | -0.31108 | -0.56885 | -0.99287 | -0.31108 | -0.33644 | -0.3629 | -0.74267 | -1.2915 | -0.3629 | -0.3937 | 0.017139 | 0.78267 | 0.24484 | 1.1225 | 17.0749 | 0.037431 | 0.0082668 | 0.019236 | 0.037431 | 0.039196 | -0.31108 | -0.56885 | -0.99287 | -0.31108 | -0.33644 | -0.3629 | -0.74267 | -1.2915 | -0.3629 | -0.3937
19 | 0.3 | 0.37 | South/Central | TN | Memphis.Intl.AP.723340 | 3 | 1295447 | 46.5856 | 13.7038 | 65.6412 | 45.9695 | 19.6717 | 982.11 | 2.0355 | -4.01 | 3.1043 | -1.0687 | -2.6638 | 0.33391 | -19.05 | 1.4169 | -1.083 | -24.8217 | 0.97394 | -43.79 | 3.5538 | -2.5798 | -56.842 | 2.0355 | -4.01 | 3.1043 | -1.0687 | -2.6638 | 2.1385 | -5.49 | 3.3232 | -1.1847 | -4.4605 | 0.017139 | 0.79844 | 0.23487 | 1.125 | 16.8326 | 0.034887 | 0.005723 | 0.016693 | 0.034887 | 0.036652 | -0.068728 | -0.3265 | -0.75052 | -0.068728 | -0.094094 | -0.045655 | -0.42542 | -0.97423 | -0.045655 | -0.076449 | 0.017139 | 0.79844 | 0.23487 | 1.125 | 16.8326 | 0.034887 | 0.005723 | 0.016693 | 0.034887 | 0.036652 | -0.068728 | -0.3265 | -0.75052 | -0.068728 | -0.094094 | -0.045655 | -0.42542 | -0.97423 | -0.045655 | -0.076449
20 | 0.3 | 0.32 | South/Central | TN | Memphis.Intl.AP.723340 | 3 | 1295447 | 47.5978 | 13.1125 | 65.857 | 46.9684 | 18.8886 | 968.12 | 1.8197 | 9.98 | 2.1054 | -0.28563 | 15.6128 | 0.11813 | -5.06 | 0.41805 | -0.29991 | -6.5452 | 0.75816 | -29.8 | 2.5549 | -1.7967 | -38.5655 | 1.8197 | 9.98 | 2.1054 | -0.28563 | 15.6128 | 1.9227 | 8.5 | 2.3243 | -0.40156 | 13.816 | 0.017139 | 0.81579 | 0.22474 | 1.1287 | 16.5928 | 0.031189 | 0.0020247 | 0.012994 | 0.031189 | 0.032954 | 0.17105 | -0.086724 | -0.51075 | 0.17105 | 0.14568 | 0.26759 | -0.11218 | -0.66098 | 0.26759 | 0.2368 | 0.017139 | 0.81579 | 0.22474 | 1.1287 | 16.5928 | 0.031189 | 0.0020247 | 0.012994 | 0.031189 | 0.032954 | 0.17105 | -0.086724 | -0.51075 | 0.17105 | 0.14568 | 0.26759 | -0.11218 | -0.66098 | 0.26759 | 0.2368
21 | 0.3 | 0.27 | South/Central | TN | Memphis.Intl.AP.723340 | 3 | 1295447 | 48.2777 | 12.7644 | 66.0423 | 47.6393 | 18.403 | 959.86 | 1.6344 | 18.24 | 1.4344 | 0.20001 | 26.2878 | -0.067163 | 3.2 | -0.25289 | 0.18573 | 4.1299 | 0.57286 | -21.54 | 1.8839 | -1.3111 | -27.8904 | 1.6344 | 18.24 | 1.4344 | 0.20001 | 26.2878 | 1.7374 | 16.76 | 1.6533 | 0.084081 | 24.4911 | 0.017139 | 0.82744 | 0.21877 | 1.1319 | 16.4512 | 0.028013 | -0.0011511 | 0.0098184 | 0.028013 | 0.029778 | 0.31262 | 0.054845 | -0.36918 | 0.31262 | 0.28725 | 0.45055 | 0.070783 | -0.47802 | 0.45055 | 0.41976 | 0.017139 | 0.82744 | 0.21877 | 1.1319 | 16.4512 | 0.028013 | -0.0011511 | 0.0098184 | 0.028013 | 0.029778 | 0.31262 | 0.054845 | -0.36918 | 0.31262 | 0.28725 | 0.45055 | 0.070783 | -0.47802 | 0.45055 | 0.41976
22 | 0.3 | 0.23 | South/Central | TN | Memphis.Intl.AP.723340 | 3 | 1295447 | 48.6972 | 12.5774 | 66.1786 | 48.0532 | 18.1254 | 955.4 | 1.4982 | 22.7 | 1.0206 | 0.47759 | 32.0012 | -0.20343 | 7.66 | -0.66674 | 0.46331 | 9.8432 | 0.4366 | -17.08 | 1.4701 | -1.0335 | -22.1771 | 1.4982 | 22.7 | 1.0206 | 0.47759 | 32.0012 | 1.6011 | 21.22 | 1.2395 | 0.36167 | 30.2045 | 0.017139 | 0.83463 | 0.21557 | 1.1342 | 16.3748 | 0.025678 | -0.0034866 | 0.0074829 | 0.025678 | 0.027442 | 0.38906 | 0.13129 | -0.29274 | 0.38906 | 0.36369 | 0.54847 | 0.16871 | -0.3801 | 0.54847 | 0.51768 | 0.017139 | 0.83463 | 0.21557 | 1.1342 | 16.3748 | 0.025678 | -0.0034866 | 0.0074829 | 0.025678 | 0.027442 | 0.38906 | 0.13129 | -0.29274 | 0.38906 | 0.36369 | 0.54847 | 0.16871 | -0.3801 | 0.54847 | 0.51768
23 | 0.3 | 0.19 | South/Central | TN | Memphis.Intl.AP.723340 | 3 | 1295447 | 49.6687 | 12.0646 | 66.4519 | 49.0119 | 17.44 | 943.92 | 1.2249 | 34.18 | 0.06191 | 1.163 | 46.9156 | -0.47674 | 19.14 | -1.6254 | 1.1487 | 24.7576 | 0.16329 | -5.6 | 0.51142 | -0.34813 | -7.2627 | 1.2249 | 34.18 | 0.06191 | 1.163 | 46.9156 | 1.3278 | 32.7 | 0.2808 | 1.047 | 45.1189 | 0.017139 | 0.85128 | 0.20678 | 1.1389 | 16.178 | 0.020993 | -0.0081709 | 0.0027986 | 0.020993 | 0.022758 | 0.58582 | 0.32804 | -0.095979 | 0.58582 | 0.56045 | 0.80409 | 0.42433 | -0.12448 | 0.80409 | 0.7733 | 0.017139 | 0.85128 | 0.20678 | 1.1389 | 16.178 | 0.020993 | -0.0081709 | 0.0027986 | 0.020993 | 0.022758 | 0.58582 | 0.32804 | -0.095979 | 0.58582 | 0.56045 | 0.80409 | 0.42433 | -0.12448 | 0.80409 | 0.7733
24 | 0.3 | 0.17 | South/Central | TN | Memphis.Intl.AP.723340 | 3 | 1295447 | 50.1869 | 11.7996 | 66.6152 | 49.5233 | 17.0919 | 938.32 | 1.0616 | 39.78 | -0.44951 | 1.5111 | 54.1782 | -0.64003 | 24.74 | -2.1368 | 1.4968 | 32.0203 | 0 | 0 | 0 | 0 | 0 | 1.0616 | 39.78 | -0.44951 | 1.5111 | 54.1782 | 1.1645 | 38.3 | -0.23061 | 1.3952 | 52.3815 | 0.017139 | 0.86016 | 0.20224 | 1.1417 | 16.082 | 0.018195 | -0.01097 | 0 | 0.018195 | 0.019959 | 0.6818 | 0.42402 | 0 | 0.6818 | 0.65643 | 0.92857 | 0.5488 | 0 | 0.92857 | 0.89778 | 0.017139 | 0.86016 | 0.20224 | 1.1417 | 16.082 | 0.018195 | -0.01097 | 0 | 0.018195 | 0.019959 | 0.6818 | 0.42402 | 0 | 0.6818 | 0.65643 | 0.92857 | 0.5488 | 0 | 0.92857 | 0.89778
25 | 0.28 | 0.47 | South/Central | TN | Memphis.Intl.AP.723340 | 3 | 1295447 | 44.2384 | 14.8384 | 64.7868 | 43.6531 | 21.1337 | 1004.38 | 2.8899 | -26.28 | 5.4207 | -2.5307 | -31.0056 | 1.1883 | -41.32 | 3.7334 | -2.545 | -53.1635 | 1.8284 | -66.06 | 5.8702 | -4.0418 | -85.1838 | 2.8899 | -26.28 | 5.4207 | -2.5307 | -31.0056 | 2.9929 | -27.76 | 5.6396 | -2.6467 | -32.8023 | 0.017139 | 0.75821 | 0.25432 | 1.1104 | 17.2142 | 0.049531 | 0.020367 | 0.031337 | 0.049531 | 0.051296 | -0.45042 | -0.70819 | -1.1322 | -0.45042 | -0.47578 | -0.53141 | -0.91118 | -1.46 | -0.53141 | -0.5622 | 0.017139 | 0.75821 | 0.25432 | 1.1104 | 17.2142 | 0.049531 | 0.020367 | 0.031337 | 0.049531 | 0.051296 | -0.45042 | -0.70819 | -1.1322 | -0.45042 | -0.47578 | -0.53141 | -0.91118 | -1.46 | -0.53141 | -0.5622
26 | 0.28 | 0.42 | South/Central | TN | Memphis.Intl.AP.723340 | 3 | 1295447 | 45.0189 | 14.2766 | 64.8138 | 44.4233 | 20.3906 | 989.52 | 2.8629 | -11.42 | 4.6505 | -1.7876 | -11.3868 | 1.1613 | -26.46 | 2.9632 | -1.8019 | -33.5447 | 1.8014 | -51.2 | 5.1 | -3.2987 | -65.565 | 2.8629 | -11.42 | 4.6505 | -1.7876 | -11.3868 | 2.9659 | -12.9 | 4.8694 | -1.9035 | -13.1835 | 0.017139 | 0.77159 | 0.24469 | 1.1109 | 16.9596 | 0.049068 | 0.019904 | 0.030874 | 0.049068 | 0.050833 | -0.19573 | -0.4535 | -0.87753 | -0.19573 | -0.2211 | -0.19516 | -0.57493 | -1.1237 | -0.19516 | -0.22595 | 0.017139 | 0.77159 | 0.24469 | 1.1109 | 16.9596 | 0.049068 | 0.019904 | 0.030874 | 0.049068 | 0.050833 | -0.19573 | -0.4535 | -0.87753 | -0.19573 | -0.2211 | -0.19516 | -0.57493 | -1.1237 | -0.19516 | -0.22595
27 | 0.28 | 0.37 | South/Central | TN | Memphis.Intl.AP.723340 | 3 | 1295447 | 45.7859 | 13.7901 | 64.9281 | 45.1802 | 19.748 | 977.47 | 2.7486 | 0.63 | 3.8936 | -1.145 | 4.4133 | 1.047 | -14.41 | 2.2063 | -1.1593 | -17.7446 | 1.687 | -39.15 | 4.3431 | -2.6561 | -49.765 | 2.7486 | 0.63 | 3.8936 | -1.145 | 4.4133 | 2.8516 | -0.85 | 4.1125 | -1.2609 | 2.6166 | 0.017139 | 0.78473 | 0.23635 | 1.1128 | 16.753 | 0.047109 | 0.017945 | 0.028914 | 0.047109 | 0.048874 | 0.010798 | -0.24698 | -0.671 | 0.010798 | -0.014568 | 0.07564 | -0.30413 | -0.85293 | 0.07564 | 0.044846 | 0.017139 | 0.78473 | 0.23635 | 1.1128 | 16.753 | 0.047109 | 0.017945 | 0.028914 | 0.047109 | 0.048874 | 0.010798 | -0.24698 | -0.671 | 0.010798 | -0.014568 | 0.07564 | -0.30413 | -0.85293 | 0.07564 | 0.044846
28 | 0.28 | 0.32 | South/Central | TN | Memphis.Intl.AP.723340 | 3 | 1295447 | 46.6917 | 13.2572 | 65.1156 | 46.074 | 19.0416 | 964.77 | 2.5612 | 13.33 | 2.9998 | -0.43859 | 20.9913 | 0.85957 | -1.71 | 1.3124 | -0.45287 | -1.1666 | 1.4996 | -26.45 | 3.4493 | -1.9497 | -33.1869 | 2.5612 | 13.33 | 2.9998 | -0.43859 | 20.9913 | 2.6641 | 11.85 | 3.2187 | -0.55451 | 19.1946 | 0.017139 | 0.80026 | 0.22722 | 1.116 | 16.5354 | 0.043897 | 0.014732 | 0.025702 | 0.043897 | 0.045661 | 0.22847 | -0.029308 | -0.45333 | 0.22847 | 0.2031 | 0.35977 | -0.019995 | -0.5688 | 0.35977 | 0.32898 | 0.017139 | 0.80026 | 0.22722 | 1.116 | 16.5354 | 0.043897 | 0.014732 | 0.025702 | 0.043897 | 0.045661 | 0.22847 | -0.029308 | -0.45333 | 0.22847 | 0.2031 | 0.35977 | -0.019995 | -0.5688 | 0.35977 | 0.32898
29 | 0.28 | 0.27 | South/Central | TN | Memphis.Intl.AP.723340 | 3 | 1295447 | 47.4072 | 12.8903 | 65.3176 | 46.7801 | 18.5376 | 956.29 | 2.3591 | 21.81 | 2.2937 | 0.065432 | 31.9456 | 0.65751 | 6.77 | 0.60636 | 0.051148 | 9.7877 | 1.2975 | -17.97 | 2.7432 | -1.4457 | -22.2326 | 2.3591 | 21.81 | 2.2937 | 0.065432 | 31.9456 | 2.4621 | 20.33 | 2.5126 | -0.050496 | 30.1489 | 0.017139 | 0.81252 | 0.22093 | 1.1195 | 16.39 | 0.040433 | 0.011269 | 0.022239 | 0.040433 | 0.042198 | 0.37381 | 0.11603 | -0.30799 | 0.37381 | 0.34844 | 0.54752 | 0.16775 | -0.38105 | 0.54752 | 0.51673 | 0.017139 | 0.81252 | 0.22093 | 1.1195 | 16.39 | 0.040433 | 0.011269 | 0.022239 | 0.040433 | 0.042198 | 0.37381 | 0.11603 | -0.30799 | 0.37381 | 0.34844 | 0.54752 | 0.16775 | -0.38105 | 0.54752 | 0.51673
30 | 0.28 | 0.23 | South/Central | TN | Memphis.Intl.AP.723340 | 3 | 1295447 | 47.9875 | 12.5928 | 65.4705 | 47.3527 | 18.1178 | 949.09 | 2.2063 | 29.01 | 1.7211 | 0.48518 | 41.2659 | 0.50467 | 13.97 | 0.033775 | 0.47089 | 19.1079 | 1.1447 | -10.77 | 2.1706 | -1.0259 | -12.9124 | 2.2063 | 29.01 | 1.7211 | 0.48518 | 41.2659 | 2.3092 | 27.53 | 1.94 | 0.36925 | 39.4692 | 0.017139 | 0.82247 | 0.21583 | 1.1221 | 16.2666 | 0.037814 | 0.0086496 | 0.019619 | 0.037814 | 0.039579 | 0.49721 | 0.23943 | -0.18459 | 0.49721 | 0.47184 | 0.70726 | 0.32749 | -0.22131 | 0.70726 | 0.67647 | 0.017139 | 0.82247 | 0.21583 | 1.1221 | 16.2666 | 0.037814 | 0.0086496 | 0.019619 | 0.037814 | 0.039579 | 0.49721 | 0.23943 | -0.18459 | 0.49721 | 0.47184 | 0.70726 | 0.32749 | -0.22131 | 0.70726 | 0.67647
31 | 0.28 | 0.19 | South/Central | TN | Memphis.Intl.AP.723340 | 3 | 1295447 | 48.9545 | 12.0808 | 65.7438 | 48.3069 | 17.437 | 937.72 | 1.933 | 40.38 | 0.76691 | 1.166 | 56.059 | 0.23134 | 25.34 | -0.92041 | 1.1518 | 33.901 | 0.87137 | 0.6 | 1.2164 | -0.34505 | 1.8807 | 1.933 | 40.38 | 0.76691 | 1.166 | 56.059 | 2.0359 | 38.9 | 0.98581 | 1.0501 | 54.2622 | 0.017139 | 0.83904 | 0.20706 | 1.1268 | 16.0718 | 0.033129 | 0.003965 | 0.014935 | 0.033129 | 0.034894 | 0.69208 | 0.43431 | 0.010284 | 0.69208 | 0.66671 | 0.9608 | 0.58104 | 0.032234 | 0.9608 | 0.93001 | 0.017139 | 0.83904 | 0.20706 | 1.1268 | 16.0718 | 0.033129 | 0.003965 | 0.014935 | 0.033129 | 0.034894 | 0.69208 | 0.43431 | 0.010284 | 0.69208 | 0.66671 | 0.9608 | 0.58104 | 0.032234 | 0.9608 | 0.93001
32 | 0.28 | 0.17 | South/Central | TN | Memphis.Intl.AP.723340 | 3 | 1295447 | 49.467 | 11.8193 | 65.9049 | 48.8126 | 17.0923 | 932.16 | 1.7719 | 45.94 | 0.26114 | 1.5107 | 63.2575 | 0.070256 | 30.9 | -1.4262 | 1.4964 | 41.0995 | 0.71028 | 6.16 | 0.71064 | -0.00036264 | 9.0792 | 1.7719 | 45.94 | 0.26114 | 1.5107 | 63.2575 | 1.8748 | 44.46 | 0.48003 | 1.3948 | 61.4607 | 0.017139 | 0.84782 | 0.20257 | 1.1296 | 15.9765 | 0.030368 | 0.0012041 | 0.012174 | 0.030368 | 0.032133 | 0.78737 | 0.5296 | 0.10558 | 0.78737 | 0.76201 | 1.0842 | 0.70441 | 0.15561 | 1.0842 | 1.0534 | 0.017139 | 0.84782 | 0.20257 | 1.1296 | 15.9765 | 0.030368 | 0.0012041 | 0.012174 | 0.030368 | 0.032133 | 0.78737 | 0.5296 | 0.10558 | 0.78737 | 0.76201 | 1.0842 | 0.70441 | 0.15561 | 1.0842 | 1.0534
33 | 0.27 | 0.47 | South/Central | TN | Memphis.Intl.AP.723340 | 3 | 1295447 | 43.9395 | 14.8226 | 64.456 | 43.358 | 21.098 | 1000.79 | 3.2208 | -22.69 | 5.7157 | -2.495 | -25.8116 | 1.5191 | -37.73 | 4.0284 | -2.5093 | -47.9695 | 2.1592 | -62.47 | 6.1652 | -4.0061 | -79.9899 | 3.2208 | -22.69 | 5.7157 | -2.495 | -25.8116 | 3.3237 | -24.17 | 5.9346 | -2.6109 | -27.6083 | 0.017139 | 0.75309 | 0.25405 | 1.1047 | 17.1527 | 0.055201 | 0.026037 | 0.037006 | 0.055201 | 0.056966 | -0.38889 | -0.64666 | -1.0707 | -0.38889 | -0.41425 | -0.44239 | -0.82216 | -1.371 | -0.44239 | -0.47318 | 0.017139 | 0.75309 | 0.25405 | 1.1047 | 17.1527 | 0.055201 | 0.026037 | 0.037006 | 0.055201 | 0.056966 | -0.38889 | -0.64666 | -1.0707 | -0.38889 | -0.41425 | -0.44239 | -0.82216 | -1.371 | -0.44239 | -0.47318
34 | 0.27 | 0.42 | South/Central | TN | Memphis.Intl.AP.723340 | 3 | 1295447 | 44.6901 | 14.2765 | 64.4747 | 44.0987 | 20.376 | 986.28 | 3.2021 | -8.18 | 4.9751 | -1.773 | -6.6552 | 1.5005 | -23.22 | 3.2877 | -1.7873 | -28.8131 | 2.1405 | -47.96 | 5.4246 | -3.2841 | -60.8334 | 3.2021 | -8.18 | 4.9751 | -1.773 | -6.6552 | 3.305 | -9.66 | 5.194 | -1.8889 | -8.4519 | 0.017139 | 0.76595 | 0.24469 | 1.105 | 16.904 | 0.054881 | 0.025717 | 0.036686 | 0.054881 | 0.056646 | -0.1402 | -0.39797 | -0.822 | -0.1402 | -0.16556 | -0.11406 | -0.49383 | -1.0426 | -0.11406 | -0.14486 | 0.017139 | 0.76595 | 0.24469 | 1.105 | 16.904 | 0.054881 | 0.025717 | 0.036686 | 0.054881 | 0.056646 | -0.1402 | -0.39797 | -0.822 | -0.1402 | -0.16556 | -0.11406 | -0.49383 | -1.0426 | -0.11406 | -0.14486
35 | 0.27 | 0.37 | South/Central | TN | Memphis.Intl.AP.723340 | 3 | 1295447 | 45.3396 | 13.8852 | 64.5966 | 44.7396 | 19.8569 | 976.81 | 3.0802 | 1.29 | 4.3341 | -1.254 | 5.7286 | 1.3786 | -13.75 | 2.6468 | -1.2682 | -16.4294 | 2.0186 | -38.49 | 4.7836 | -2.765 | -48.4497 | 3.0802 | 1.29 | 4.3341 | -1.254 | 5.7286 | 3.1831 | -0.19 | 4.553 | -1.3699 | 3.9319 | 0.017139 | 0.77708 | 0.23798 | 1.1071 | 16.7417 | 0.052792 | 0.023628 | 0.034597 | 0.052792 | 0.054557 | 0.02211 | -0.23566 | -0.65969 | 0.02211 | -0.0032564 | 0.098183 | -0.28159 | -0.83039 | 0.098183 | 0.067389 | 0.017139 | 0.77708 | 0.23798 | 1.1071 | 16.7417 | 0.052792 | 0.023628 | 0.034597 | 0.052792 | 0.054557 | 0.02211 | -0.23566 | -0.65969 | 0.02211 | -0.0032564 | 0.098183 | -0.28159 | -0.83039 | 0.098183 | 0.067389
36 | 0.27 | 0.32 | South/Central | TN | Memphis.Intl.AP.723340 | 3 | 1295447 | 46.1661 | 13.4022 | 64.7638 | 45.5553 | 19.2086 | 965.1 | 2.9129 | 13 | 3.5185 | -0.60557 | 21.0066 | 1.2113 | -2.04 | 1.8312 | -0.61985 | -1.1513 | 1.8513 | -26.78 | 3.968 | -2.1167 | -33.1717 | 2.9129 | 13 | 3.5185 | -0.60557 | 21.0066 | 3.0159 | 11.52 | 3.7374 | -0.72149 | 19.2099 | 0.017139 | 0.79125 | 0.2297 | 1.11 | 16.541 | 0.049925 | 0.020761 | 0.031731 | 0.049925 | 0.05169 | 0.22281 | -0.034964 | -0.45899 | 0.22281 | 0.19744 | 0.36004 | -0.019733 | -0.56854 | 0.36004 | 0.32924 | 0.017139 | 0.79125 | 0.2297 | 1.11 | 16.541 | 0.049925 | 0.020761 | 0.031731 | 0.049925 | 0.05169 | 0.22281 | -0.034964 | -0.45899 | 0.22281 | 0.19744 | 0.36004 | -0.019733 | -0.56854 | 0.36004 | 0.32924
37 | 0.27 | 0.27 | South/Central | TN | Memphis.Intl.AP.723340 | 3 | 1295447 | 46.952 | 12.97 | 64.9521 | 46.3308 | 18.6213 | 954.81 | 2.7247 | 23.29 | 2.743 | -0.018311 | 34.3736 | 1.0231 | 8.25 | 1.0557 | -0.032594 | 12.2157 | 1.6631 | -16.49 | 3.1925 | -1.5294 | -19.8046 | 2.7247 | 23.29 | 2.743 | -0.018311 | 34.3736 | 2.8276 | 21.81 | 2.9619 | -0.13424 | 32.5769 | 0.017139 | 0.80472 | 0.22229 | 1.1132 | 16.3647 | 0.046699 | 0.017534 | 0.028504 | 0.046699 | 0.048463 | 0.39917 | 0.1414 | -0.28263 | 0.39917 | 0.37381 | 0.58914 | 0.20937 | -0.33943 | 0.58914 | 0.55834 | 0.017139 | 0.80472 | 0.22229 | 1.1132 | 16.3647 | 0.046699 | 0.017534 | 0.028504 | 0.046699 | 0.048463 | 0.39917 | 0.1414 | -0.28263 | 0.39917 | 0.37381 | 0.58914 | 0.20937 | -0.33943 | 0.58914 | 0.55834
38 | 0.27 | 0.23 | South/Central | TN | Memphis.Intl.AP.723340 | 3 | 1295447 | 47.632 | 12.6025 | 65.1185 | 47.0017 | 18.1167 | 946.02 | 2.5583 | 32.08 | 2.072 | 0.48626 | 45.7997 | 0.8567 | 17.04 | 0.38472 | 0.47198 | 23.6418 | 1.4967 | -7.7 | 2.5216 | -1.0248 | -8.3785 | 2.5583 | 32.08 | 2.072 | 0.48626 | 45.7997 | 2.6613 | 30.6 | 2.2909 | 0.37033 | 44.003 | 0.017139 | 0.81637 | 0.216 | 1.1161 | 16.214 | 0.043847 | 0.014683 | 0.025653 | 0.043847 | 0.045612 | 0.54982 | 0.29205 | -0.13197 | 0.54982 | 0.52446 | 0.78497 | 0.4052 | -0.1436 | 0.78497 | 0.75418 | 0.017139 | 0.81637 | 0.216 | 1.1161 | 16.214 | 0.043847 | 0.014683 | 0.025653 | 0.043847 | 0.045612 | 0.54982 | 0.29205 | -0.13197 | 0.54982 | 0.52446 | 0.78497 | 0.4052 | -0.1436 | 0.78497 | 0.75418
39 | 0.27 | 0.19 | South/Central | TN | Memphis.Intl.AP.723340 | 3 | 1295447 | 48.5926 | 12.0905 | 65.3872 | 47.9498 | 17.4374 | 934.63 | 2.2896 | 43.47 | 1.124 | 1.1656 | 60.6101 | 0.58796 | 28.43 | -0.56334 | 1.1513 | 38.4521 | 1.228 | 3.69 | 1.5735 | -0.34551 | 6.4318 | 2.2896 | 43.47 | 1.124 | 1.1656 | 60.6101 | 2.3925 | 41.99 | 1.3429 | 1.0497 | 58.8134 | 0.017139 | 0.83284 | 0.20722 | 1.1207 | 16.0188 | 0.039241 | 0.010077 | 0.021047 | 0.039241 | 0.041006 | 0.74504 | 0.48727 | 0.063244 | 0.74504 | 0.71967 | 1.0388 | 0.65904 | 0.11024 | 1.0388 | 1.008 | 0.017139 | 0.83284 | 0.20722 | 1.1207 | 16.0188 | 0.039241 | 0.010077 | 0.021047 | 0.039241 | 0.041006 | 0.74504 | 0.48727 | 0.063244 | 0.74504 | 0.71967 | 1.0388 | 0.65904 | 0.11024 | 1.0388 | 1.008
40 | 0.27 | 0.17 | South/Central | TN | Memphis.Intl.AP.723340 | 3 | 1295447 | 49.1017 | 11.8293 | 65.5396 | 48.4521 | 17.0874 | 928.89 | 2.1372 | 49.21 | 0.62162 | 1.5156 | 68.0628 | 0.43559 | 34.17 | -1.0657 | 1.5013 | 45.9048 | 1.0756 | 9.43 | 1.0711 | 0.0044896 | 13.8845 | 2.1372 | 49.21 | 0.62162 | 1.5156 | 68.0628 | 2.2402 | 47.73 | 0.84052 | 1.3997 | 66.266 | 0.017139 | 0.84156 | 0.20274 | 1.1233 | 15.9204 | 0.03663 | 0.0074657 | 0.018435 | 0.03663 | 0.038395 | 0.84342 | 0.58565 | 0.16162 | 0.84342 | 0.81805 | 1.1665 | 0.78677 | 0.23797 | 1.1665 | 1.1357 | 0.017139 | 0.84156 | 0.20274 | 1.1233 | 15.9204 | 0.03663 | 0.0074657 | 0.018435 | 0.03663 | 0.038395 | 0.84342 | 0.58565 | 0.16162 | 0.84342 | 0.81805 | 1.1665 | 0.78677 | 0.23797 | 1.1665 | 1.1357
41 | 0.26 | 0.47 | South/Central | TN | Memphis.Intl.AP.723340 | 3 | 1295447 | 43.6341 | 14.8084 | 64.1318 | 43.0566 | 21.0752 | 997.51 | 3.545 | -19.41 | 6.0172 | -2.4722 | -21.051 | 1.8434 | -34.45 | 4.3299 | -2.4865 | -43.2089 | 2.4834 | -59.19 | 6.4667 | -3.9833 | -75.2293 | 3.545 | -19.41 | 6.0172 | -2.4722 | -21.051 | 3.648 | -20.89 | 6.2361 | -2.5881 | -22.8477 | 0.017139 | 0.74785 | 0.2538 | 1.0992 | 17.0965 | 0.060758 | 0.031594 | 0.042564 | 0.060758 | 0.062523 | -0.33267 | -0.59044 | -1.0145 | -0.33267 | -0.35804 | -0.3608 | -0.74057 | -1.2894 | -0.3608 | -0.39159 | 0.017139 | 0.74785 | 0.2538 | 1.0992 | 17.0965 | 0.060758 | 0.031594 | 0.042564 | 0.060758 | 0.062523 | -0.33267 | -0.59044 | -1.0145 | -0.33267 | -0.35804 | -0.3608 | -0.74057 | -1.2894 | -0.3608 | -0.39159
42 | 0.26 | 0.42 | South/Central | TN | Memphis.Intl.AP.723340 | 3 | 1295447 | 44.3645 | 14.2729 | 64.1346 | 43.7773 | 20.3574 | 982.97 | 3.5422 | -4.87 | 5.2965 | -1.7544 | -1.8029 | 1.8405 | -19.91 | 3.6092 | -1.7686 | -23.9608 | 2.4806 | -44.65 | 5.746 | -3.2654 | -55.9812 | 3.5422 | -4.87 | 5.2965 | -1.7544 | -1.8029 | 3.6451 | -6.35 | 5.5154 | -1.8703 | -3.5996 | 0.017139 | 0.76037 | 0.24463 | 1.0992 | 16.8473 | 0.06071 | 0.031545 | 0.042515 | 0.06071 | 0.062474 | -0.083468 | -0.34124 | -0.76526 | -0.083468 | -0.10883 | -0.0309 | -0.41067 | -0.95947 | -0.0309 | -0.061694 | 0.017139 | 0.76037 | 0.24463 | 1.0992 | 16.8473 | 0.06071 | 0.031545 | 0.042515 | 0.06071 | 0.062474 | -0.083468 | -0.34124 | -0.76526 | -0.083468 | -0.10883 | -0.0309 | -0.41067 | -0.95947 | -0.0309 | -0.061694
43 | 0.26 | 0.37 | South/Central | TN | Memphis.Intl.AP.723340 | 3 | 1295447 | 44.885 | 13.9849 | 64.2519 | 44.2908 | 19.9611 | 975.92 | 3.4248 | 2.18 | 4.7829 | -1.3581 | 7.3405 | 1.7232 | -12.86 | 3.0956 | -1.3724 | -14.8174 | 2.3632 | -37.6 | 5.2324 | -2.8692 | -46.8378 | 3.4248 | 2.18 | 4.7829 | -1.3581 | 7.3405 | 3.5278 | 0.7 | 5.0018 | -1.474 | 5.5438 | 0.017139 | 0.76929 | 0.23969 | 1.1012 | 16.7265 | 0.058699 | 0.029534 | 0.040504 | 0.058699 | 0.060463 | 0.037363 | -0.22041 | -0.64443 | 0.037363 | 0.011997 | 0.12581 | -0.25396 | -0.80276 | 0.12581 | 0.095016 | 0.017139 | 0.76929 | 0.23969 | 1.1012 | 16.7265 | 0.058699 | 0.029534 | 0.040504 | 0.058699 | 0.060463 | 0.037363 | -0.22041 | -0.64443 | 0.037363 | 0.011997 | 0.12581 | -0.25396 | -0.80276 | 0.12581 | 0.095016
44 | 0.26 | 0.32 | South/Central | TN | Memphis.Intl.AP.723340 | 3 | 1295447 | 45.6007 | 13.578 | 64.4051 | 44.9972 | 19.4079 | 966 | 3.2717 | 12.1 | 4.0766 | -0.80489 | 20.2424 | 1.5701 | -2.94 | 2.3892 | -0.81918 | -1.9155 | 2.2101 | -27.68 | 4.5261 | -2.316 | -33.9358 | 3.2717 | 12.1 | 4.0766 | -0.80489 | 20.2424 | 3.3746 | 10.62 | 4.2955 | -0.92082 | 18.4457 | 0.017139 | 0.78156 | 0.23272 | 1.1039 | 16.5564 | 0.056074 | 0.02691 | 0.037879 | 0.056074 | 0.057838 | 0.20738 | -0.050389 | -0.47441 | 0.20738 | 0.18202 | 0.34694 | -0.03283 | -0.58163 | 0.34694 | 0.31614 | 0.017139 | 0.78156 | 0.23272 | 1.1039 | 16.5564 | 0.056074 | 0.02691 | 0.037879 | 0.056074 | 0.057838 | 0.20738 | -0.050389 | -0.47441 | 0.20738 | 0.18202 | 0.34694 | -0.03283 | -0.58163 | 0.34694 | 0.31614
45 | 0.26 | 0.27 | South/Central | TN | Memphis.Intl.AP.723340 | 3 | 1295447 | 46.4965 | 13.0499 | 64.5866 | 45.8812 | 18.7054 | 953.33 | 3.0902 | 24.77 | 3.1926 | -0.10236 | 36.7931 | 1.3886 | 9.73 | 1.5052 | -0.11665 | 14.6351 | 2.0286 | -15.01 | 3.6421 | -1.6135 | -17.3852 | 3.0902 | 24.77 | 3.1926 | -0.10236 | 36.7931 | 3.1932 | 23.29 | 3.4115 | -0.21829 | 34.9964 | 0.017139 | 0.79691 | 0.22367 | 1.107 | 16.3393 | 0.052964 | 0.023799 | 0.034769 | 0.052964 | 0.054728 | 0.42454 | 0.16676 | -0.25726 | 0.42454 | 0.39917 | 0.6306 | 0.25083 | -0.29797 | 0.6306 | 0.59981 | 0.017139 | 0.79691 | 0.22367 | 1.107 | 16.3393 | 0.052964 | 0.023799 | 0.034769 | 0.052964 | 0.054728 | 0.42454 | 0.16676 | -0.25726 | 0.42454 | 0.39917 | 0.6306 | 0.25083 | -0.29797 | 0.6306 | 0.59981
46 | 0.26 | 0.23 | South/Central | TN | Memphis.Intl.AP.723340 | 3 | 1295447 | 47.2729 | 12.6091 | 64.7569 | 46.6474 | 18.1095 | 942.73 | 2.9199 | 35.37 | 2.4264 | 0.49346 | 50.6196 | 1.2183 | 20.33 | 0.73907 | 0.47918 | 28.4617 | 1.8583 | -4.41 | 2.8759 | -1.0176 | -3.5587 | 2.9199 | 35.37 | 2.4264 | 0.49346 | 50.6196 | 3.0228 | 33.89 | 2.6453 | 0.37753 | 48.8229 | 0.017139 | 0.81022 | 0.21611 | 1.1099 | 16.1576 | 0.050044 | 0.02088 | 0.031849 | 0.050044 | 0.051809 | 0.60621 | 0.34844 | -0.075584 | 0.60621 | 0.58085 | 0.86758 | 0.48781 | -0.060993 | 0.86758 | 0.83678 | 0.017139 | 0.81022 | 0.21611 | 1.1099 | 16.1576 | 0.050044 | 0.02088 | 0.031849 | 0.050044 | 0.051809 | 0.60621 | 0.34844 | -0.075584 | 0.60621 | 0.58085 | 0.86758 | 0.48781 | -0.060993 | 0.86758 | 0.83678
47 | 0.26 | 0.19 | South/Central | TN | Memphis.Intl.AP.723340 | 3 | 1295447 | 48.2282 | 12.0963 | 65.0231 | 47.5901 | 17.433 | 931.38 | 2.6537 | 46.72 | 1.4837 | 1.17 | 65.3885 | 0.95209 | 31.68 | -0.20363 | 1.1557 | 43.2305 | 1.5921 | 6.94 | 1.9332 | -0.34108 | 11.2102 | 2.6537 | 46.72 | 1.4837 | 1.17 | 65.3885 | 2.7567 | 45.24 | 1.7026 | 1.0541 | 63.5918 | 0.017139 | 0.82659 | 0.20732 | 1.1144 | 15.9631 | 0.045482 | 0.016318 | 0.027288 | 0.045482 | 0.047247 | 0.80074 | 0.54297 | 0.11895 | 0.80074 | 0.77538 | 1.1207 | 0.74094 | 0.19213 | 1.1207 | 1.0899 | 0.017139 | 0.82659 | 0.20732 | 1.1144 | 15.9631 | 0.045482 | 0.016318 | 0.027288 | 0.045482 | 0.047247 | 0.80074 | 0.54297 | 0.11895 | 0.80074 | 0.77538 | 1.1207 | 0.74094 | 0.19213 | 1.1207 | 1.0899
48 | 0.26 | 0.17 | South/Central | TN | Memphis.Intl.AP.723340 | 3 | 1295447 | 48.7328 | 11.8359 | 65.172 | 48.088 | 17.084 | 925.63 | 2.5048 | 52.47 | 0.98581 | 1.519 | 72.8576 | 0.80318 | 37.43 | -0.70151 | 1.5047 | 50.6997 | 1.4432 | 12.69 | 1.4353 | 0.007883 | 18.6793 | 2.5048 | 52.47 | 0.98581 | 1.519 | 72.8576 | 2.6078 | 50.99 | 1.2047 | 1.403 | 71.0609 | 0.017139 | 0.83524 | 0.20286 | 1.117 | 15.8645 | 0.04293 | 0.013766 | 0.024735 | 0.04293 | 0.044695 | 0.89929 | 0.64152 | 0.2175 | 0.89929 | 0.87393 | 1.2487 | 0.86895 | 0.32015 | 1.2487 | 1.2179 | 0.017139 | 0.83524 | 0.20286 | 1.117 | 15.8645 | 0.04293 | 0.013766 | 0.024735 | 0.04293 | 0.044695 | 0.89929 | 0.64152 | 0.2175 | 0.89929 | 0.87393 | 1.2487 | 0.86895 | 0.32015 | 1.2487 | 1.2179
49 | 0.25 | 0.47 | South/Central | TN | Memphis.Intl.AP.723340 | 3 | 1295447 | 43.3295 | 14.7892 | 63.7979 | 42.7559 | 21.0421 | 993.95 | 3.8788 | -15.85 | 6.3179 | -2.4391 | -15.8884 | 2.1772 | -30.89 | 4.6306 | -2.4533 | -38.0463 | 2.8173 | -55.63 | 6.7674 | -3.9501 | -70.0666 | 3.8788 | -15.85 | 6.3179 | -2.4391 | -15.8884 | 3.9818 | -17.33 | 6.5368 | -2.555 | -17.6851 | 0.017139 | 0.74263 | 0.25347 | 1.0934 | 17.0355 | 0.06648 | 0.037316 | 0.048285 | 0.06648 | 0.068245 | -0.27166 | -0.52943 | -0.95345 | -0.27166 | -0.29702 | -0.27231 | -0.65208 | -1.2009 | -0.27231 | -0.30311 | 0.017139 | 0.74263 | 0.25347 | 1.0934 | 17.0355 | 0.06648 | 0.037316 | 0.048285 | 0.06648 | 0.068245 | -0.27166 | -0.52943 | -0.95345 | -0.27166 | -0.29702 | -0.27231 | -0.65208 | -1.2009 | -0.27231 | -0.30311
50 | 0.25 | 0.42 | South/Central | TN | Memphis.Intl.AP.723340 | 3 | 1295447 | 44.0303 | 14.2729 | 63.7904 | 43.4474 | 20.343 | 979.68 | 3.8864 | -1.58 | 5.6264 | -1.74 | 2.9865 | 2.1848 | -16.62 | 3.9391 | -1.7543 | -19.1714 | 2.8248 | -41.36 | 6.0759 | -3.2511 | -51.1917 | 3.8864 | -1.58 | 5.6264 | -1.74 | 2.9865 | 3.9893 | -3.06 | 5.8453 | -1.856 | 1.1898 | 0.017139 | 0.75464 | 0.24463 | 1.0933 | 16.7909 | 0.066609 | 0.037445 | 0.048415 | 0.066609 | 0.068374 | -0.02708 | -0.28485 | -0.70888 | -0.02708 | -0.052446 | 0.051186 | -0.32858 | -0.87738 | 0.051186 | 0.020392 | 0.017139 | 0.75464 | 0.24463 | 1.0933 | 16.7909 | 0.066609 | 0.037445 | 0.048415 | 0.066609 | 0.068374 | -0.02708 | -0.28485 | -0.70888 | -0.02708 | -0.052446 | 0.051186 | -0.32858 | -0.87738 | 0.051186 | 0.020392
51 | 0.25 | 0.37 | South/Central | TN | Memphis.Intl.AP.723340 | 3 | 1295447 | 44.4331 | 14.091 | 63.9259 | 43.8449 | 20.081 | 975.51 | 3.7508 | 2.59 | 5.2288 | -1.478 | 8.2914 | 2.0492 | -12.45 | 3.5415 | -1.4923 | -13.8666 | 2.6892 | -37.19 | 5.6783 | -2.9891 | -45.8869 | 3.7508 | 2.59 | 5.2288 | -1.478 | 8.2914 | 3.8538 | 1.11 | 5.4477 | -1.5939 | 6.4947 | 0.017139 | 0.76155 | 0.24151 | 1.0956 | 16.7194 | 0.064286 | 0.035122 | 0.046091 | 0.064286 | 0.066051 | 0.04439 | -0.21338 | -0.63741 | 0.04439 | 0.019024 | 0.14211 | -0.23766 | -0.78646 | 0.14211 | 0.11131 | 0.017139 | 0.76155 | 0.24151 | 1.0956 | 16.7194 | 0.064286 | 0.035122 | 0.046091 | 0.064286 | 0.066051 | 0.04439 | -0.21338 | -0.63741 | 0.04439 | 0.019024 | 0.14211 | -0.23766 | -0.78646 | 0.14211 | 0.11131
52 | 0.25 | 0.32 | South/Central | TN | Memphis.Intl.AP.723340 | 3 | 1295447 | 45.0291 | 13.7633 | 64.0579 | 44.433 | 19.6249 | 967.38 | 3.6189 | 10.72 | 4.6408 | -1.0219 | 18.8556 | 1.9173 | -4.32 | 2.9534 | -1.0362 | -3.3023 | 2.5573 | -29.06 | 5.0903 | -2.533 | -35.3226 | 3.6189 | 10.72 | 4.6408 | -1.0219 | 18.8556 | 3.7218 | 9.24 | 4.8597 | -1.1378 | 17.0589 | 0.017139 | 0.77176 | 0.23589 | 1.0979 | 16.5801 | 0.062024 | 0.03286 | 0.04383 | 0.062024 | 0.063789 | 0.18373 | -0.074041 | -0.49806 | 0.18373 | 0.15837 | 0.32317 | -0.056599 | -0.6054 | 0.32317 | 0.29238 | 0.017139 | 0.77176 | 0.23589 | 1.0979 | 16.5801 | 0.062024 | 0.03286 | 0.04383 | 0.062024 | 0.063789 | 0.18373 | -0.074041 | -0.49806 | 0.18373 | 0.15837 | 0.32317 | -0.056599 | -0.6054 | 0.32317 | 0.29238
53 | 0.25 | 0.27 | South/Central | TN | Memphis.Intl.AP.723340 | 3 | 1295447 | 46.0356 | 13.1351 | 64.2208 | 45.4263 | 18.7945 | 951.95 | 3.456 | 26.15 | 3.6475 | -0.19153 | 39.0781 | 1.7544 | 11.11 | 1.9602 | -0.20582 | 16.9202 | 2.3944 | -13.63 | 4.097 | -1.7026 | -15.1001 | 3.456 | 26.15 | 3.6475 | -0.19153 | 39.0781 | 3.5589 | 24.67 | 3.8664 | -0.30746 | 37.2814 | 0.017139 | 0.78901 | 0.22512 | 1.1007 | 16.3156 | 0.059233 | 0.030068 | 0.041038 | 0.059233 | 0.060997 | 0.44819 | 0.19042 | -0.23361 | 0.44819 | 0.42282 | 0.66977 | 0.29 | -0.2588 | 0.66977 | 0.63897 | 0.017139 | 0.78901 | 0.22512 | 1.1007 | 16.3156 | 0.059233 | 0.030068 | 0.041038 | 0.059233 | 0.060997 | 0.44819 | 0.19042 | -0.23361 | 0.44819 | 0.42282 | 0.66977 | 0.29 | -0.2588 | 0.66977 | 0.63897
54 | 0.25 | 0.23 | South/Central | TN | Memphis.Intl.AP.723340 | 3 | 1295447 | 46.9078 | 12.6196 | 64.401 | 46.2869 | 18.1141 | 939.74 | 3.2758 | 38.36 | 2.7869 | 0.48888 | 55.0506 | 1.5742 | 23.32 | 1.0996 | 0.47459 | 32.8927 | 2.2142 | -1.42 | 3.2364 | -1.0222 | 0.87234 | 3.2758 | 38.36 | 2.7869 | 0.48888 | 55.0506 | 3.3787 | 36.88 | 3.0058 | 0.37295 | 53.2539 | 0.017139 | 0.80396 | 0.21629 | 1.1038 | 16.1064 | 0.056144 | 0.02698 | 0.037949 | 0.056144 | 0.057909 | 0.65746 | 0.39969 | -0.024338 | 0.65746 | 0.63209 | 0.94352 | 0.56375 | 0.014951 | 0.94352 | 0.91273 | 0.017139 | 0.80396 | 0.21629 | 1.1038 | 16.1064 | 0.056144 | 0.02698 | 0.037949 | 0.056144 | 0.057909 | 0.65746 | 0.39969 | -0.024338 | 0.65746 | 0.63209 | 0.94352 | 0.56375 | 0.014951 | 0.94352 | 0.91273
55 | 0.25 | 0.19 | South/Central | TN | Memphis.Intl.AP.723340 | 3 | 1295447 | 47.8596 | 12.106 | 64.6542 | 47.2262 | 17.4281 | 928.08 | 3.0225 | 50.02 | 1.8476 | 1.1749 | 70.2402 | 1.3209 | 34.98 | 0.16026 | 1.1606 | 48.0823 | 1.9609 | 10.24 | 2.2971 | -0.33616 | 16.062 | 3.0225 | 50.02 | 1.8476 | 1.1749 | 70.2402 | 3.1255 | 48.54 | 2.0665 | 1.059 | 68.4435 | 0.017139 | 0.82027 | 0.20749 | 1.1081 | 15.9065 | 0.051803 | 0.022639 | 0.033609 | 0.051803 | 0.053568 | 0.8573 | 0.59953 | 0.17551 | 0.8573 | 0.83194 | 1.2039 | 0.82409 | 0.27529 | 1.2039 | 1.1731 | 0.017139 | 0.82027 | 0.20749 | 1.1081 | 15.9065 | 0.051803 | 0.022639 | 0.033609 | 0.051803 | 0.053568 | 0.8573 | 0.59953 | 0.17551 | 0.8573 | 0.83194 | 1.2039 | 0.82409 | 0.27529 | 1.2039 | 1.1731
56 | 0.25 | 0.17 | South/Central | TN | Memphis.Intl.AP.723340 | 3 | 1295447 | 48.3622 | 11.8456 | 64.8063 | 47.7221 | 17.0842 | 922.45 | 2.8704 | 55.65 | 1.3516 | 1.5188 | 77.5311 | 1.1688 | 40.61 | -0.33568 | 1.5045 | 55.3732 | 1.8088 | 15.87 | 1.8012 | 0.0076876 | 23.3529 | 2.8704 | 55.65 | 1.3516 | 1.5188 | 77.5311 | 2.9734 | 54.17 | 1.5705 | 1.4028 | 75.7344 | 0.017139 | 0.82889 | 0.20302 | 1.1107 | 15.81 | 0.049197 | 0.020032 | 0.031002 | 0.049197 | 0.050961 | 0.9538 | 0.69602 | 0.272 | 0.9538 | 0.92843 | 1.3288 | 0.94905 | 0.40025 | 1.3288 | 1.298 | 0.017139 | 0.82889 | 0.20302 | 1.1107 | 15.81 | 0.049197 | 0.020032 | 0.031002 | 0.049197 | 0.050961 | 0.9538 | 0.69602 | 0.272 | 0.9538 | 0.92843 | 1.3288 | 0.94905 | 0.40025 | 1.3288 | 1.298
57 | 0.24 | 0.47 | South/Central | TN | Memphis.Intl.AP.723340 | 3 | 1295447 | 42.9839 | 14.8081 | 63.4657 | 42.4148 | 21.051 | 991.25 | 4.211 | -13.15 | 6.659 | -2.448 | -11.8767 | 2.5094 | -28.19 | 4.9717 | -2.4622 | -34.0346 | 3.1495 | -52.93 | 7.1085 | -3.9591 | -66.0549 | 4.211 | -13.15 | 6.659 | -2.448 | -11.8767 | 4.314 | -14.63 | 6.8779 | -2.5639 | -13.6734 | 0.017139 | 0.73671 | 0.2538 | 1.0878 | 16.9892 | 0.072174 | 0.04301 | 0.053979 | 0.072174 | 0.073939 | -0.22538 | -0.48315 | -0.90718 | -0.22538 | -0.25075 | -0.20356 | -0.58333 | -1.1321 | -0.20356 | -0.23435 | 0.017139 | 0.73671 | 0.2538 | 1.0878 | 16.9892 | 0.072174 | 0.04301 | 0.053979 | 0.072174 | 0.073939 | -0.22538 | -0.48315 | -0.90718 | -0.22538 | -0.25075 | -0.20356 | -0.58333 | -1.1321 | -0.20356 | -0.23435
58 | 0.24 | 0.42 | South/Central | TN | Memphis.Intl.AP.723340 | 3 | 1295447 | 43.6812 | 14.2883 | 63.448 | 43.1028 | 20.3451 | 976.76 | 4.2288 | 1.34 | 5.9709 | -1.7421 | 7.3123 | 2.5272 | -13.7 | 4.2836 | -1.7564 | -14.8456 | 3.1672 | -38.44 | 6.4204 | -3.2532 | -46.8659 | 4.2288 | 1.34 | 5.9709 | -1.7421 | 7.3123 | 4.3318 | -0.14 | 6.1898 | -1.8581 | 5.5156 | 0.017139 | 0.74866 | 0.24489 | 1.0874 | 16.7409 | 0.072478 | 0.043314 | 0.054284 | 0.072478 | 0.074243 | 0.022967 | -0.23481 | -0.65883 | 0.022967 | -0.0023995 | 0.12533 | -0.25444 | -0.80324 | 0.12533 | 0.094533 | 0.017139 | 0.74866 | 0.24489 | 1.0874 | 16.7409 | 0.072478 | 0.043314 | 0.054284 | 0.072478 | 0.074243 | 0.022967 | -0.23481 | -0.65883 | 0.022967 | -0.0023995 | 0.12533 | -0.25444 | -0.80324 | 0.12533 | 0.094533
59 | 0.24 | 0.37 | South/Central | TN | Memphis.Intl.AP.723340 | 3 | 1295447 | 44.0785 | 14.1011 | 63.5772 | 43.4948 | 20.0824 | 972.51 | 4.0996 | 5.59 | 5.579 | -1.4794 | 12.7176 | 2.398 | -9.45 | 3.8917 | -1.4937 | -9.4404 | 3.038 | -34.19 | 6.0285 | -2.9905 | -41.4607 | 4.0996 | 5.59 | 5.579 | -1.4794 | 12.7176 | 4.2026 | 4.11 | 5.7979 | -1.5953 | 10.9209 | 0.017139 | 0.75547 | 0.24168 | 1.0897 | 16.668 | 0.070264 | 0.0411 | 0.052069 | 0.070264 | 0.072029 | 0.095808 | -0.16197 | -0.58599 | 0.095808 | 0.070442 | 0.21797 | -0.1618 | -0.7106 | 0.21797 | 0.18717 | 0.017139 | 0.75547 | 0.24168 | 1.0897 | 16.668 | 0.070264 | 0.0411 | 0.052069 | 0.070264 | 0.072029 | 0.095808 | -0.16197 | -0.58599 | 0.095808 | 0.070442 | 0.21797 | -0.1618 | -0.7106 | 0.21797 | 0.18717
60 | 0.24 | 0.32 | South/Central | TN | Memphis.Intl.AP.723340 | 3 | 1295447 | 44.6736 | 13.7733 | 63.7032 | 44.0821 | 19.6212 | 964.22 | 3.9735 | 13.88 | 4.9917 | -1.0182 | 23.4938 | 2.2719 | -1.16 | 3.3044 | -1.0325 | 1.3359 | 2.9119 | -25.9 | 5.4412 | -2.5293 | -30.6844 | 3.9735 | 13.88 | 4.9917 | -1.0182 | 23.4938 | 4.0765 | 12.4 | 5.2106 | -1.1341 | 21.6971 | 0.017139 | 0.76567 | 0.23606 | 1.0918 | 16.5259 | 0.068103 | 0.038939 | 0.049908 | 0.068103 | 0.069868 | 0.23789 | -0.019881 | -0.4439 | 0.23789 | 0.21253 | 0.40267 | 0.022896 | -0.52591 | 0.40267 | 0.37187 | 0.017139 | 0.76567 | 0.23606 | 1.0918 | 16.5259 | 0.068103 | 0.038939 | 0.049908 | 0.068103 | 0.069868 | 0.23789 | -0.019881 | -0.4439 | 0.23789 | 0.21253 | 0.40267 | 0.022896 | -0.52591 | 0.40267 | 0.37187
61 | 0.24 | 0.27 | South/Central | TN | Memphis.Intl.AP.723340 | 3 | 1295447 | 45.6766 | 13.1416 | 63.8584 | 45.0719 | 18.7865 | 948.64 | 3.8183 | 29.46 | 4.0019 | -0.18353 | 43.9298 | 2.1167 | 14.42 | 2.3145 | -0.19782 | 21.7719 | 2.7567 | -10.32 | 4.4514 | -1.6946 | -10.2484 | 3.8183 | 29.46 | 4.0019 | -0.18353 | 43.9298 | 3.9213 | 27.98 | 4.2208 | -0.29946 | 42.1331 | 0.017139 | 0.78286 | 0.22524 | 1.0945 | 16.2589 | 0.065443 | 0.036279 | 0.047248 | 0.065443 | 0.067208 | 0.50492 | 0.24715 | -0.17688 | 0.50492 | 0.47955 | 0.75292 | 0.37315 | -0.17565 | 0.75292 | 0.72213 | 0.017139 | 0.78286 | 0.22524 | 1.0945 | 16.2589 | 0.065443 | 0.036279 | 0.047248 | 0.065443 | 0.067208 | 0.50492 | 0.24715 | -0.17688 | 0.50492 | 0.47955 | 0.75292 | 0.37315 | -0.17565 | 0.75292 | 0.72213
62 | 0.24 | 0.23 | South/Central | TN | Memphis.Intl.AP.723340 | 3 | 1295447 | 46.5491 | 12.6234 | 64.0372 | 45.9328 | 18.1044 | 936.39 | 3.6395 | 41.71 | 3.1409 | 0.49858 | 59.9662 | 1.9379 | 26.67 | 1.4536 | 0.4843 | 37.8083 | 2.5779 | 1.93 | 3.5905 | -1.0125 | 5.788 | 3.6395 | 41.71 | 3.1409 | 0.49858 | 59.9662 | 3.7425 | 40.23 | 3.3598 | 0.38265 | 58.1695 | 0.017139 | 0.79781 | 0.21635 | 1.0975 | 16.049 | 0.062378 | 0.033214 | 0.044184 | 0.062378 | 0.064143 | 0.71488 | 0.4571 | 0.033079 | 0.71488 | 0.68951 | 1.0278 | 0.648 | 0.099201 | 1.0278 | 0.99698 | 0.017139 | 0.79781 | 0.21635 | 1.0975 | 16.049 | 0.062378 | 0.033214 | 0.044184 | 0.062378 | 0.064143 | 0.71488 | 0.4571 | 0.033079 | 0.71488 | 0.68951 | 1.0278 | 0.648 | 0.099201 | 1.0278 | 0.99698
63 | 0.24 | 0.19 | South/Central | TN | Memphis.Intl.AP.723340 | 3 | 1295447 | 47.4952 | 12.1105 | 64.294 | 46.8665 | 17.4275 | 924.93 | 3.3828 | 53.17 | 2.2073 | 1.1755 | 74.8651 | 1.6812 | 38.13 | 0.51996 | 1.1612 | 52.7071 | 2.3212 | 13.39 | 2.6568 | -0.3356 | 20.6868 | 3.3828 | 53.17 | 2.2073 | 1.1755 | 74.8651 | 3.4857 | 51.69 | 2.4262 | 1.0596 | 73.0684 | 0.017139 | 0.81403 | 0.20756 | 1.1019 | 15.8525 | 0.057978 | 0.028814 | 0.039783 | 0.057978 | 0.059743 | 0.91129 | 0.65352 | 0.22949 | 0.91129 | 0.88592 | 1.2831 | 0.90336 | 0.35456 | 1.2831 | 1.2523 | 0.017139 | 0.81403 | 0.20756 | 1.1019 | 15.8525 | 0.057978 | 0.028814 | 0.039783 | 0.057978 | 0.059743 | 0.91129 | 0.65352 | 0.22949 | 0.91129 | 0.88592 | 1.2831 | 0.90336 | 0.35456 | 1.2831 | 1.2523
64 | 0.24 | 0.17 | South/Central | TN | Memphis.Intl.AP.723340 | 3 | 1295447 | 48.0031 | 11.8456 | 64.4411 | 47.3678 | 17.0733 | 919.07 | 3.2357 | 59.03 | 1.706 | 1.5297 | 82.4987 | 1.5341 | 43.99 | 0.018673 | 1.5154 | 60.3407 | 2.1741 | 19.25 | 2.1555 | 0.018609 | 28.3204 | 3.2357 | 59.03 | 1.706 | 1.5297 | 82.4987 | 3.3387 | 57.55 | 1.9249 | 1.4138 | 80.702 | 0.017139 | 0.82273 | 0.20302 | 1.1045 | 15.7521 | 0.055457 | 0.026293 | 0.037263 | 0.055457 | 0.057222 | 1.0117 | 0.75395 | 0.32993 | 1.0117 | 0.98636 | 1.414 | 1.0342 | 0.48539 | 1.414 | 1.3832 | 0.017139 | 0.82273 | 0.20302 | 1.1045 | 15.7521 | 0.055457 | 0.026293 | 0.037263 | 0.055457 | 0.057222 | 1.0117 | 0.75395 | 0.32993 | 1.0117 | 0.98636 | 1.414 | 1.0342 | 0.48539 | 1.414 | 1.3832
65 | 0.22 | 0.47 | South/Central | TN | Memphis.Intl.AP.723340 | 3 | 1295447 | 42.2739 | 14.8343 | 62.772 | 41.7139 | 21.0581 | 985.35 | 4.9047 | -7.25 | 7.3598 | -2.4551 | -3.1909 | 3.2031 | -22.29 | 5.6725 | -2.4694 | -25.3489 | 3.8432 | -47.03 | 7.8093 | -3.9662 | -57.3692 | 4.9047 | -7.25 | 7.3598 | -2.4551 | -3.1909 | 5.0077 | -8.73 | 7.5787 | -2.571 | -4.9876 | 0.017139 | 0.72454 | 0.25425 | 1.0759 | 16.8881 | 0.084063 | 0.054899 | 0.065869 | 0.084063 | 0.085828 | -0.12426 | -0.38203 | -0.80606 | -0.12426 | -0.14963 | -0.05469 | -0.43446 | -0.98326 | -0.05469 | -0.085484 | 0.017139 | 0.72454 | 0.25425 | 1.0759 | 16.8881 | 0.084063 | 0.054899 | 0.065869 | 0.084063 | 0.085828 | -0.12426 | -0.38203 | -0.80606 | -0.12426 | -0.14963 | -0.05469 | -0.43446 | -0.98326 | -0.05469 | -0.085484
66 | 0.22 | 0.42 | South/Central | TN | Memphis.Intl.AP.723340 | 3 | 1295447 | 42.9701 | 14.3179 | 62.7618 | 42.4009 | 20.3609 | 971.11 | 4.9149 | 6.99 | 6.6728 | -1.7579 | 15.6679 | 3.2133 | -8.05 | 4.9855 | -1.7722 | -6.49 | 3.8533 | -32.79 | 7.1223 | -3.269 | -38.5103 | 4.9149 | 6.99 | 6.6728 | -1.7579 | 15.6679 | 5.0179 | 5.51 | 6.8917 | -1.8738 | 13.8712 | 0.017139 | 0.73647 | 0.2454 | 1.0757 | 16.644 | 0.084238 | 0.055073 | 0.066043 | 0.084238 | 0.086002 | 0.1198 | -0.13797 | -0.56199 | 0.1198 | 0.094437 | 0.26854 | -0.11123 | -0.66003 | 0.26854 | 0.23774 | 0.017139 | 0.73647 | 0.2454 | 1.0757 | 16.644 | 0.084238 | 0.055073 | 0.066043 | 0.084238 | 0.086002 | 0.1198 | -0.13797 | -0.56199 | 0.1198 | 0.094437 | 0.26854 | -0.11123 | -0.66003 | 0.26854 | 0.23774
67 | 0.22 | 0.37 | South/Central | TN | Memphis.Intl.AP.723340 | 3 | 1295447 | 43.3642 | 14.1361 | 62.8879 | 42.7898 | 20.0981 | 966.86 | 4.7888 | 11.24 | 6.284 | -1.4951 | 21.1137 | 3.0872 | -3.8 | 4.5967 | -1.5094 | -1.0442 | 3.7273 | -28.54 | 6.7335 | -3.0062 | -33.0646 | 4.7888 | 11.24 | 6.284 | -1.4951 | 21.1137 | 4.8918 | 9.76 | 6.5029 | -1.6111 | 19.317 | 0.017139 | 0.74323 | 0.24228 | 1.0778 | 16.5712 | 0.082077 | 0.052913 | 0.063882 | 0.082077 | 0.083842 | 0.19264 | -0.065129 | -0.48915 | 0.19264 | 0.16728 | 0.36187 | -0.017897 | -0.5667 | 0.36187 | 0.33108 | 0.017139 | 0.74323 | 0.24228 | 1.0778 | 16.5712 | 0.082077 | 0.052913 | 0.063882 | 0.082077 | 0.083842 | 0.19264 | -0.065129 | -0.48915 | 0.19264 | 0.16728 | 0.36187 | -0.017897 | -0.5667 | 0.36187 | 0.33108
68 | 0.22 | 0.32 | South/Central | TN | Memphis.Intl.AP.723340 | 3 | 1295447 | 43.9535 | 13.7994 | 62.9985 | 43.3714 | 19.6271 | 958.22 | 4.6783 | 19.88 | 5.7023 | -1.0241 | 32.3532 | 2.9767 | 4.84 | 4.015 | -1.0384 | 10.1952 | 3.6167 | -19.9 | 6.1519 | -2.5352 | -21.8251 | 4.6783 | 19.88 | 5.7023 | -1.0241 | 32.3532 | 4.7812 | 18.4 | 5.9212 | -1.14 | 30.5565 | 0.017139 | 0.75333 | 0.23651 | 1.0797 | 16.4231 | 0.080182 | 0.051017 | 0.061987 | 0.080182 | 0.081946 | 0.34073 | 0.082954 | -0.34107 | 0.34073 | 0.31536 | 0.55451 | 0.17474 | -0.37406 | 0.55451 | 0.52371 | 0.017139 | 0.75333 | 0.23651 | 1.0797 | 16.4231 | 0.080182 | 0.051017 | 0.061987 | 0.080182 | 0.081946 | 0.34073 | 0.082954 | -0.34107 | 0.34073 | 0.31536 | 0.55451 | 0.17474 | -0.37406 | 0.55451 | 0.52371
69 | 0.22 | 0.27 | South/Central | TN | Memphis.Intl.AP.723340 | 3 | 1295447 | 44.947 | 13.1613 | 63.1384 | 44.3517 | 18.7867 | 942.4 | 4.5383 | 35.7 | 4.722 | -0.18373 | 53.1376 | 2.8367 | 20.66 | 3.0347 | -0.19801 | 30.9797 | 3.4767 | -4.08 | 5.1715 | -1.6948 | -1.0406 | 4.5383 | 35.7 | 4.722 | -0.18373 | 53.1376 | 4.6413 | 34.22 | 4.9409 | -0.29966 | 51.3409 | 0.017139 | 0.77036 | 0.22557 | 1.0821 | 16.152 | 0.077783 | 0.048619 | 0.059588 | 0.077783 | 0.079548 | 0.61187 | 0.3541 | -0.069928 | 0.61187 | 0.5865 | 0.91074 | 0.53097 | -0.017836 | 0.91074 | 0.87994 | 0.017139 | 0.77036 | 0.22557 | 1.0821 | 16.152 | 0.077783 | 0.048619 | 0.059588 | 0.077783 | 0.079548 | 0.61187 | 0.3541 | -0.069928 | 0.61187 | 0.5865 | 0.91074 | 0.53097 | -0.017836 | 0.91074 | 0.87994
70 | 0.22 | 0.23 | South/Central | TN | Memphis.Intl.AP.723340 | 3 | 1295447 | 45.8194 | 12.6392 | 63.3123 | 45.2126 | 18.0996 | 930 | 4.3645 | 48.1 | 3.8611 | 0.50336 | 69.3714 | 2.6629 | 33.06 | 2.1738 | 0.48908 | 47.2134 | 3.3029 | 8.32 | 4.3106 | -1.0077 | 15.1931 | 4.3645 | 48.1 | 3.8611 | 0.50336 | 69.3714 | 4.4675 | 46.62 | 4.08 | 0.38743 | 67.5747 | 0.017139 | 0.78531 | 0.21663 | 1.0851 | 15.9394 | 0.074804 | 0.04564 | 0.056609 | 0.074804 | 0.076569 | 0.82439 | 0.56662 | 0.1426 | 0.82439 | 0.79903 | 1.189 | 0.8092 | 0.2604 | 1.189 | 1.1582 | 0.017139 | 0.78531 | 0.21663 | 1.0851 | 15.9394 | 0.074804 | 0.04564 | 0.056609 | 0.074804 | 0.076569 | 0.82439 | 0.56662 | 0.1426 | 0.82439 | 0.79903 | 1.189 | 0.8092 | 0.2604 | 1.189 | 1.1582
71 | 0.22 | 0.19 | South/Central | TN | Memphis.Intl.AP.723340 | 3 | 1295447 | 46.7656 | 12.1221 | 63.5563 | 46.1463 | 17.41 | 918.17 | 4.1205 | 59.93 | 2.9275 | 1.193 | 84.7765 | 2.4189 | 44.89 | 1.2401 | 1.1787 | 62.6186 | 3.0589 | 20.15 | 3.377 | -0.31806 | 30.5982 | 4.1205 | 59.93 | 2.9275 | 1.193 | 84.7765 | 4.2235 | 58.45 | 3.1464 | 1.0771 | 82.9798 | 0.017139 | 0.80152 | 0.20776 | 1.0893 | 15.7367 | 0.070622 | 0.041458 | 0.052427 | 0.070622 | 0.072387 | 1.0272 | 0.76938 | 0.34535 | 1.0272 | 1.0018 | 1.453 | 1.0732 | 0.52443 | 1.453 | 1.4222 | 0.017139 | 0.80152 | 0.20776 | 1.0893 | 15.7367 | 0.070622 | 0.041458 | 0.052427 | 0.070622 | 0.072387 | 1.0272 | 0.76938 | 0.34535 | 1.0272 | 1.0018 | 1.453 | 1.0732 | 0.52443 | 1.453 | 1.4222
72 | 0.22 | 0.17 | South/Central | TN | Memphis.Intl.AP.723340 | 3 | 1295447 | 47.2735 | 11.8617 | 63.7138 | 46.6476 | 17.0662 | 912.6 | 3.963 | 65.5 | 2.4262 | 1.5368 | 91.9949 | 2.2613 | 50.46 | 0.73886 | 1.5225 | 69.837 | 2.9014 | 25.72 | 2.8757 | 0.025683 | 37.8167 | 3.963 | 65.5 | 2.4262 | 1.5368 | 91.9949 | 4.0659 | 64.02 | 2.6451 | 1.4208 | 90.1982 | 0.017139 | 0.81023 | 0.2033 | 1.092 | 15.6412 | 0.067922 | 0.038758 | 0.049727 | 0.067922 | 0.069687 | 1.1226 | 0.86484 | 0.44082 | 1.1226 | 1.0973 | 1.5767 | 1.1969 | 0.64815 | 1.5767 | 1.5459 | 0.017139 | 0.81023 | 0.2033 | 1.092 | 15.6412 | 0.067922 | 0.038758 | 0.049727 | 0.067922 | 0.069687 | 1.1226 | 0.86484 | 0.44082 | 1.1226 | 1.0973 | 1.5767 | 1.1969 | 0.64815 | 1.5767 | 1.5459
73 | 0.2 | 0.47 | South/Central | TN | Memphis.Intl.AP.723340 | 3 | 1295447 | 41.5543 | 14.8693 | 62.0781 | 41.0036 | 21.0745 | 979.65 | 5.5986 | -1.55 | 8.0702 | -2.4715 | 5.2457 | 3.897 | -16.59 | 6.3828 | -2.4858 | -16.9122 | 4.537 | -41.33 | 8.5197 | -3.9826 | -48.9325 | 5.5986 | -1.55 | 8.0702 | -2.4715 | 5.2457 | 5.7016 | -3.03 | 8.2891 | -2.5875 | 3.449 | 0.017139 | 0.71221 | 0.25485 | 1.064 | 16.7904 | 0.095956 | 0.066792 | 0.077761 | 0.095956 | 0.097721 | -0.026566 | -0.28434 | -0.70836 | -0.026566 | -0.051932 | 0.089908 | -0.28986 | -0.83866 | 0.089908 | 0.059114 | 0.017139 | 0.71221 | 0.25485 | 1.064 | 16.7904 | 0.095956 | 0.066792 | 0.077761 | 0.095956 | 0.097721 | -0.026566 | -0.28434 | -0.70836 | -0.026566 | -0.051932 | 0.089908 | -0.28986 | -0.83866 | 0.089908 | 0.059114
74 | 0.2 | 0.42 | South/Central | TN | Memphis.Intl.AP.723340 | 3 | 1295447 | 42.2448 | 14.3503 | 62.0623 | 41.685 | 20.3773 | 965.36 | 5.6145 | 12.74 | 7.3888 | -1.7744 | 24.1777 | 3.9128 | -2.3 | 5.7015 | -1.7886 | 2.0198 | 4.5529 | -27.04 | 7.8383 | -3.2854 | -30.0006 | 5.6145 | 12.74 | 7.3888 | -1.7744 | 24.1777 | 5.7174 | 11.26 | 7.6077 | -1.8903 | 22.381 | 0.017139 | 0.72404 | 0.24595 | 1.0637 | 16.5455 | 0.096227 | 0.067063 | 0.078033 | 0.096227 | 0.097992 | 0.21835 | -0.03942 | -0.46344 | 0.21835 | 0.19299 | 0.41439 | 0.034617 | -0.51419 | 0.41439 | 0.38359 | 0.017139 | 0.72404 | 0.24595 | 1.0637 | 16.5455 | 0.096227 | 0.067063 | 0.078033 | 0.096227 | 0.097992 | 0.21835 | -0.03942 | -0.46344 | 0.21835 | 0.19299 | 0.41439 | 0.034617 | -0.51419 | 0.41439 | 0.38359
75 | 0.2 | 0.37 | South/Central | TN | Memphis.Intl.AP.723340 | 3 | 1295447 | 42.6434 | 14.1624 | 62.183 | 42.0784 | 20.1047 | 960.86 | 5.4937 | 17.24 | 6.9954 | -1.5017 | 29.958 | 3.7921 | 2.2 | 5.3081 | -1.516 | 7.8001 | 4.4322 | -22.54 | 7.4449 | -3.0128 | -24.2202 | 5.4937 | 17.24 | 6.9954 | -1.5017 | 29.958 | 5.5967 | 15.76 | 7.2143 | -1.6176 | 28.1613 | 0.017139 | 0.73087 | 0.24273 | 1.0658 | 16.4684 | 0.094158 | 0.064994 | 0.075963 | 0.094158 | 0.095923 | 0.29548 | 0.037706 | -0.38632 | 0.29548 | 0.27011 | 0.51346 | 0.13369 | -0.41511 | 0.51346 | 0.48266 | 0.017139 | 0.73087 | 0.24273 | 1.0658 | 16.4684 | 0.094158 | 0.064994 | 0.075963 | 0.094158 | 0.095923 | 0.29548 | 0.037706 | -0.38632 | 0.29548 | 0.27011 | 0.51346 | 0.13369 | -0.41511 | 0.51346 | 0.48266
76 | 0.2 | 0.32 | South/Central | TN | Memphis.Intl.AP.723340 | 3 | 1295447 | 43.214 | 13.8292 | 62.2796 | 42.6414 | 19.6382 | 952.21 | 5.3971 | 25.89 | 6.4324 | -1.0353 | 41.2516 | 3.6955 | 10.85 | 4.745 | -1.0495 | 19.0937 | 4.3355 | -13.89 | 6.8819 | -2.5463 | -12.9266 | 5.3971 | 25.89 | 6.4324 | -1.0353 | 41.2516 | 5.5001 | 24.41 | 6.6513 | -1.1512 | 39.4549 | 0.017139 | 0.74065 | 0.23702 | 1.0674 | 16.3201 | 0.092502 | 0.063338 | 0.074307 | 0.092502 | 0.094267 | 0.44373 | 0.18596 | -0.23806 | 0.44373 | 0.41837 | 0.70702 | 0.32725 | -0.22155 | 0.70702 | 0.67623 | 0.017139 | 0.74065 | 0.23702 | 1.0674 | 16.3201 | 0.092502 | 0.063338 | 0.074307 | 0.092502 | 0.094267 | 0.44373 | 0.18596 | -0.23806 | 0.44373 | 0.41837 | 0.70702 | 0.32725 | -0.22155 | 0.70702 | 0.67623
77 | 0.2 | 0.27 | South/Central | TN | Memphis.Intl.AP.723340 | 3 | 1295447 | 44.2128 | 13.1863 | 62.419 | 43.627 | 18.7919 | 936.25 | 5.2578 | 41.85 | 5.4467 | -0.18891 | 62.2052 | 3.5562 | 26.81 | 3.7594 | -0.2032 | 40.0473 | 4.1962 | 2.07 | 5.8962 | -1.7 | 8.027 | 5.2578 | 41.85 | 5.4467 | -0.18891 | 62.2052 | 5.3608 | 40.37 | 5.6656 | -0.30484 | 60.4085 | 0.017139 | 0.75777 | 0.226 | 1.0698 | 16.0466 | 0.090114 | 0.06095 | 0.07192 | 0.090114 | 0.091879 | 0.71727 | 0.4595 | 0.035478 | 0.71727 | 0.69191 | 1.0661 | 0.68638 | 0.13758 | 1.0661 | 1.0354 | 0.017139 | 0.75777 | 0.226 | 1.0698 | 16.0466 | 0.090114 | 0.06095 | 0.07192 | 0.090114 | 0.091879 | 0.71727 | 0.4595 | 0.035478 | 0.71727 | 0.69191 | 1.0661 | 0.68638 | 0.13758 | 1.0661 | 1.0354
78 | 0.2 | 0.23 | South/Central | TN | Memphis.Intl.AP.723340 | 3 | 1295447 | 45.083 | 12.6608 | 62.584 | 44.4857 | 18.0983 | 923.64 | 5.0928 | 54.46 | 4.588 | 0.50474 | 78.7278 | 3.3912 | 39.42 | 2.9007 | 0.49046 | 56.5699 | 4.0312 | 14.68 | 5.0375 | -1.0063 | 24.5495 | 5.0928 | 54.46 | 4.588 | 0.50474 | 78.7278 | 5.1957 | 52.98 | 4.8069 | 0.38881 | 76.9311 | 0.017139 | 0.77269 | 0.217 | 1.0726 | 15.8304 | 0.087286 | 0.058122 | 0.069091 | 0.087286 | 0.089051 | 0.9334 | 0.67563 | 0.2516 | 0.9334 | 0.90803 | 1.3493 | 0.96956 | 0.42076 | 1.3493 | 1.3185 | 0.017139 | 0.77269 | 0.217 | 1.0726 | 15.8304 | 0.087286 | 0.058122 | 0.069091 | 0.087286 | 0.089051 | 0.9334 | 0.67563 | 0.2516 | 0.9334 | 0.90803 | 1.3493 | 0.96956 | 0.42076 | 1.3493 | 1.3185
79 | 0.2 | 0.19 | South/Central | TN | Memphis.Intl.AP.723340 | 3 | 1295447 | 46.0294 | 12.1322 | 62.8198 | 45.4197 | 17.4002 | 911.57 | 4.8569 | 66.53 | 3.6541 | 1.2028 | 94.4633 | 3.1553 | 51.49 | 1.9668 | 1.1886 | 72.3054 | 3.7953 | 26.75 | 4.1036 | -0.30825 | 40.2851 | 4.8569 | 66.53 | 3.6541 | 1.2028 | 94.4633 | 4.9599 | 65.05 | 3.873 | 1.0869 | 92.6666 | 0.017139 | 0.78891 | 0.20794 | 1.0767 | 15.6236 | 0.083244 | 0.054079 | 0.065049 | 0.083244 | 0.085008 | 1.1403 | 0.8825 | 0.45847 | 1.1403 | 1.1149 | 1.619 | 1.2393 | 0.69045 | 1.619 | 1.5882 | 0.017139 | 0.78891 | 0.20794 | 1.0767 | 15.6236 | 0.083244 | 0.054079 | 0.065049 | 0.083244 | 0.085008 | 1.1403 | 0.8825 | 0.45847 | 1.1403 | 1.1149 | 1.619 | 1.2393 | 0.69045 | 1.619 | 1.5882
80 | 0.2 | 0.17 | South/Central | TN | Memphis.Intl.AP.723340 | 3 | 1295447 | 46.5286 | 11.866 | 62.9631 | 45.9122 | 17.0509 | 905.77 | 4.7137 | 72.33 | 3.1616 | 1.5521 | 102.0127 | 3.012 | 57.29 | 1.4742 | 1.5378 | 79.8548 | 3.6521 | 32.55 | 3.6111 | 0.041011 | 47.8345 | 4.7137 | 72.33 | 3.1616 | 1.5521 | 102.0127 | 4.8166 | 70.85 | 3.3804 | 1.4362 | 100.216 | 0.017139 | 0.79746 | 0.20337 | 1.0791 | 15.5242 | 0.080788 | 0.051624 | 0.062593 | 0.080788 | 0.082553 | 1.2397 | 0.9819 | 0.55788 | 1.2397 | 1.2143 | 1.7484 | 1.3686 | 0.81984 | 1.7484 | 1.7176 | 0.017139 | 0.79746 | 0.20337 | 1.0791 | 15.5242 | 0.080788 | 0.051624 | 0.062593 | 0.080788 | 0.082553 | 1.2397 | 0.9819 | 0.55788 | 1.2397 | 1.2143 | 1.7484 | 1.3686 | 0.81984 | 1.7484 | 1.7176
81 | 0.35 | 0.2 | South/Central | TN | Memphis.Intl.AP.723340 | 3 | 1295447 | 51.1406 | 12.1748 | 68.1141 | 50.4649 | 17.6492 | 962.56 | -0.4373 | 15.54 | -1.3911 | 0.95382 | 20.0278 | -2.1389 | 0.5 | -3.0784 | 0.93954 | -2.1301 | -1.4989 | -24.24 | -0.94161 | -0.55727 | -34.1505 | -0.4373 | 15.54 | -1.3911 | 0.95382 | 20.0278 | -0.33433 | 14.06 | -1.1722 | 0.83789 | 18.2311 | 0.017139 | 0.87651 | 0.20867 | 1.1674 | 16.4975 | -0.0074949 | -0.036659 | -0.02569 | -0.0074949 | -0.0057301 | 0.26634 | 0.0085696 | -0.41545 | 0.26634 | 0.24098 | 0.34326 | -0.036509 | -0.58531 | 0.34326 | 0.31247 | 0.017139 | 0.87651 | 0.20867 | 1.1674 | 16.4975 | -0.0074949 | -0.036659 | -0.02569 | -0.0074949 | -0.0057301 | 0.26634 | 0.0085696 | -0.41545 | 0.26634 | 0.24098 | 0.34326 | -0.036509 | -0.58531 | 0.34326 | 0.31247
82 | 0.35 | 0.25 | South/Central | TN | Memphis.Intl.AP.723340 | 3 | 1295447 | 49.9527 | 12.8031 | 67.7797 | 49.2927 | 18.4871 | 976.62 | -0.10297 | 1.48 | -0.21889 | 0.11593 | 1.7967 | -1.8046 | -13.56 | -1.9062 | 0.10164 | -20.3612 | -1.1645 | -38.3 | 0.23061 | -1.3952 | -52.3815 | -0.10297 | 1.48 | -0.21889 | 0.11593 | 1.7967 | 0 | 0 | 0 | 0 | 0 | 0.017139 | 0.85615 | 0.21943 | 1.1617 | 16.7385 | -0.0017648 | -0.030929 | -0.019959 | -0.0017648 | 0 | 0.025366 | -0.23241 | -0.65643 | 0.025366 | 0 | 0.030794 | -0.34897 | -0.89778 | 0.030794 | 0 | 0.017139 | 0.85615 | 0.21943 | 1.1617 | 16.7385 | -0.0017648 | -0.030929 | -0.019959 | -0.0017648 | 0 | 0.025366 | -0.23241 | -0.65643 | 0.025366 | 0 | 0.030794 | -0.34897 | -0.89778 | 0.030794 | 0
83 | 0.35 | 0.3 | South/Central | TN | Memphis.Intl.AP.723340 | 3 | 1295447 | 49.7309 | 12.8457 | 67.6768 | 49.0738 | 18.603 | 978.1 | 0 | 0 | 0 | 0 | 0 | -1.7016 | -15.04 | -1.6873 | -0.014284 | -22.1579 | -1.0616 | -39.78 | 0.44951 | -1.5111 | -54.1782 | 0 | 0 | 0 | 0 | 0 | 0.10297 | -1.48 | 0.21889 | -0.11593 | -1.7967 | 0.017139 | 0.85235 | 0.22016 | 1.1599 | 16.7638 | 0 | -0.029164 | -0.018195 | 0 | 0.0017648 | 0 | -0.25777 | -0.6818 | 0 | -0.025366 | 0 | -0.37977 | -0.92857 | 0 | -0.030794 | 0.017139 | 0.85235 | 0.22016 | 1.1599 | 16.7638 | 0 | -0.029164 | -0.018195 | 0 | 0.0017648 | 0 | -0.25777 | -0.6818 | 0 | -0.025366 | 0 | -0.37977 | -0.92857 | 0 | -0.030794
84 | 0.35 | 0.35 | South/Central | TN | Memphis.Intl.AP.723340 | 3 | 1295447 | 48.6783 | 13.4274 | 67.4016 | 48.035 | 19.3665 | 991.18 | 0.27518 | -13.08 | 1.0387 | -0.76354 | -16.9906 | -1.4264 | -28.12 | -0.6486 | -0.77783 | -39.1485 | -0.7864 | -52.86 | 1.4882 | -2.2746 | -71.1688 | 0.27518 | -13.08 | 1.0387 | -0.76354 | -16.9906 | 0.37815 | -14.56 | 1.2576 | -0.87947 | -18.7873 | 0.017139 | 0.83431 | 0.23013 | 1.1552 | 16.988 | 0.0047164 | -0.024448 | -0.013478 | 0.0047164 | 0.0064812 | -0.22418 | -0.48195 | -0.90598 | -0.22418 | -0.24955 | -0.2912 | -0.67097 | -1.2198 | -0.2912 | -0.322 | 0.017139 | 0.83431 | 0.23013 | 1.1552 | 16.988 | 0.0047164 | -0.024448 | -0.013478 | 0.0047164 | 0.0064812 | -0.22418 | -0.48195 | -0.90598 | -0.22418 | -0.24955 | -0.2912 | -0.67097 | -1.2198 | -0.2912 | -0.322
85 | 0.35 | 0.4 | South/Central | TN | Memphis.Intl.AP.723340 | 3 | 1295447 | 47.7125 | 13.9902 | 67.1911 | 47.0819 | 20.1092 | 1004.42 | 0.48564 | -26.32 | 1.9919 | -1.5062 | -34.2488 | -1.216 | -41.36 | 0.30453 | -1.5205 | -56.4067 | -0.57594 | -66.1 | 2.4414 | -3.0173 | -88.427 | 0.48564 | -26.32 | 1.9919 | -1.5062 | -34.2488 | 0.58861 | -27.8 | 2.2108 | -1.6221 | -36.0455 | 0.017139 | 0.81775 | 0.23978 | 1.1516 | 17.2149 | 0.0083235 | -0.020841 | -0.0098712 | 0.0083235 | 0.010088 | -0.4511 | -0.70888 | -1.1329 | -0.4511 | -0.47647 | -0.587 | -0.96676 | -1.5156 | -0.587 | -0.61779 | 0.017139 | 0.81775 | 0.23978 | 1.1516 | 17.2149 | 0.0083235 | -0.020841 | -0.0098712 | 0.0083235 | 0.010088 | -0.4511 | -0.70888 | -1.1329 | -0.4511 | -0.47647 | -0.587 | -0.96676 | -1.5156 | -0.587 | -0.61779
86 | 0.33 | 0.2 | South/Central | TN | Memphis.Intl.AP.723340 | 3 | 1295447 | 50.4599 | 12.1809 | 67.4294 | 49.7931 | 17.6363 | 956.36 | 0.2474 | 21.74 | -0.71932 | 0.96672 | 29.1358 | -1.4542 | 6.7 | -2.4066 | 0.95244 | 6.9779 | -0.81418 | -18.04 | -0.26982 | -0.54437 | -25.0424 | 0.2474 | 21.74 | -0.71932 | 0.96672 | 29.1358 | 0.35037 | 20.26 | -0.50043 | 0.85079 | 27.3391 | 0.017139 | 0.86484 | 0.20877 | 1.1557 | 16.3912 | 0.0042402 | -0.024924 | -0.013954 | 0.0042402 | 0.006005 | 0.37261 | 0.11483 | -0.30919 | 0.37261 | 0.34724 | 0.49936 | 0.1196 | -0.42921 | 0.49936 | 0.46857 | 0.017139 | 0.86484 | 0.20877 | 1.1557 | 16.3912 | 0.0042402 | -0.024924 | -0.013954 | 0.0042402 | 0.006005 | 0.37261 | 0.11483 | -0.30919 | 0.37261 | 0.34724 | 0.49936 | 0.1196 | -0.42921 | 0.49936 | 0.46857
87 | 0.33 | 0.25 | South/Central | TN | Memphis.Intl.AP.723340 | 3 | 1295447 | 49.2729 | 12.8128 | 67.096 | 48.6217 | 18.4743 | 970.42 | 0.5808 | 7.68 | 0.45212 | 0.12869 | 10.8892 | -1.1208 | -7.36 | -1.2352 | 0.1144 | -11.2687 | -0.48078 | -32.1 | 0.90162 | -1.3824 | -43.289 | 0.5808 | 7.68 | 0.45212 | 0.12869 | 10.8892 | 0.68377 | 6.2 | 0.67101 | 0.012761 | 9.0925 | 0.017139 | 0.8445 | 0.2196 | 1.15 | 16.6322 | 0.0099545 | -0.01921 | -0.0082401 | 0.0099545 | 0.011719 | 0.13163 | -0.12614 | -0.55017 | 0.13163 | 0.10626 | 0.18663 | -0.19314 | -0.74194 | 0.18663 | 0.15584 | 0.017139 | 0.8445 | 0.2196 | 1.15 | 16.6322 | 0.0099545 | -0.01921 | -0.0082401 | 0.0099545 | 0.011719 | 0.13163 | -0.12614 | -0.55017 | 0.13163 | 0.10626 | 0.18663 | -0.19314 | -0.74194 | 0.18663 | 0.15584
88 | 0.33 | 0.3 | South/Central | TN | Memphis.Intl.AP.723340 | 3 | 1295447 | 49.0512 | 12.8557 | 66.9883 | 48.4028 | 18.5855 | 971.78 | 0.68849 | 6.32 | 0.67101 | 0.017482 | 9.2798 | -1.0131 | -8.72 | -1.0163 | 0.0031983 | -12.8782 | -0.37309 | -33.46 | 1.1205 | -1.4936 | -44.8985 | 0.68849 | 6.32 | 0.67101 | 0.017482 | 9.2798 | 0.79146 | 4.84 | 0.88991 | -0.098446 | 7.483 | 0.017139 | 0.8407 | 0.22034 | 1.1481 | 16.6555 | 0.0118 | -0.017364 | -0.0063945 | 0.0118 | 0.013565 | 0.10832 | -0.14945 | -0.57348 | 0.10832 | 0.082954 | 0.15905 | -0.22072 | -0.76952 | 0.15905 | 0.12825 | 0.017139 | 0.8407 | 0.22034 | 1.1481 | 16.6555 | 0.0118 | -0.017364 | -0.0063945 | 0.0118 | 0.013565 | 0.10832 | -0.14945 | -0.57348 | 0.10832 | 0.082954 | 0.15905 | -0.22072 | -0.76952 | 0.15905 | 0.12825
89 | 0.33 | 0.35 | South/Central | TN | Memphis.Intl.AP.723340 | 3 | 1295447 | 48.004 | 13.4428 | 66.7324 | 47.3694 | 19.363 | 985.31 | 0.94437 | -7.21 | 1.7044 | -0.76002 | -8.3328 | -0.75724 | -22.25 | 0.017067 | -0.7743 | -30.4908 | -0.11721 | -46.99 | 2.1539 | -2.2711 | -62.5111 | 0.94437 | -7.21 | 1.7044 | -0.76002 | -8.3328 | 1.0473 | -8.69 | 1.9233 | -0.87595 | -10.1295 | 0.017139 | 0.82275 | 0.2304 | 1.1437 | 16.8874 | 0.016186 | -0.012978 | -0.0020089 | 0.016186 | 0.017951 | -0.12357 | -0.38135 | -0.80537 | -0.12357 | -0.14894 | -0.14282 | -0.52259 | -1.0714 | -0.14282 | -0.17361 | 0.017139 | 0.82275 | 0.2304 | 1.1437 | 16.8874 | 0.016186 | -0.012978 | -0.0020089 | 0.016186 | 0.017951 | -0.12357 | -0.38135 | -0.80537 | -0.12357 | -0.14894 | -0.14282 | -0.52259 | -1.0714 | -0.14282 | -0.17361
90 | 0.33 | 0.4 | South/Central | TN | Memphis.Intl.AP.723340 | 3 | 1295447 | 47.0418 | 14.0155 | 66.5357 | 46.4199 | 20.1158 | 998.87 | 1.141 | -20.77 | 2.6538 | -1.5128 | -26.0386 | -0.56057 | -35.81 | 0.96649 | -1.5271 | -48.1965 | 0.079452 | -60.55 | 3.1033 | -3.0239 | -80.2168 | 1.141 | -20.77 | 2.6538 | -1.5128 | -26.0386 | 1.244 | -22.25 | 2.8727 | -1.6287 | -27.8353 | 0.017139 | 0.80626 | 0.24021 | 1.1404 | 17.1198 | 0.019556 | -0.0096078 | 0.0013617 | 0.019556 | 0.021321 | -0.35598 | -0.61375 | -1.0378 | -0.35598 | -0.38135 | -0.44628 | -0.82605 | -1.3749 | -0.44628 | -0.47707 | 0.017139 | 0.80626 | 0.24021 | 1.1404 | 17.1198 | 0.019556 | -0.0096078 | 0.0013617 | 0.019556 | 0.021321 | -0.35598 | -0.61375 | -1.0378 | -0.35598 | -0.38135 | -0.44628 | -0.82605 | -1.3749 | -0.44628 | -0.47707
91 | 0.3 | 0.2 | South/Central | TN | Memphis.Intl.AP.723340 | 3 | 1295447 | 49.4215 | 12.191 | 66.381 | 48.768 | 17.613 | 946.8 | 1.2958 | 31.3 | 0.30575 | 0.99003 | 43.1773 | -0.40583 | 16.26 | -1.3816 | 0.97575 | 21.0194 | 0.2342 | -8.48 | 0.75526 | -0.52106 | -11.001 | 1.2958 | 31.3 | 0.30575 | 0.99003 | 43.1773 | 1.3987 | 29.82 | 0.52464 | 0.8741 | 41.3806 | 0.017139 | 0.84704 | 0.20894 | 1.1377 | 16.2274 | 0.022209 | -0.0069556 | 0.0040139 | 0.022209 | 0.023973 | 0.53646 | 0.27868 | -0.14534 | 0.53646 | 0.51109 | 0.74002 | 0.36025 | -0.18855 | 0.74002 | 0.70923 | 0.017139 | 0.84704 | 0.20894 | 1.1377 | 16.2274 | 0.022209 | -0.0069556 | 0.0040139 | 0.022209 | 0.023973 | 0.53646 | 0.27868 | -0.14534 | 0.53646 | 0.51109 | 0.74002 | 0.36025 | -0.18855 | 0.74002 | 0.70923
92 | 0.3 | 0.25 | South/Central | TN | Memphis.Intl.AP.723340 | 3 | 1295447 | 48.2379 | 12.8378 | 66.0659 | 47.6 | 18.4659 | 961.31 | 1.6109 | 16.79 | 1.4738 | 0.13708 | 24.2955 | -0.090751 | 1.75 | -0.21355 | 0.1228 | 2.1375 | 0.54927 | -22.99 | 1.9233 | -1.374 | -29.8828 | 1.6109 | 16.79 | 1.4738 | 0.13708 | 24.2955 | 1.7138 | 15.31 | 1.6927 | 0.021153 | 22.4988 | 0.017139 | 0.82676 | 0.22003 | 1.1323 | 16.4761 | 0.027609 | -0.0015554 | 0.0094141 | 0.027609 | 0.029374 | 0.28777 | 0.029994 | -0.39403 | 0.28777 | 0.2624 | 0.4164 | 0.036636 | -0.51217 | 0.4164 | 0.38561 | 0.017139 | 0.82676 | 0.22003 | 1.1323 | 16.4761 | 0.027609 | -0.0015554 | 0.0094141 | 0.027609 | 0.029374 | 0.28777 | 0.029994 | -0.39403 | 0.28777 | 0.2624 | 0.4164 | 0.036636 | -0.51217 | 0.4164 | 0.38561
93 | 0.3 | 0.3 | South/Central | TN | Memphis.Intl.AP.723340 | 3 | 1295447 | 48.0215 | 12.8869 | 65.9752 | 47.3864 | 18.5887 | 963.06 | 1.7016 | 15.04 | 1.6873 | 0.014284 | 22.1579 | 0 | 0 | 0 | 0 | 0 | 0.64003 | -24.74 | 2.1368 | -1.4968 | -32.0203 | 1.7016 | 15.04 | 1.6873 | 0.014284 | 22.1579 | 1.8046 | 13.56 | 1.9062 | -0.10164 | 20.3612 | 0.017139 | 0.82305 | 0.22087 | 1.1308 | 16.5061 | 0.029164 | 0 | 0.01097 | 0.029164 | 0.030929 | 0.25777 | 0 | -0.42402 | 0.25777 | 0.23241 | 0.37977 | 0 | -0.5488 | 0.37977 | 0.34897 | 0.017139 | 0.82305 | 0.22087 | 1.1308 | 16.5061 | 0.029164 | 0 | 0.01097 | 0.029164 | 0.030929 | 0.25777 | 0 | -0.42402 | 0.25777 | 0.23241 | 0.37977 | 0 | -0.5488 | 0.37977 | 0.34897
94 | 0.3 | 0.35 | South/Central | TN | Memphis.Intl.AP.723340 | 3 | 1295447 | 46.9785 | 13.4725 | 65.7178 | 46.3573 | 19.3606 | 976.46 | 1.959 | 1.64 | 2.7165 | -0.75756 | 4.7161 | 0.25734 | -13.4 | 1.0292 | -0.77184 | -17.4419 | 0.89737 | -38.14 | 3.166 | -2.2687 | -49.4622 | 1.959 | 1.64 | 2.7165 | -0.75756 | 4.7161 | 2.0619 | 0.16 | 2.9354 | -0.87349 | 2.9193 | 0.017139 | 0.80517 | 0.23091 | 1.1263 | 16.7357 | 0.033575 | 0.0044106 | 0.01538 | 0.033575 | 0.03534 | 0.028108 | -0.22967 | -0.65369 | 0.028108 | 0.0027423 | 0.080829 | -0.29894 | -0.84774 | 0.080829 | 0.050035 | 0.017139 | 0.80517 | 0.23091 | 1.1263 | 16.7357 | 0.033575 | 0.0044106 | 0.01538 | 0.033575 | 0.03534 | 0.028108 | -0.22967 | -0.65369 | 0.028108 | 0.0027423 | 0.080829 | -0.29894 | -0.84774 | 0.080829 | 0.050035
95 | 0.3 | 0.4 | South/Central | TN | Memphis.Intl.AP.723340 | 3 | 1295447 | 46.0218 | 14.0453 | 65.5294 | 45.4132 | 20.1162 | 990.17 | 2.1474 | -12.07 | 3.6606 | -1.5132 | -13.1728 | 0.44577 | -27.11 | 1.9733 | -1.5275 | -35.3308 | 1.0858 | -51.85 | 4.1101 | -3.0243 | -67.3511 | 2.1474 | -12.07 | 3.6606 | -1.5132 | -13.1728 | 2.2503 | -13.55 | 3.8795 | -1.6291 | -14.9695 | 0.017139 | 0.78878 | 0.24073 | 1.1231 | 16.9707 | 0.036804 | 0.0076401 | 0.01861 | 0.036804 | 0.038569 | -0.20687 | -0.46464 | -0.88867 | -0.20687 | -0.23224 | -0.22577 | -0.60554 | -1.1543 | -0.22577 | -0.25657 | 0.017139 | 0.78878 | 0.24073 | 1.1231 | 16.9707 | 0.036804 | 0.0076401 | 0.01861 | 0.036804 | 0.038569 | -0.20687 | -0.46464 | -0.88867 | -0.20687 | -0.23224 | -0.22577 | -0.60554 | -1.1543 | -0.22577 | -0.25657
96 | 0.28 | 0.2 | South/Central | TN | Memphis.Intl.AP.723340 | 3 | 1295447 | 48.7027 | 12.2071 | 65.6646 | 48.0585 | 17.6062 | 940.45 | 2.0121 | 37.65 | 1.0153 | 0.99681 | 52.5259 | 0.31051 | 22.61 | -0.67201 | 0.98252 | 30.368 | 0.95054 | -2.13 | 1.4648 | -0.51428 | -1.6523 | 2.0121 | 37.65 | 1.0153 | 0.99681 | 52.5259 | 2.1151 | 36.17 | 1.2342 | 0.88088 | 50.7292 | 0.017139 | 0.83472 | 0.20922 | 1.1254 | 16.1185 | 0.034486 | 0.0053219 | 0.016291 | 0.034486 | 0.036251 | 0.64529 | 0.38752 | -0.036506 | 0.64529 | 0.61992 | 0.90025 | 0.52048 | -0.02832 | 0.90025 | 0.86946 | 0.017139 | 0.83472 | 0.20922 | 1.1254 | 16.1185 | 0.034486 | 0.0053219 | 0.016291 | 0.034486 | 0.036251 | 0.64529 | 0.38752 | -0.036506 | 0.64529 | 0.61992 | 0.90025 | 0.52048 | -0.02832 | 0.90025 | 0.86946
97 | 0.28 | 0.25 | South/Central | TN | Memphis.Intl.AP.723340 | 3 | 1295447 | 47.534 | 12.8487 | 65.3628 | 46.9051 | 18.4577 | 955.04 | 2.3139 | 23.06 | 2.1687 | 0.14526 | 33.5117 | 0.6123 | 8.02 | 0.48133 | 0.13098 | 11.3537 | 1.2523 | -16.72 | 2.6182 | -1.3658 | -20.6666 | 2.3139 | 23.06 | 2.1687 | 0.14526 | 33.5117 | 2.4169 | 21.58 | 2.3875 | 0.029332 | 31.715 | 0.017139 | 0.81469 | 0.22022 | 1.1203 | 16.3686 | 0.039659 | 0.010494 | 0.021464 | 0.039659 | 0.041423 | 0.39523 | 0.13746 | -0.28657 | 0.39523 | 0.36986 | 0.57436 | 0.19459 | -0.35421 | 0.57436 | 0.54357 | 0.017139 | 0.81469 | 0.22022 | 1.1203 | 16.3686 | 0.039659 | 0.010494 | 0.021464 | 0.039659 | 0.041423 | 0.39523 | 0.13746 | -0.28657 | 0.39523 | 0.36986 | 0.57436 | 0.19459 | -0.35421 | 0.57436 | 0.54357
98 | 0.28 | 0.3 | South/Central | TN | Memphis.Intl.AP.723340 | 3 | 1295447 | 47.0955 | 13.0321 | 65.2143 | 46.4724 | 18.7419 | 959.55 | 2.4625 | 18.55 | 2.6014 | -0.13889 | 27.7795 | 0.76089 | 3.51 | 0.91406 | -0.15318 | 5.6216 | 1.4009 | -21.23 | 3.0509 | -1.65 | -26.3987 | 2.4625 | 18.55 | 2.6014 | -0.13889 | 27.7795 | 2.5655 | 17.07 | 2.8203 | -0.25482 | 25.9828 | 0.017139 | 0.80718 | 0.22336 | 1.1177 | 16.4459 | 0.042205 | 0.013041 | 0.024011 | 0.042205 | 0.04397 | 0.31793 | 0.060159 | -0.36386 | 0.31793 | 0.29257 | 0.47612 | 0.09635 | -0.45245 | 0.47612 | 0.44532 | 0.017139 | 0.80718 | 0.22336 | 1.1177 | 16.4459 | 0.042205 | 0.013041 | 0.024011 | 0.042205 | 0.04397 | 0.31793 | 0.060159 | -0.36386 | 0.31793 | 0.29257 | 0.47612 | 0.09635 | -0.45245 | 0.47612 | 0.44532
99 | 0.28 | 0.35 | South/Central | TN | Memphis.Intl.AP.723340 | 3 | 1295447 | 46.0778 | 13.6338 | 65.0038 | 45.4682 | 19.5356 | 973.81 | 2.673 | 4.29 | 3.6056 | -0.9326 | 9.1503 | 0.97135 | -10.75 | 1.9182 | -0.94689 | -13.0077 | 1.6114 | -35.49 | 4.0551 | -2.4437 | -45.028 | 2.673 | 4.29 | 3.6056 | -0.9326 | 9.1503 | 2.7759 | 2.81 | 3.8245 | -1.0485 | 7.3536 | 0.017139 | 0.78974 | 0.23367 | 1.1141 | 16.6903 | 0.045812 | 0.016648 | 0.027618 | 0.045812 | 0.047577 | 0.073527 | -0.18425 | -0.60827 | 0.073527 | 0.048161 | 0.15683 | -0.22294 | -0.77174 | 0.15683 | 0.12603 | 0.017139 | 0.78974 | 0.23367 | 1.1141 | 16.6903 | 0.045812 | 0.016648 | 0.027618 | 0.045812 | 0.047577 | 0.073527 | -0.18425 | -0.60827 | 0.073527 | 0.048161 | 0.15683 | -0.22294 | -0.77174 | 0.15683 | 0.12603
100 | 0.28 | 0.4 | South/Central | TN | Memphis.Intl.AP.723340 | 3 | 1295447 | 45.3218 | 14.0777 | 64.8514 | 44.7222 | 20.1292 | 984.55 | 2.8254 | -6.45 | 4.3516 | -1.5262 | -4.8464 | 1.1237 | -21.49 | 2.6642 | -1.5405 | -27.0043 | 1.7638 | -46.23 | 4.8011 | -3.0373 | -59.0246 | 2.8254 | -6.45 | 4.3516 | -1.5262 | -4.8464 | 2.9283 | -7.93 | 4.5705 | -1.6421 | -6.6431 | 0.017139 | 0.77678 | 0.24128 | 1.1115 | 16.8744 | 0.048424 | 0.01926 | 0.03023 | 0.048424 | 0.050189 | -0.11055 | -0.36832 | -0.79234 | -0.11055 | -0.13591 | -0.083063 | -0.46283 | -1.0116 | -0.083063 | -0.11386 | 0.017139 | 0.77678 | 0.24128 | 1.1115 | 16.8744 | 0.048424 | 0.01926 | 0.03023 | 0.048424 | 0.050189 | -0.11055 | -0.36832 | -0.79234 | -0.11055 | -0.13591 | -0.083063 | -0.46283 | -1.0116 | -0.083063 | -0.11386
101 | 0.27 | 0.2 | South/Central | TN | Memphis.Intl.AP.723340 | 3 | 1295447 | 48.3463 | 12.2168 | 65.3116 | 47.7067 | 17.6049 | 937.36 | 2.3652 | 40.74 | 1.367 | 0.99812 | 57.0789 | 0.66356 | 25.7 | -0.32028 | 0.98384 | 34.921 | 1.3036 | 0.96 | 1.8166 | -0.51297 | 2.9007 | 2.3652 | 40.74 | 1.367 | 0.99812 | 57.0789 | 2.4681 | 39.26 | 1.5859 | 0.8822 | 55.2822 | 0.017139 | 0.82862 | 0.20939 | 1.1194 | 16.0656 | 0.040537 | 0.011373 | 0.022342 | 0.040537 | 0.042302 | 0.69825 | 0.44048 | 0.016454 | 0.69825 | 0.67288 | 0.97829 | 0.59852 | 0.049715 | 0.97829 | 0.94749 | 0.017139 | 0.82862 | 0.20939 | 1.1194 | 16.0656 | 0.040537 | 0.011373 | 0.022342 | 0.040537 | 0.042302 | 0.69825 | 0.44048 | 0.016454 | 0.69825 | 0.67288 | 0.97829 | 0.59852 | 0.049715 | 0.97829 | 0.94749
102 | 0.27 | 0.25 | South/Central | TN | Memphis.Intl.AP.723340 | 3 | 1295447 | 47.1792 | 12.8583 | 65.0112 | 46.555 | 18.4562 | 951.97 | 2.6656 | 26.13 | 2.5188 | 0.1468 | 38.0534 | 0.964 | 11.09 | 0.83149 | 0.13251 | 15.8955 | 1.604 | -13.65 | 2.9683 | -1.3643 | -16.1249 | 2.6656 | 26.13 | 2.5188 | 0.1468 | 38.0534 | 2.7686 | 24.65 | 2.7377 | 0.03087 | 36.2567 | 0.017139 | 0.80861 | 0.22038 | 1.1142 | 16.316 | 0.045686 | 0.016522 | 0.027492 | 0.045686 | 0.047451 | 0.44785 | 0.19007 | -0.23395 | 0.44785 | 0.42248 | 0.6522 | 0.27244 | -0.27637 | 0.6522 | 0.62141 | 0.017139 | 0.80861 | 0.22038 | 1.1142 | 16.316 | 0.045686 | 0.016522 | 0.027492 | 0.045686 | 0.047451 | 0.44785 | 0.19007 | -0.23395 | 0.44785 | 0.42248 | 0.6522 | 0.27244 | -0.27637 | 0.6522 | 0.62141
103 | 0.27 | 0.3 | South/Central | TN | Memphis.Intl.AP.723340 | 3 | 1295447 | 46.5893 | 13.1471 | 64.8431 | 45.9728 | 18.8703 | 958.92 | 2.8336 | 19.18 | 3.1009 | -0.26732 | 29.0785 | 1.132 | 4.14 | 1.4136 | -0.2816 | 6.9206 | 1.772 | -20.6 | 3.5504 | -1.7784 | -25.0998 | 2.8336 | 19.18 | 3.1009 | -0.26732 | 29.0785 | 2.9366 | 17.7 | 3.3198 | -0.38325 | 27.2818 | 0.017139 | 0.7985 | 0.22533 | 1.1114 | 16.4351 | 0.048566 | 0.019402 | 0.030371 | 0.048566 | 0.050331 | 0.32873 | 0.070956 | -0.35307 | 0.32873 | 0.30336 | 0.49838 | 0.11861 | -0.43019 | 0.49838 | 0.46759 | 0.017139 | 0.7985 | 0.22533 | 1.1114 | 16.4351 | 0.048566 | 0.019402 | 0.030371 | 0.048566 | 0.050331 | 0.32873 | 0.070956 | -0.35307 | 0.32873 | 0.30336 | 0.49838 | 0.11861 | -0.43019 | 0.49838 | 0.46759
104 | 0.27 | 0.35 | South/Central | TN | Memphis.Intl.AP.723340 | 3 | 1295447 | 45.5468 | 13.7901 | 64.659 | 44.9441 | 19.7149 | 974.46 | 3.0177 | 3.64 | 4.1296 | -1.1119 | 8.7461 | 1.3161 | -11.4 | 2.4423 | -1.1262 | -13.4118 | 1.9562 | -36.14 | 4.5791 | -2.623 | -45.4321 | 3.0177 | 3.64 | 4.1296 | -1.1119 | 8.7461 | 3.1207 | 2.16 | 4.3485 | -1.2278 | 6.9494 | 0.017139 | 0.78063 | 0.23635 | 1.1082 | 16.7014 | 0.051722 | 0.022558 | 0.033527 | 0.051722 | 0.053486 | 0.062387 | -0.19539 | -0.61941 | 0.062387 | 0.037021 | 0.1499 | -0.22987 | -0.77867 | 0.1499 | 0.11911 | 0.017139 | 0.78063 | 0.23635 | 1.1082 | 16.7014 | 0.051722 | 0.022558 | 0.033527 | 0.051722 | 0.053486 | 0.062387 | -0.19539 | -0.61941 | 0.062387 | 0.037021 | 0.1499 | -0.22987 | -0.77867 | 0.1499 | 0.11911
105 | 0.27 | 0.4 | South/Central | TN | Memphis.Intl.AP.723340 | 3 | 1295447 | 44.9666 | 14.0912 | 64.506 | 44.3715 | 20.1344 | 981.65 | 3.1708 | -3.55 | 4.7022 | -1.5314 | -0.56537 | 1.4692 | -18.59 | 3.0149 | -1.5457 | -22.7233 | 2.1092 | -43.33 | 5.1517 | -3.0425 | -54.7436 | 3.1708 | -3.55 | 4.7022 | -1.5314 | -0.56537 | 3.2738 | -5.03 | 4.9211 | -1.6473 | -2.3621 | 0.017139 | 0.77069 | 0.24151 | 1.1056 | 16.8247 | 0.054345 | 0.025181 | 0.03615 | 0.054345 | 0.05611 | -0.060844 | -0.31862 | -0.74264 | -0.060844 | -0.08621 | -0.0096899 | -0.38946 | -0.93826 | -0.0096899 | -0.040484 | 0.017139 | 0.77069 | 0.24151 | 1.1056 | 16.8247 | 0.054345 | 0.025181 | 0.03615 | 0.054345 | 0.05611 | -0.060844 | -0.31862 | -0.74264 | -0.060844 | -0.08621 | -0.0096899 | -0.38946 | -0.93826 | -0.0096899 | -0.040484
106 | 0.26 | 0.2 | South/Central | TN | Memphis.Intl.AP.723340 | 3 | 1295447 | 47.9819 | 12.2268 | 64.9527 | 47.347 | 17.6057 | 934.26 | 2.724 | 43.84 | 1.7267 | 0.9973 | 61.6489 | 1.0224 | 28.8 | 0.039419 | 0.98301 | 39.491 | 1.6625 | 4.06 | 2.1763 | -0.51379 | 7.4707 | 2.724 | 43.84 | 1.7267 | 0.9973 | 61.6489 | 2.827 | 42.36 | 1.9456 | 0.88137 | 59.8522 | 0.017139 | 0.82237 | 0.20956 | 1.1132 | 16.0125 | 0.046688 | 0.017524 | 0.028493 | 0.046688 | 0.048453 | 0.75138 | 0.49361 | 0.069585 | 0.75138 | 0.72602 | 1.0566 | 0.67684 | 0.12804 | 1.0566 | 1.0258 | 0.017139 | 0.82237 | 0.20956 | 1.1132 | 16.0125 | 0.046688 | 0.017524 | 0.028493 | 0.046688 | 0.048453 | 0.75138 | 0.49361 | 0.069585 | 0.75138 | 0.72602 | 1.0566 | 0.67684 | 0.12804 | 1.0566 | 1.0258
107 | 0.26 | 0.25 | South/Central | TN | Memphis.Intl.AP.723340 | 3 | 1295447 | 46.8239 | 12.8641 | 64.6528 | 46.2043 | 18.4485 | 948.71 | 3.0239 | 29.39 | 2.8695 | 0.15448 | 42.8451 | 1.3223 | 14.35 | 1.1821 | 0.1402 | 20.6872 | 1.9624 | -10.39 | 3.319 | -1.3566 | -11.3331 | 3.0239 | 29.39 | 2.8695 | 0.15448 | 42.8451 | 3.1269 | 27.91 | 3.0884 | 0.038553 | 41.0484 | 0.017139 | 0.80252 | 0.22048 | 1.1081 | 16.2601 | 0.051828 | 0.022664 | 0.033633 | 0.051828 | 0.053593 | 0.50372 | 0.24595 | -0.17808 | 0.50372 | 0.47835 | 0.73433 | 0.35456 | -0.19424 | 0.73433 | 0.70354 | 0.017139 | 0.80252 | 0.22048 | 1.1081 | 16.2601 | 0.051828 | 0.022664 | 0.033633 | 0.051828 | 0.053593 | 0.50372 | 0.24595 | -0.17808 | 0.50372 | 0.47835 | 0.73433 | 0.35456 | -0.19424 | 0.73433 | 0.70354
108 | 0.26 | 0.3 | South/Central | TN | Memphis.Intl.AP.723340 | 3 | 1295447 | 46.0074 | 13.318 | 64.4656 | 45.3985 | 19.0671 | 959.62 | 3.2112 | 18.48 | 3.6753 | -0.4641 | 28.6231 | 1.5096 | 3.44 | 1.9879 | -0.47839 | 6.4651 | 2.1496 | -21.3 | 4.1248 | -1.9752 | -25.5552 | 3.2112 | 18.48 | 3.6753 | -0.4641 | 28.6231 | 3.3141 | 17 | 3.8942 | -0.58003 | 26.8264 | 0.017139 | 0.78853 | 0.22826 | 1.1049 | 16.4471 | 0.055037 | 0.025872 | 0.036842 | 0.055037 | 0.056801 | 0.31673 | 0.058959 | -0.36506 | 0.31673 | 0.29137 | 0.49058 | 0.11081 | -0.43799 | 0.49058 | 0.45978 | 0.017139 | 0.78853 | 0.22826 | 1.1049 | 16.4471 | 0.055037 | 0.025872 | 0.036842 | 0.055037 | 0.056801 | 0.31673 | 0.058959 | -0.36506 | 0.31673 | 0.29137 | 0.49058 | 0.11081 | -0.43799 | 0.49058 | 0.45978
109 | 0.26 | 0.35 | South/Central | TN | Memphis.Intl.AP.723340 | 3 | 1295447 | 45.0147 | 13.9648 | 64.3351 | 44.419 | 19.9162 | 975.71 | 3.3416 | 2.39 | 4.6548 | -1.3132 | 7.4834 | 1.64 | -12.65 | 2.9675 | -1.3274 | -14.6745 | 2.28 | -37.39 | 5.1043 | -2.8243 | -46.6948 | 3.3416 | 2.39 | 4.6548 | -1.3132 | 7.4834 | 3.4446 | 0.91 | 4.8737 | -1.4291 | 5.6867 | 0.017139 | 0.77152 | 0.23935 | 1.1027 | 16.7229 | 0.057273 | 0.028109 | 0.039078 | 0.057273 | 0.059037 | 0.040963 | -0.21681 | -0.64083 | 0.040963 | 0.015597 | 0.12826 | -0.25151 | -0.80031 | 0.12826 | 0.097466 | 0.017139 | 0.77152 | 0.23935 | 1.1027 | 16.7229 | 0.057273 | 0.028109 | 0.039078 | 0.057273 | 0.059037 | 0.040963 | -0.21681 | -0.64083 | 0.040963 | 0.015597 | 0.12826 | -0.25151 | -0.80031 | 0.12826 | 0.097466
110 | 0.26 | 0.4 | South/Central | TN | Memphis.Intl.AP.723340 | 3 | 1295447 | 44.6118 | 14.1074 | 64.1576 | 44.0214 | 20.1362 | 978.67 | 3.5192 | -0.57 | 5.0524 | -1.5332 | 3.8445 | 1.8176 | -15.61 | 3.3651 | -1.5475 | -18.3134 | 2.4576 | -40.35 | 5.5019 | -3.0443 | -50.3337 | 3.5192 | -0.57 | 5.0524 | -1.5332 | 3.8445 | 3.6221 | -2.05 | 5.2713 | -1.6491 | 2.0478 | 0.017139 | 0.76461 | 0.24179 | 1.0996 | 16.7736 | 0.060316 | 0.031152 | 0.042121 | 0.060316 | 0.062081 | -0.0097693 | -0.26754 | -0.69157 | -0.0097693 | -0.035135 | 0.065892 | -0.31388 | -0.86268 | 0.065892 | 0.035098 | 0.017139 | 0.76461 | 0.24179 | 1.0996 | 16.7736 | 0.060316 | 0.031152 | 0.042121 | 0.060316 | 0.062081 | -0.0097693 | -0.26754 | -0.69157 | -0.0097693 | -0.035135 | 0.065892 | -0.31388 | -0.86268 | 0.065892 | 0.035098
111 | 0.25 | 0.2 | South/Central | TN | Memphis.Intl.AP.723340 | 3 | 1295447 | 47.6167 | 12.2357 | 64.5909 | 46.9865 | 17.6044 | 931.08 | 3.0858 | 47.02 | 2.0872 | 0.99861 | 66.3139 | 1.3842 | 31.98 | 0.3999 | 0.98433 | 44.156 | 2.0243 | 7.24 | 2.5367 | -0.51248 | 12.1357 | 3.0858 | 47.02 | 2.0872 | 0.99861 | 66.3139 | 3.1888 | 45.54 | 2.3061 | 0.88268 | 64.5172 | 0.017139 | 0.81611 | 0.20971 | 1.107 | 15.9579 | 0.052889 | 0.023725 | 0.034694 | 0.052889 | 0.054654 | 0.80588 | 0.54811 | 0.12409 | 0.80588 | 0.78052 | 1.1366 | 0.7568 | 0.208 | 1.1366 | 1.1058 | 0.017139 | 0.81611 | 0.20971 | 1.107 | 15.9579 | 0.052889 | 0.023725 | 0.034694 | 0.052889 | 0.054654 | 0.80588 | 0.54811 | 0.12409 | 0.80588 | 0.78052 | 1.1366 | 0.7568 | 0.208 | 1.1366 | 1.1058
112 | 0.25 | 0.25 | South/Central | TN | Memphis.Intl.AP.723340 | 3 | 1295447 | 46.4649 | 12.8737 | 64.2989 | 45.85 | 18.4489 | 945.63 | 3.3779 | 32.47 | 3.2238 | 0.15408 | 47.3635 | 1.6763 | 17.43 | 1.5365 | 0.13979 | 25.2055 | 2.3163 | -7.31 | 3.6733 | -1.357 | -6.8148 | 3.3779 | 32.47 | 3.2238 | 0.15408 | 47.3635 | 3.4809 | 30.99 | 3.4427 | 0.038148 | 45.5668 | 0.017139 | 0.79637 | 0.22064 | 1.102 | 16.2073 | 0.057894 | 0.02873 | 0.0397 | 0.057894 | 0.059659 | 0.55651 | 0.29874 | -0.12529 | 0.55651 | 0.53114 | 0.81177 | 0.432 | -0.1168 | 0.81177 | 0.78098 | 0.017139 | 0.79637 | 0.22064 | 1.102 | 16.2073 | 0.057894 | 0.02873 | 0.0397 | 0.057894 | 0.059659 | 0.55651 | 0.29874 | -0.12529 | 0.55651 | 0.53114 | 0.81177 | 0.432 | -0.1168 | 0.81177 | 0.78098
113 | 0.25 | 0.3 | South/Central | TN | Memphis.Intl.AP.723340 | 3 | 1295447 | 45.4217 | 13.5074 | 64.1055 | 44.8205 | 19.285 | 960.89 | 3.5713 | 17.21 | 4.2533 | -0.682 | 27.3778 | 1.8697 | 2.17 | 2.566 | -0.69629 | 5.2199 | 2.5097 | -22.57 | 4.7028 | -2.1931 | -26.8004 | 3.5713 | 17.21 | 4.2533 | -0.682 | 27.3778 | 3.6743 | 15.73 | 4.4722 | -0.79793 | 25.5811 | 0.017139 | 0.77849 | 0.23151 | 1.0987 | 16.4689 | 0.061209 | 0.032045 | 0.043014 | 0.061209 | 0.062974 | 0.29497 | 0.037192 | -0.38683 | 0.29497 | 0.2696 | 0.46923 | 0.089465 | -0.45934 | 0.46923 | 0.43844 | 0.017139 | 0.77849 | 0.23151 | 1.0987 | 16.4689 | 0.061209 | 0.032045 | 0.043014 | 0.061209 | 0.062974 | 0.29497 | 0.037192 | -0.38683 | 0.29497 | 0.2696 | 0.46923 | 0.089465 | -0.45934 | 0.46923 | 0.43844
114 | 0.25 | 0.35 | South/Central | TN | Memphis.Intl.AP.723340 | 3 | 1295447 | 44.4394 | 14.1746 | 64.0196 | 43.8511 | 20.1685 | 978.07 | 3.6572 | 0.03 | 5.2227 | -1.5655 | 4.7423 | 1.9556 | -15.01 | 3.5354 | -1.5798 | -17.4156 | 2.5956 | -39.75 | 5.6722 | -3.0766 | -49.4359 | 3.6572 | 0.03 | 5.2227 | -1.5655 | 4.7423 | 3.7601 | -1.45 | 5.4416 | -1.6814 | 2.9456 | 0.017139 | 0.76166 | 0.24294 | 1.0972 | 16.7633 | 0.062681 | 0.033517 | 0.044486 | 0.062681 | 0.064446 | 0.00051418 | -0.25726 | -0.68128 | 0.00051418 | -0.024852 | 0.08128 | -0.29849 | -0.84729 | 0.08128 | 0.050486 | 0.017139 | 0.76166 | 0.24294 | 1.0972 | 16.7633 | 0.062681 | 0.033517 | 0.044486 | 0.062681 | 0.064446 | 0.00051418 | -0.25726 | -0.68128 | 0.00051418 | -0.024852 | 0.08128 | -0.29849 | -0.84729 | 0.08128 | 0.050486
115 | 0.25 | 0.4 | South/Central | TN | Memphis.Intl.AP.723340 | 3 | 1295447 | 44.2567 | 14.1175 | 63.8061 | 43.6707 | 20.1353 | 975.6 | 3.8707 | 2.5 | 5.403 | -1.5324 | 8.3649 | 2.1691 | -12.54 | 3.7157 | -1.5466 | -13.7931 | 2.8091 | -37.28 | 5.8525 | -3.0434 | -45.8134 | 3.8707 | 2.5 | 5.403 | -1.5324 | 8.3649 | 3.9736 | 1.02 | 5.6219 | -1.6483 | 6.5682 | 0.017139 | 0.75852 | 0.24196 | 1.0936 | 16.721 | 0.06634 | 0.037176 | 0.048146 | 0.06634 | 0.068105 | 0.042848 | -0.21493 | -0.63895 | 0.042848 | 0.017482 | 0.14337 | -0.2364 | -0.7852 | 0.14337 | 0.11257 | 0.017139 | 0.75852 | 0.24196 | 1.0936 | 16.721 | 0.06634 | 0.037176 | 0.048146 | 0.06634 | 0.068105 | 0.042848 | -0.21493 | -0.63895 | 0.042848 | 0.017482 | 0.14337 | -0.2364 | -0.7852 | 0.14337 | 0.11257
116 | 0.24 | 0.2 | South/Central | TN | Memphis.Intl.AP.723340 | 3 | 1295447 | 47.2524 | 12.2421 | 64.2231 | 46.6268 | 17.5962 | 927.72 | 3.4537 | 50.38 | 2.4469 | 1.0068 | 71.2401 | 1.7521 | 35.34 | 0.7596 | 0.99248 | 49.0822 | 2.3921 | 10.6 | 2.8964 | -0.50432 | 17.0619 | 3.4537 | 50.38 | 2.4469 | 1.0068 | 71.2401 | 3.5567 | 48.9 | 2.6658 | 0.89084 | 69.4434 | 0.017139 | 0.80987 | 0.20982 | 1.1007 | 15.9004 | 0.059193 | 0.030029 | 0.040999 | 0.059193 | 0.060958 | 0.86347 | 0.6057 | 0.18168 | 0.86347 | 0.83811 | 1.221 | 0.84123 | 0.29243 | 1.221 | 1.1902 | 0.017139 | 0.80987 | 0.20982 | 1.1007 | 15.9004 | 0.059193 | 0.030029 | 0.040999 | 0.059193 | 0.060958 | 0.86347 | 0.6057 | 0.18168 | 0.86347 | 0.83811 | 1.221 | 0.84123 | 0.29243 | 1.221 | 1.1902
117 | 0.24 | 0.25 | South/Central | TN | Memphis.Intl.AP.723340 | 3 | 1295447 | 46.1006 | 12.88 | 63.9342 | 45.4903 | 18.444 | 942.36 | 3.7425 | 35.74 | 3.5835 | 0.15902 | 52.1625 | 2.0409 | 20.7 | 1.8962 | 0.14474 | 30.0046 | 2.681 | -4.04 | 4.033 | -1.3521 | -2.0157 | 3.7425 | 35.74 | 3.5835 | 0.15902 | 52.1625 | 3.8455 | 34.26 | 3.8024 | 0.043096 | 50.3658 | 0.017139 | 0.79013 | 0.22075 | 1.0958 | 16.1513 | 0.064144 | 0.03498 | 0.045949 | 0.064144 | 0.065909 | 0.61255 | 0.35478 | -0.069242 | 0.61255 | 0.58719 | 0.89402 | 0.51425 | -0.034548 | 0.89402 | 0.86323 | 0.017139 | 0.79013 | 0.22075 | 1.0958 | 16.1513 | 0.064144 | 0.03498 | 0.045949 | 0.064144 | 0.065909 | 0.61255 | 0.35478 | -0.069242 | 0.61255 | 0.58719 | 0.89402 | 0.51425 | -0.034548 | 0.89402 | 0.86323
118 | 0.24 | 0.3 | South/Central | TN | Memphis.Intl.AP.723340 | 3 | 1295447 | 45.0664 | 13.5224 | 63.7591 | 44.4698 | 19.2893 | 957.97 | 3.9177 | 20.13 | 4.6039 | -0.68627 | 31.6958 | 2.2161 | 5.09 | 2.9166 | -0.70055 | 9.5378 | 2.8561 | -19.65 | 5.0535 | -2.1974 | -22.4825 | 3.9177 | 20.13 | 4.6039 | -0.68627 | 31.6958 | 4.0206 | 18.65 | 4.8228 | -0.80219 | 29.8991 | 0.017139 | 0.7724 | 0.23176 | 1.0928 | 16.4188 | 0.067146 | 0.037982 | 0.048951 | 0.067146 | 0.068911 | 0.34501 | 0.087238 | -0.33678 | 0.34501 | 0.31965 | 0.54324 | 0.16347 | -0.38533 | 0.54324 | 0.51245 | 0.017139 | 0.7724 | 0.23176 | 1.0928 | 16.4188 | 0.067146 | 0.037982 | 0.048951 | 0.067146 | 0.068911 | 0.34501 | 0.087238 | -0.33678 | 0.34501 | 0.31965 | 0.54324 | 0.16347 | -0.38533 | 0.54324 | 0.51245
119 | 0.24 | 0.35 | South/Central | TN | Memphis.Intl.AP.723340 | 3 | 1295447 | 44.0841 | 14.19 | 63.6759 | 43.5004 | 20.1755 | 975.24 | 4.0009 | 2.86 | 5.5733 | -1.5725 | 8.9527 | 2.2992 | -12.18 | 3.886 | -1.5868 | -13.2052 | 2.9393 | -36.92 | 6.0228 | -3.0836 | -45.2255 | 4.0009 | 2.86 | 5.5733 | -1.5725 | 8.9527 | 4.1038 | 1.38 | 5.7922 | -1.6884 | 7.156 | 0.017139 | 0.75557 | 0.2432 | 1.0914 | 16.7148 | 0.068571 | 0.039407 | 0.050377 | 0.068571 | 0.070336 | 0.049018 | -0.20876 | -0.63278 | 0.049018 | 0.023652 | 0.15344 | -0.22633 | -0.77513 | 0.15344 | 0.12265 | 0.017139 | 0.75557 | 0.2432 | 1.0914 | 16.7148 | 0.068571 | 0.039407 | 0.050377 | 0.068571 | 0.070336 | 0.049018 | -0.20876 | -0.63278 | 0.049018 | 0.023652 | 0.15344 | -0.22633 | -0.77513 | 0.15344 | 0.12265
120 | 0.24 | 0.4 | South/Central | TN | Memphis.Intl.AP.723340 | 3 | 1295447 | 43.9014 | 14.1329 | 63.4626 | 43.3201 | 20.1425 | 972.77 | 4.2141 | 5.33 | 5.7537 | -1.5395 | 12.5672 | 2.5125 | -9.71 | 4.0664 | -1.5538 | -9.5907 | 3.1526 | -34.45 | 6.2032 | -3.0506 | -41.6111 | 4.2141 | 5.33 | 5.7537 | -1.5395 | 12.5672 | 4.3171 | 3.85 | 5.9726 | -1.6555 | 10.7705 | 0.017139 | 0.75243 | 0.24223 | 1.0877 | 16.6725 | 0.072227 | 0.043063 | 0.054032 | 0.072227 | 0.073992 | 0.091352 | -0.16642 | -0.59044 | 0.091352 | 0.065986 | 0.21539 | -0.16438 | -0.71318 | 0.21539 | 0.1846 | 0.017139 | 0.75243 | 0.24223 | 1.0877 | 16.6725 | 0.072227 | 0.043063 | 0.054032 | 0.072227 | 0.073992 | 0.091352 | -0.16642 | -0.59044 | 0.091352 | 0.065986 | 0.21539 | -0.16438 | -0.71318 | 0.21539 | 0.1846
121 | 0.22 | 0.2 | South/Central | TN | Memphis.Intl.AP.723340 | 3 | 1295447 | 46.5227 | 12.2573 | 63.4982 | 45.9067 | 17.5915 | 921.33 | 4.1786 | 56.77 | 3.1671 | 1.0115 | 80.6418 | 2.477 | 41.73 | 1.4798 | 0.99717 | 58.4838 | 3.117 | 16.99 | 3.6166 | -0.49964 | 26.4635 | 4.1786 | 56.77 | 3.1671 | 1.0115 | 80.6418 | 4.2815 | 55.29 | 3.386 | 0.89553 | 78.8451 | 0.017139 | 0.79736 | 0.21008 | 1.0883 | 15.7908 | 0.071617 | 0.042453 | 0.053423 | 0.071617 | 0.073382 | 0.97299 | 0.71522 | 0.29119 | 0.97299 | 0.94763 | 1.3821 | 1.0024 | 0.45356 | 1.3821 | 1.3513 | 0.017139 | 0.79736 | 0.21008 | 1.0883 | 15.7908 | 0.071617 | 0.042453 | 0.053423 | 0.071617 | 0.073382 | 0.97299 | 0.71522 | 0.29119 | 0.97299 | 0.94763 | 1.3821 | 1.0024 | 0.45356 | 1.3821 | 1.3513
122 | 0.22 | 0.25 | South/Central | TN | Memphis.Intl.AP.723340 | 3 | 1295447 | 45.3764 | 12.8999 | 63.2165 | 44.7754 | 18.4411 | 936.07 | 4.4603 | 42.03 | 4.2984 | 0.1619 | 61.4238 | 2.7586 | 26.99 | 2.611 | 0.14762 | 39.2659 | 3.3987 | 2.25 | 4.7479 | -1.3492 | 7.2456 | 4.4603 | 42.03 | 4.2984 | 0.1619 | 61.4238 | 4.5632 | 40.55 | 4.5172 | 0.045972 | 59.6271 | 0.017139 | 0.77771 | 0.22109 | 1.0835 | 16.0435 | 0.076445 | 0.047281 | 0.05825 | 0.076445 | 0.07821 | 0.72036 | 0.46259 | 0.038563 | 0.72036 | 0.69499 | 1.0528 | 0.67299 | 0.12418 | 1.0528 | 1.022 | 0.017139 | 0.77771 | 0.22109 | 1.0835 | 16.0435 | 0.076445 | 0.047281 | 0.05825 | 0.076445 | 0.07821 | 0.72036 | 0.46259 | 0.038563 | 0.72036 | 0.69499 | 1.0528 | 0.67299 | 0.12418 | 1.0528 | 1.022
123 | 0.22 | 0.3 | South/Central | TN | Memphis.Intl.AP.723340 | 3 | 1295447 | 44.3368 | 13.5425 | 63.0358 | 43.7496 | 19.2862 | 951.63 | 4.6409 | 26.47 | 5.3241 | -0.68319 | 41.0333 | 2.9393 | 11.43 | 3.6368 | -0.69748 | 18.8754 | 3.5794 | -13.31 | 5.7736 | -2.1943 | -13.1449 | 4.6409 | 26.47 | 5.3241 | -0.68319 | 41.0333 | 4.7439 | 24.99 | 5.543 | -0.79912 | 39.2366 | 0.017139 | 0.7599 | 0.23211 | 1.0804 | 16.3102 | 0.079542 | 0.050378 | 0.061347 | 0.079542 | 0.081307 | 0.45367 | 0.1959 | -0.22812 | 0.45367 | 0.42831 | 0.70328 | 0.32351 | -0.22529 | 0.70328 | 0.67248 | 0.017139 | 0.7599 | 0.23211 | 1.0804 | 16.3102 | 0.079542 | 0.050378 | 0.061347 | 0.079542 | 0.081307 | 0.45367 | 0.1959 | -0.22812 | 0.45367 | 0.42831 | 0.70328 | 0.32351 | -0.22529 | 0.70328 | 0.67248
124 | 0.22 | 0.35 | South/Central | TN | Memphis.Intl.AP.723340 | 3 | 1295447 | 43.3642 | 14.2196 | 62.9756 | 42.7898 | 20.1858 | 969.36 | 4.7012 | 8.74 | 6.284 | -1.5828 | 17.6382 | 2.9996 | -6.3 | 4.5967 | -1.5971 | -4.5197 | 3.6396 | -31.04 | 6.7335 | -3.0939 | -36.5401 | 4.7012 | 8.74 | 6.284 | -1.5828 | 17.6382 | 4.8042 | 7.26 | 6.5029 | -1.6987 | 15.8415 | 0.017139 | 0.74323 | 0.24371 | 1.0793 | 16.614 | 0.080575 | 0.051411 | 0.06238 | 0.080575 | 0.08234 | 0.1498 | -0.10798 | -0.532 | 0.1498 | 0.12443 | 0.3023 | -0.077465 | -0.62627 | 0.3023 | 0.27151 | 0.017139 | 0.74323 | 0.24371 | 1.0793 | 16.614 | 0.080575 | 0.051411 | 0.06238 | 0.080575 | 0.08234 | 0.1498 | -0.10798 | -0.532 | 0.1498 | 0.12443 | 0.3023 | -0.077465 | -0.62627 | 0.3023 | 0.27151
125 | 0.22 | 0.4 | South/Central | TN | Memphis.Intl.AP.723340 | 3 | 1295447 | 43.1879 | 14.1679 | 62.7742 | 42.6159 | 20.1583 | 967.11 | 4.9026 | 10.99 | 6.4579 | -1.5553 | 20.9531 | 3.201 | -4.05 | 4.7706 | -1.5696 | -1.2048 | 3.841 | -28.79 | 6.9074 | -3.0664 | -33.2251 | 4.9026 | 10.99 | 6.4579 | -1.5553 | 20.9531 | 5.0056 | 9.51 | 6.6768 | -1.6712 | 19.1564 | 0.017139 | 0.74021 | 0.24283 | 1.0759 | 16.5755 | 0.084026 | 0.054862 | 0.065832 | 0.084026 | 0.085791 | 0.18836 | -0.069414 | -0.49344 | 0.18836 | 0.16299 | 0.35912 | -0.020649 | -0.56945 | 0.35912 | 0.32833 | 0.017139 | 0.74021 | 0.24283 | 1.0759 | 16.5755 | 0.084026 | 0.054862 | 0.065832 | 0.084026 | 0.085791 | 0.18836 | -0.069414 | -0.49344 | 0.18836 | 0.16299 | 0.35912 | -0.020649 | -0.56945 | 0.35912 | 0.32833
126 | 0.2 | 0.2 | South/Central | TN | Memphis.Intl.AP.723340 | 3 | 1295447 | 45.7832 | 12.2673 | 62.7544 | 45.1766 | 17.5778 | 914.59 | 4.9223 | 63.51 | 3.8971 | 1.0252 | 90.529 | 3.2207 | 48.47 | 2.2098 | 1.0109 | 68.3711 | 3.8608 | 23.73 | 4.3466 | -0.48587 | 36.3508 | 4.9223 | 63.51 | 3.8971 | 1.0252 | 90.529 | 5.0253 | 62.03 | 4.116 | 0.90929 | 88.7323 | 0.017139 | 0.78469 | 0.21025 | 1.0756 | 15.6753 | 0.084365 | 0.055201 | 0.06617 | 0.084365 | 0.08613 | 1.0885 | 0.83074 | 0.40671 | 1.0885 | 1.0631 | 1.5516 | 1.1718 | 0.62302 | 1.5516 | 1.5208 | 0.017139 | 0.78469 | 0.21025 | 1.0756 | 15.6753 | 0.084365 | 0.055201 | 0.06617 | 0.084365 | 0.08613 | 1.0885 | 0.83074 | 0.40671 | 1.0885 | 1.0631 | 1.5516 | 1.1718 | 0.62302 | 1.5516 | 1.5208
127 | 0.2 | 0.25 | South/Central | TN | Memphis.Intl.AP.723340 | 3 | 1295447 | 44.6398 | 12.925 | 62.495 | 44.0485 | 18.4465 | 929.92 | 5.1818 | 48.18 | 5.0253 | 0.15654 | 70.5128 | 3.4802 | 33.14 | 3.3379 | 0.14225 | 48.3549 | 4.1202 | 8.4 | 5.4748 | -1.3546 | 16.3346 | 5.1818 | 48.18 | 5.0253 | 0.15654 | 70.5128 | 5.2848 | 46.7 | 5.2442 | 0.040609 | 68.7161 | 0.017139 | 0.76509 | 0.22152 | 1.0711 | 15.9381 | 0.088812 | 0.059648 | 0.070617 | 0.088812 | 0.090577 | 0.82577 | 0.56799 | 0.14397 | 0.82577 | 0.8004 | 1.2085 | 0.82876 | 0.27996 | 1.2085 | 1.1777 | 0.017139 | 0.76509 | 0.22152 | 1.0711 | 15.9381 | 0.088812 | 0.059648 | 0.070617 | 0.088812 | 0.090577 | 0.82577 | 0.56799 | 0.14397 | 0.82577 | 0.8004 | 1.2085 | 0.82876 | 0.27996 | 1.2085 | 1.1777
128 | 0.2 | 0.3 | South/Central | TN | Memphis.Intl.AP.723340 | 3 | 1295447 | 43.6065 | 13.5773 | 62.3357 | 43.0289 | 19.3069 | 945.97 | 5.341 | 32.13 | 6.0449 | -0.70387 | 49.4363 | 3.6394 | 17.09 | 4.3576 | -0.71816 | 27.2784 | 4.2795 | -7.65 | 6.4944 | -2.215 | -4.7419 | 5.341 | 32.13 | 6.0449 | -0.70387 | 49.4363 | 5.444 | 30.65 | 6.2638 | -0.8198 | 47.6396 | 0.017139 | 0.74738 | 0.2327 | 1.0684 | 16.2132 | 0.091541 | 0.062377 | 0.073346 | 0.091541 | 0.093306 | 0.55068 | 0.29291 | -0.13111 | 0.55068 | 0.52532 | 0.8473 | 0.46753 | -0.081273 | 0.8473 | 0.8165 | 0.017139 | 0.74738 | 0.2327 | 1.0684 | 16.2132 | 0.091541 | 0.062377 | 0.073346 | 0.091541 | 0.093306 | 0.55068 | 0.29291 | -0.13111 | 0.55068 | 0.52532 | 0.8473 | 0.46753 | -0.081273 | 0.8473 | 0.8165
129 | 0.2 | 0.35 | South/Central | TN | Memphis.Intl.AP.723340 | 3 | 1295447 | 42.6343 | 14.2457 | 62.2618 | 42.0693 | 20.1925 | 963.29 | 5.415 | 14.81 | 7.0045 | -1.5895 | 26.591 | 3.7134 | -0.23 | 5.3171 | -1.6038 | 4.4331 | 4.3534 | -24.97 | 7.454 | -3.1006 | -27.5872 | 5.415 | 14.81 | 7.0045 | -1.5895 | 26.591 | 5.5179 | 13.33 | 7.2234 | -1.7054 | 24.7943 | 0.017139 | 0.73072 | 0.24416 | 1.0671 | 16.51 | 0.092808 | 0.063644 | 0.074613 | 0.092808 | 0.094573 | 0.25383 | -0.003942 | -0.42797 | 0.25383 | 0.22847 | 0.45575 | 0.07598 | -0.47282 | 0.45575 | 0.42495 | 0.017139 | 0.73072 | 0.24416 | 1.0671 | 16.51 | 0.092808 | 0.063644 | 0.074613 | 0.092808 | 0.094573 | 0.25383 | -0.003942 | -0.42797 | 0.25383 | 0.22847 | 0.45575 | 0.07598 | -0.47282 | 0.45575 | 0.42495
130 | 0.2 | 0.4 | South/Central | TN | Memphis.Intl.AP.723340 | 3 | 1295447 | 42.4669 | 14.1999 | 62.0806 | 41.9041 | 20.1764 | 961.44 | 5.5962 | 16.66 | 7.1696 | -1.5734 | 29.3412 | 3.8946 | 1.62 | 5.4823 | -1.5877 | 7.1833 | 4.5346 | -23.12 | 7.6191 | -3.0845 | -24.837 | 5.5962 | 16.66 | 7.1696 | -1.5734 | 29.3412 | 5.6991 | 15.18 | 7.3885 | -1.6894 | 27.5445 | 0.017139 | 0.72785 | 0.24337 | 1.064 | 16.4783 | 0.095914 | 0.06675 | 0.077719 | 0.095914 | 0.097679 | 0.28554 | 0.027765 | -0.39626 | 0.28554 | 0.26017 | 0.50288 | 0.12312 | -0.42569 | 0.50288 | 0.47209 | 0.017139 | 0.72785 | 0.24337 | 1.064 | 16.4783 | 0.095914 | 0.06675 | 0.077719 | 0.095914 | 0.097679 | 0.28554 | 0.027765 | -0.39626 | 0.28554 | 0.26017 | 0.50288 | 0.12312 | -0.42569 | 0.50288 | 0.47209
133 | 0.32 | 0.2 | South/Central | TN | Memphis.Intl.AP.723340 | 3 | 1295447 | 50.1155 | 12.1847 | 67.0789 | 49.4531 | 17.6258 | 953.11 | 0.59788 | 24.99 | -0.37929 | 0.97717 | 33.9013 | -1.1037 | 9.95 | -2.0666 | 0.96288 | 11.7434 | -0.46371 | -14.79 | 0.070215 | -0.53392 | -20.277 | 0.59788 | 24.99 | -0.37929 | 0.97717 | 33.9013 | 0.70084 | 23.51 | -0.1604 | 0.86124 | 32.1046 | 0.017139 | 0.85894 | 0.20884 | 1.1497 | 16.3355 | 0.010247 | -0.018917 | -0.0079475 | 0.010247 | 0.012012 | 0.42831 | 0.17053 | -0.25349 | 0.42831 | 0.40294 | 0.58104 | 0.20127 | -0.34753 | 0.58104 | 0.55025 | 0.017139 | 0.85894 | 0.20884 | 1.1497 | 16.3355 | 0.010247 | -0.018917 | -0.0079475 | 0.010247 | 0.012012 | 0.42831 | 0.17053 | -0.25349 | 0.42831 | 0.40294 | 0.58104 | 0.20127 | -0.34753 | 0.58104 | 0.55025
134 | 0.32 | 0.23 | South/Central | TN | Memphis.Intl.AP.723340 | 3 | 1295447 | 49.3903 | 12.5674 | 66.8717 | 48.7374 | 18.1343 | 961.6 | 0.80505 | 16.5 | 0.33633 | 0.46872 | 22.8933 | -0.89656 | 1.46 | -1.351 | 0.45444 | 0.73536 | -0.25653 | -23.28 | 0.78584 | -1.0424 | -31.285 | 0.80505 | 16.5 | 0.33633 | 0.46872 | 22.8933 | 0.90802 | 15.02 | 0.55522 | 0.35279 | 21.0966 | 0.017139 | 0.84651 | 0.21539 | 1.1461 | 16.481 | 0.013798 | -0.015366 | -0.0043968 | 0.013798 | 0.015563 | 0.2828 | 0.025023 | -0.399 | 0.2828 | 0.25743 | 0.39237 | 0.012604 | -0.5362 | 0.39237 | 0.36158 | 0.017139 | 0.84651 | 0.21539 | 1.1461 | 16.481 | 0.013798 | -0.015366 | -0.0043968 | 0.013798 | 0.015563 | 0.2828 | 0.025023 | -0.399 | 0.2828 | 0.25743 | 0.39237 | 0.012604 | -0.5362 | 0.39237 | 0.36158
135 | 0.32 | 0.25 | South/Central | TN | Memphis.Intl.AP.723340 | 3 | 1295447 | 48.9276 | 12.8224 | 66.754 | 48.2808 | 18.4732 | 967.43 | 0.92274 | 10.67 | 0.79293 | 0.12981 | 15.2949 | -0.77887 | -4.37 | -0.89439 | 0.11553 | -6.863 | -0.13884 | -29.11 | 1.2424 | -1.3813 | -38.8833 | 0.92274 | 10.67 | 0.79293 | 0.12981 | 15.2949 | 1.0257 | 9.19 | 1.0118 | 0.013883 | 13.4982 | 0.017139 | 0.83858 | 0.21977 | 1.1441 | 16.581 | 0.015815 | -0.013349 | -0.0023796 | 0.015815 | 0.01758 | 0.18288 | -0.074898 | -0.49892 | 0.18288 | 0.15751 | 0.26214 | -0.11763 | -0.66643 | 0.26214 | 0.23135 | 0.017139 | 0.83858 | 0.21977 | 1.1441 | 16.581 | 0.015815 | -0.013349 | -0.0023796 | 0.015815 | 0.01758 | 0.18288 | -0.074898 | -0.49892 | 0.18288 | 0.15751 | 0.26214 | -0.11763 | -0.66643 | 0.26214 | 0.23135
136 | 0.32 | 0.3 | South/Central | TN | Memphis.Intl.AP.723340 | 3 | 1295447 | 48.7115 | 12.8707 | 66.6625 | 48.0676 | 18.5949 | 969.15 | 1.0143 | 8.95 | 1.0062 | 0.0081061 | 13.1969 | -0.68732 | -6.09 | -0.68114 | -0.0061775 | -8.961 | -0.047291 | -30.83 | 1.4557 | -1.503 | -40.9814 | 1.0143 | 8.95 | 1.0062 | 0.0081061 | 13.1969 | 1.1173 | 7.47 | 1.2251 | -0.10782 | 11.4002 | 0.017139 | 0.83488 | 0.22059 | 1.1425 | 16.6104 | 0.017384 | -0.01178 | -0.00081053 | 0.017384 | 0.019149 | 0.1534 | -0.10438 | -0.5284 | 0.1534 | 0.12803 | 0.22618 | -0.15358 | -0.70239 | 0.22618 | 0.19539 | 0.017139 | 0.83488 | 0.22059 | 1.1425 | 16.6104 | 0.017384 | -0.01178 | -0.00081053 | 0.017384 | 0.019149 | 0.1534 | -0.10438 | -0.5284 | 0.1534 | 0.12803 | 0.22618 | -0.15358 | -0.70239 | 0.22618 | 0.19539
137 | 0.32 | 0.35 | South/Central | TN | Memphis.Intl.AP.723340 | 3 | 1295447 | 47.6594 | 13.4525 | 66.3941 | 47.0293 | 19.3648 | 982.41 | 1.2826 | -4.31 | 2.0444 | -0.7618 | -4.0522 | -0.41899 | -19.35 | 0.3571 | -0.77608 | -26.2101 | 0.22104 | -44.09 | 2.4939 | -2.2729 | -58.2305 | 1.2826 | -4.31 | 2.0444 | -0.7618 | -4.0522 | 1.3856 | -5.79 | 2.2633 | -0.87773 | -5.8489 | 0.017139 | 0.81684 | 0.23057 | 1.1379 | 16.8377 | 0.021983 | -0.0071811 | 0.0037885 | 0.021983 | 0.023748 | -0.07387 | -0.33164 | -0.75567 | -0.07387 | -0.099236 | -0.069452 | -0.44922 | -0.99802 | -0.069452 | -0.10025 | 0.017139 | 0.81684 | 0.23057 | 1.1379 | 16.8377 | 0.021983 | -0.0071811 | 0.0037885 | 0.021983 | 0.023748 | -0.07387 | -0.33164 | -0.75567 | -0.07387 | -0.099236 | -0.069452 | -0.44922 | -0.99802 | -0.069452 | -0.10025
138 | 0.32 | 0.4 | South/Central | TN | Memphis.Intl.AP.723340 | 3 | 1295447 | 46.7028 | 14.0256 | 66.2007 | 46.0853 | 20.1154 | 995.96 | 1.4761 | -17.86 | 2.9885 | -1.5124 | -21.7405 | -0.2255 | -32.9 | 1.3012 | -1.5267 | -43.8984 | 0.41452 | -57.64 | 3.438 | -3.0235 | -75.9187 | 1.4761 | -17.86 | 2.9885 | -1.5124 | -21.7405 | 1.5791 | -19.34 | 3.2074 | -1.6283 | -23.5372 | 0.017139 | 0.80045 | 0.24039 | 1.1346 | 17.0699 | 0.025299 | -0.0038649 | 0.0071046 | 0.025299 | 0.027064 | -0.30611 | -0.56388 | -0.9879 | -0.30611 | -0.33147 | -0.37261 | -0.75238 | -1.3012 | -0.37261 | -0.40341 | 0.017139 | 0.80045 | 0.24039 | 1.1346 | 17.0699 | 0.025299 | -0.0038649 | 0.0071046 | 0.025299 | 0.027064 | -0.30611 | -0.56388 | -0.9879 | -0.30611 | -0.33147 | -0.37261 | -0.75238 | -1.3012 | -0.37261 | -0.40341
140 | 0.2 | 0.45 | South/Central | TN | Memphis.Intl.AP.723340 | 3 | 1295447 | 41.9009 | 14.6081 | 62.0761 | 41.3456 | 20.7305 | 972.65 | 5.6006 | 5.45 | 7.7282 | -2.1275 | 14.513 | 3.899 | -9.59 | 6.0409 | -2.1418 | -7.6449 | 4.5391 | -34.33 | 8.1777 | -3.6386 | -39.6653 | 5.6006 | 5.45 | 7.7282 | -2.1275 | 14.513 | 5.7036 | 3.97 | 7.9471 | -2.2435 | 12.7163 | 0.017139 | 0.71815 | 0.25037 | 1.0639 | 16.6704 | 0.09599 | 0.066826 | 0.077796 | 0.09599 | 0.097755 | 0.093409 | -0.16436 | -0.58839 | 0.093409 | 0.068043 | 0.24874 | -0.13103 | -0.67983 | 0.24874 | 0.21795 | 0.017139 | 0.71815 | 0.25037 | 1.0639 | 16.6704 | 0.09599 | 0.066826 | 0.077796 | 0.09599 | 0.097755 | 0.093409 | -0.16436 | -0.58839 | 0.093409 | 0.068043 | 0.24874 | -0.13103 | -0.67983 | 0.24874 | 0.21795
141 | 0.22 | 0.45 | South/Central | TN | Memphis.Intl.AP.723340 | 3 | 1295447 | 42.6208 | 14.5792 | 62.7738 | 42.0562 | 20.7175 | 978.46 | 4.903 | -0.36 | 7.0175 | -2.1145 | 5.935 | 3.2014 | -15.4 | 5.3302 | -2.1288 | -16.2229 | 3.8414 | -40.14 | 7.467 | -3.6256 | -48.2432 | 4.903 | -0.36 | 7.0175 | -2.1145 | 5.935 | 5.006 | -1.84 | 7.2364 | -2.2305 | 4.1383 | 0.017139 | 0.73049 | 0.24987 | 1.0759 | 16.77 | 0.084033 | 0.054869 | 0.065839 | 0.084033 | 0.085798 | -0.0061701 | -0.26394 | -0.68797 | -0.0061701 | -0.031536 | 0.10172 | -0.27805 | -0.82685 | 0.10172 | 0.070927 | 0.017139 | 0.73049 | 0.24987 | 1.0759 | 16.77 | 0.084033 | 0.054869 | 0.065839 | 0.084033 | 0.085798 | -0.0061701 | -0.26394 | -0.68797 | -0.0061701 | -0.031536 | 0.10172 | -0.27805 | -0.82685 | 0.10172 | 0.070927
142 | 0.24 | 0.45 | South/Central | TN | Memphis.Intl.AP.723340 | 3 | 1295447 | 43.3315 | 14.5529 | 63.4683 | 42.7578 | 20.7104 | 984.35 | 4.2085 | -6.25 | 6.3159 | -2.1075 | -2.7619 | 2.5069 | -21.29 | 4.6286 | -2.1217 | -24.9199 | 3.1469 | -46.03 | 6.7654 | -3.6185 | -56.9402 | 4.2085 | -6.25 | 6.3159 | -2.1075 | -2.7619 | 4.3114 | -7.73 | 6.5348 | -2.2234 | -4.5587 | 0.017139 | 0.74267 | 0.24943 | 1.0878 | 16.871 | 0.07213 | 0.042966 | 0.053935 | 0.07213 | 0.073895 | -0.10712 | -0.36489 | -0.78892 | -0.10712 | -0.13249 | -0.047337 | -0.42711 | -0.97591 | -0.047337 | -0.078132 | 0.017139 | 0.74267 | 0.24943 | 1.0878 | 16.871 | 0.07213 | 0.042966 | 0.053935 | 0.07213 | 0.073895 | -0.10712 | -0.36489 | -0.78892 | -0.10712 | -0.13249 | -0.047337 | -0.42711 | -0.97591 | -0.047337 | -0.078132
143 | 0.25 | 0.45 | South/Central | TN | Memphis.Intl.AP.723340 | 3 | 1295447 | 43.686 | 14.5333 | 63.8073 | 43.1077 | 20.6996 | 987.07 | 3.8695 | -8.97 | 5.9661 | -2.0966 | -6.8077 | 2.1679 | -24.01 | 4.2787 | -2.1109 | -28.9657 | 2.8079 | -48.75 | 6.4156 | -3.6077 | -60.986 | 3.8695 | -8.97 | 5.9661 | -2.0966 | -6.8077 | 3.9725 | -10.45 | 6.185 | -2.2125 | -8.6045 | 0.017139 | 0.74874 | 0.24909 | 1.0936 | 16.9176 | 0.06632 | 0.037156 | 0.048125 | 0.06632 | 0.068085 | -0.15374 | -0.41151 | -0.83554 | -0.15374 | -0.1791 | -0.11668 | -0.49645 | -1.0452 | -0.11668 | -0.14747 | 0.017139 | 0.74874 | 0.24909 | 1.0936 | 16.9176 | 0.06632 | 0.037156 | 0.048125 | 0.06632 | 0.068085 | -0.15374 | -0.41151 | -0.83554 | -0.15374 | -0.1791 | -0.11668 | -0.49645 | -1.0452 | -0.11668 | -0.14747
144 | 0.26 | 0.45 | South/Central | TN | Memphis.Intl.AP.723340 | 3 | 1295447 | 43.9815 | 14.5533 | 64.1328 | 43.3993 | 20.7334 | 990.59 | 3.544 | -12.49 | 5.6744 | -2.1304 | -11.8822 | 1.8424 | -27.53 | 3.9871 | -2.1447 | -34.0401 | 2.4824 | -52.27 | 6.1239 | -3.6415 | -66.0604 | 3.544 | -12.49 | 5.6744 | -2.1304 | -11.8822 | 3.647 | -13.97 | 5.8933 | -2.2464 | -13.6789 | 0.017139 | 0.75381 | 0.24943 | 1.0992 | 16.9779 | 0.060741 | 0.031577 | 0.042547 | 0.060741 | 0.062506 | -0.21407 | -0.47184 | -0.89586 | -0.21407 | -0.23943 | -0.20365 | -0.58342 | -1.1322 | -0.20365 | -0.23445 | 0.017139 | 0.75381 | 0.24943 | 1.0992 | 16.9779 | 0.060741 | 0.031577 | 0.042547 | 0.060741 | 0.062506 | -0.21407 | -0.47184 | -0.89586 | -0.21407 | -0.23943 | -0.20365 | -0.58342 | -1.1322 | -0.20365 | -0.23445
145 | 0.27 | 0.45 | South/Central | TN | Memphis.Intl.AP.723340 | 3 | 1295447 | 44.2803 | 14.5733 | 64.4671 | 43.6944 | 20.7727 | 994.29 | 3.2097 | -16.19 | 5.3794 | -2.1697 | -17.2155 | 1.5081 | -31.23 | 3.6921 | -2.184 | -39.3734 | 2.1481 | -55.97 | 5.8289 | -3.6808 | -71.3937 | 3.2097 | -16.19 | 5.3794 | -2.1697 | -17.2155 | 3.3126 | -17.67 | 5.5983 | -2.2856 | -19.0122 | 0.017139 | 0.75893 | 0.24977 | 1.1049 | 17.0413 | 0.055011 | 0.025847 | 0.036816 | 0.055011 | 0.056776 | -0.27748 | -0.53526 | -0.95928 | -0.27748 | -0.30285 | -0.29506 | -0.67483 | -1.2236 | -0.29506 | -0.32585 | 0.017139 | 0.75893 | 0.24977 | 1.1049 | 17.0413 | 0.055011 | 0.025847 | 0.036816 | 0.055011 | 0.056776 | -0.27748 | -0.53526 | -0.95928 | -0.27748 | -0.30285 | -0.29506 | -0.67483 | -1.2236 | -0.29506 | -0.32585
146 | 0.28 | 0.45 | South/Central | TN | Memphis.Intl.AP.723340 | 3 | 1295447 | 44.5758 | 14.5936 | 64.7966 | 43.986 | 20.8106 | 997.91 | 2.8801 | -19.81 | 5.0877 | -2.2076 | -22.4506 | 1.1785 | -34.85 | 3.4004 | -2.2219 | -44.6085 | 1.8185 | -59.59 | 5.5372 | -3.7187 | -76.6288 | 2.8801 | -19.81 | 5.0877 | -2.2076 | -22.4506 | 2.9831 | -21.29 | 5.3066 | -2.3235 | -24.2473 | 0.017139 | 0.76399 | 0.25012 | 1.1106 | 17.1034 | 0.049363 | 0.020199 | 0.031168 | 0.049363 | 0.051128 | -0.33953 | -0.5973 | -1.0213 | -0.33953 | -0.36489 | -0.38478 | -0.76455 | -1.3134 | -0.38478 | -0.41558 | 0.017139 | 0.76399 | 0.25012 | 1.1106 | 17.1034 | 0.049363 | 0.020199 | 0.031168 | 0.049363 | 0.051128 | -0.33953 | -0.5973 | -1.0213 | -0.33953 | -0.36489 | -0.38478 | -0.76455 | -1.3134 | -0.38478 | -0.41558
147 | 0.3 | 0.45 | South/Central | TN | Memphis.Intl.AP.723340 | 3 | 1295447 | 45.0958 | 14.687 | 65.4563 | 44.4994 | 20.9569 | 1006.59 | 2.2205 | -28.49 | 4.5744 | -2.3539 | -34.8221 | 0.51886 | -43.53 | 2.8871 | -2.3682 | -56.9801 | 1.1589 | -68.27 | 5.0239 | -3.865 | -89.0004 | 2.2205 | -28.49 | 4.5744 | -2.3539 | -34.8221 | 2.3234 | -29.97 | 4.7933 | -2.4698 | -36.6189 | 0.017139 | 0.77291 | 0.25172 | 1.1219 | 17.2521 | 0.038057 | 0.0088928 | 0.019862 | 0.038057 | 0.039822 | -0.4883 | -0.74607 | -1.1701 | -0.4883 | -0.51366 | -0.59682 | -0.97659 | -1.5254 | -0.59682 | -0.62762 | 0.017139 | 0.77291 | 0.25172 | 1.1219 | 17.2521 | 0.038057 | 0.0088928 | 0.019862 | 0.038057 | 0.039822 | -0.4883 | -0.74607 | -1.1701 | -0.4883 | -0.51366 | -0.59682 | -0.97659 | -1.5254 | -0.59682 | -0.62762
148 | 0.2 | 0.5 | South/Central | TN | Memphis.Intl.AP.723340 | 3 | 1295447 | 41.0688 | 15.2416 | 62.1001 | 40.5246 | 21.5756 | 990.02 | 5.5766 | -11.92 | 8.5492 | -2.9726 | -8.4952 | 3.875 | -26.96 | 6.8619 | -2.9868 | -30.6532 | 4.515 | -51.7 | 8.9987 | -4.4837 | -62.6735 | 5.5766 | -11.92 | 8.5492 | -2.9726 | -8.4952 | 5.6796 | -13.4 | 8.7681 | -3.0885 | -10.2919 | 0.017139 | 0.70389 | 0.26123 | 1.0643 | 16.9681 | 0.095579 | 0.066415 | 0.077384 | 0.095579 | 0.097343 | -0.2043 | -0.46207 | -0.8861 | -0.2043 | -0.22967 | -0.1456 | -0.52537 | -1.0742 | -0.1456 | -0.1764 | 0.017139 | 0.70389 | 0.26123 | 1.0643 | 16.9681 | 0.095579 | 0.066415 | 0.077384 | 0.095579 | 0.097343 | -0.2043 | -0.46207 | -0.8861 | -0.2043 | -0.22967 | -0.1456 | -0.52537 | -1.0742 | -0.1456 | -0.1764
149 | 0.22 | 0.5 | South/Central | TN | Memphis.Intl.AP.723340 | 3 | 1295447 | 41.7799 | 15.217 | 62.7904 | 41.2265 | 21.5639 | 995.79 | 4.8864 | -17.69 | 7.8473 | -2.9609 | -17.0147 | 3.1848 | -32.73 | 6.16 | -2.9752 | -39.1727 | 3.8248 | -57.47 | 8.2968 | -4.472 | -71.193 | 4.8864 | -17.69 | 7.8473 | -2.9609 | -17.0147 | 4.9893 | -19.17 | 8.0662 | -3.0768 | -18.8115 | 0.017139 | 0.71607 | 0.26081 | 1.0762 | 17.067 | 0.083749 | 0.054584 | 0.065554 | 0.083749 | 0.085513 | -0.30319 | -0.56097 | -0.98499 | -0.30319 | -0.32856 | -0.29162 | -0.67139 | -1.2202 | -0.29162 | -0.32241 | 0.017139 | 0.71607 | 0.26081 | 1.0762 | 17.067 | 0.083749 | 0.054584 | 0.065554 | 0.083749 | 0.085513 | -0.30319 | -0.56097 | -0.98499 | -0.30319 | -0.32856 | -0.29162 | -0.67139 | -1.2202 | -0.29162 | -0.32241
150 | 0.24 | 0.5 | South/Central | TN | Memphis.Intl.AP.723340 | 3 | 1295447 | 42.4895 | 15.1819 | 63.475 | 41.927 | 21.548 | 1001.41 | 4.2018 | -23.31 | 7.1468 | -2.945 | -25.3477 | 2.5002 | -38.35 | 5.4595 | -2.9593 | -47.5056 | 3.1402 | -63.09 | 7.5963 | -4.4561 | -79.5259 | 4.2018 | -23.31 | 7.1468 | -2.945 | -25.3477 | 4.3047 | -24.79 | 7.3657 | -3.0609 | -27.1444 | 0.017139 | 0.72824 | 0.26021 | 1.0879 | 17.1633 | 0.072015 | 0.042851 | 0.05382 | 0.072015 | 0.07378 | -0.39951 | -0.65729 | -1.0813 | -0.39951 | -0.42488 | -0.43444 | -0.81421 | -1.363 | -0.43444 | -0.46523 | 0.017139 | 0.72824 | 0.26021 | 1.0879 | 17.1633 | 0.072015 | 0.042851 | 0.05382 | 0.072015 | 0.07378 | -0.39951 | -0.65729 | -1.0813 | -0.39951 | -0.42488 | -0.43444 | -0.81421 | -1.363 | -0.43444 | -0.46523
151 | 0.25 | 0.5 | South/Central | TN | Memphis.Intl.AP.723340 | 3 | 1295447 | 42.8352 | 15.1657 | 63.8109 | 42.2681 | 21.5428 | 1004.22 | 3.8658 | -26.12 | 6.8057 | -2.9398 | -29.5081 | 2.1642 | -41.16 | 5.1183 | -2.9541 | -51.666 | 2.8042 | -65.9 | 7.2552 | -4.4509 | -83.6863 | 3.8658 | -26.12 | 6.8057 | -2.9398 | -29.5081 | 3.9688 | -27.6 | 7.0246 | -3.0558 | -31.3048 | 0.017139 | 0.73416 | 0.25993 | 1.0937 | 17.2115 | 0.066257 | 0.037093 | 0.048062 | 0.066257 | 0.068022 | -0.44768 | -0.70545 | -1.1295 | -0.44768 | -0.47304 | -0.50574 | -0.88551 | -1.4343 | -0.50574 | -0.53654 | 0.017139 | 0.73416 | 0.25993 | 1.0937 | 17.2115 | 0.066257 | 0.037093 | 0.048062 | 0.066257 | 0.068022 | -0.44768 | -0.70545 | -1.1295 | -0.44768 | -0.47304 | -0.50574 | -0.88551 | -1.4343 | -0.50574 | -0.53654
152 | 0.26 | 0.5 | South/Central | TN | Memphis.Intl.AP.723340 | 3 | 1295447 | 43.144 | 15.1704 | 64.1344 | 42.573 | 21.5614 | 1007.41 | 3.5424 | -29.31 | 6.5008 | -2.9584 | -34.1462 | 1.8408 | -44.35 | 4.8135 | -2.9727 | -56.3041 | 2.4808 | -69.09 | 6.9503 | -4.4695 | -88.3245 | 3.5424 | -29.31 | 6.5008 | -2.9584 | -34.1462 | 3.6453 | -30.79 | 6.7197 | -3.0744 | -35.9429 | 0.017139 | 0.73945 | 0.26001 | 1.0992 | 17.2662 | 0.060713 | 0.031549 | 0.042519 | 0.060713 | 0.062478 | -0.50235 | -0.76012 | -1.1841 | -0.50235 | -0.52772 | -0.58524 | -0.96501 | -1.5138 | -0.58524 | -0.61603 | 0.017139 | 0.73945 | 0.26001 | 1.0992 | 17.2662 | 0.060713 | 0.031549 | 0.042519 | 0.060713 | 0.062478 | -0.50235 | -0.76012 | -1.1841 | -0.50235 | -0.52772 | -0.58524 | -0.96501 | -1.5138 | -0.58524 | -0.61603
153 | 0.27 | 0.5 | South/Central | TN | Memphis.Intl.AP.723340 | 3 | 1295447 | 43.449 | 15.1807 | 64.4543 | 42.874 | 21.5804 | 1010.57 | 3.2224 | -32.47 | 6.1998 | -2.9774 | -38.7491 | 1.5208 | -47.51 | 4.5125 | -2.9917 | -60.907 | 2.1609 | -72.25 | 6.6493 | -4.4885 | -92.9273 | 3.2224 | -32.47 | 6.1998 | -2.9774 | -38.7491 | 3.3254 | -33.95 | 6.4187 | -3.0933 | -40.5458 | 0.017139 | 0.74468 | 0.26018 | 1.1047 | 17.3203 | 0.05523 | 0.026066 | 0.037035 | 0.05523 | 0.056995 | -0.55651 | -0.81428 | -1.2383 | -0.55651 | -0.58188 | -0.66413 | -1.0439 | -1.5927 | -0.66413 | -0.69492 | 0.017139 | 0.74468 | 0.26018 | 1.1047 | 17.3203 | 0.05523 | 0.026066 | 0.037035 | 0.05523 | 0.056995 | -0.55651 | -0.81428 | -1.2383 | -0.55651 | -0.58188 | -0.66413 | -1.0439 | -1.5927 | -0.66413 | -0.69492
154 | 0.28 | 0.5 | South/Central | TN | Memphis.Intl.AP.723340 | 3 | 1295447 | 43.7145 | 15.2307 | 64.7888 | 43.1361 | 21.6527 | 1014.94 | 2.888 | -36.84 | 5.9377 | -3.0497 | -44.9724 | 1.1864 | -51.88 | 4.2503 | -3.064 | -67.1303 | 1.8264 | -76.62 | 6.3872 | -4.5608 | -99.1506 | 2.888 | -36.84 | 5.9377 | -3.0497 | -44.9724 | 2.9909 | -38.32 | 6.1566 | -3.1656 | -46.7691 | 0.017139 | 0.74923 | 0.26104 | 1.1104 | 17.3952 | 0.049497 | 0.020333 | 0.031303 | 0.049497 | 0.051262 | -0.63141 | -0.88918 | -1.3132 | -0.63141 | -0.65677 | -0.77079 | -1.1506 | -1.6994 | -0.77079 | -0.80158 | 0.017139 | 0.74923 | 0.26104 | 1.1104 | 17.3952 | 0.049497 | 0.020333 | 0.031303 | 0.049497 | 0.051262 | -0.63141 | -0.88918 | -1.3132 | -0.63141 | -0.65677 | -0.77079 | -1.1506 | -1.6994 | -0.77079 | -0.80158
155 | 0.3 | 0.5 | South/Central | TN | Memphis.Intl.AP.723340 | 3 | 1295447 | 44.2178 | 15.3503 | 65.4527 | 43.6329 | 21.8198 | 1024.09 | 2.2241 | -45.99 | 5.4409 | -3.2168 | -57.9572 | 0.52244 | -61.03 | 3.7535 | -3.2311 | -80.1151 | 1.1625 | -85.77 | 5.8904 | -4.7279 | -112.1354 | 2.2241 | -45.99 | 5.4409 | -3.2168 | -57.9572 | 2.327 | -47.47 | 5.6598 | -3.3327 | -59.7539 | 0.017139 | 0.75786 | 0.26309 | 1.1218 | 17.5521 | 0.038118 | 0.0089542 | 0.019924 | 0.038118 | 0.039883 | -0.78823 | -1.046 | -1.47 | -0.78823 | -0.8136 | -0.99334 | -1.3731 | -1.9219 | -0.99334 | -1.0241 | 0.017139 | 0.75786 | 0.26309 | 1.1218 | 17.5521 | 0.038118 | 0.0089542 | 0.019924 | 0.038118 | 0.039883 | -0.78823 | -1.046 | -1.47 | -0.78823 | -0.8136 | -0.99334 | -1.3731 | -1.9219 | -0.99334 | -1.0241
156 | 0.37 | 0.17 | South/Central | TN | Memphis.Intl.AP.723340 | 3 | 1295447 | 52.5846 | 11.7883 | 69.0517 | 51.8901 | 17.1617 | 960.87 | -1.375 | 17.23 | -2.8163 | 1.4413 | 21.1253 | -3.0766 | 2.19 | -4.5036 | 1.427 | -1.0326 | -2.4366 | -22.55 | -2.3668 | -0.069763 | -33.0529 | -1.375 | 17.23 | -2.8163 | 1.4413 | 21.1253 | -1.272 | 15.75 | -2.5974 | 1.3254 | 19.3286 | 0.017139 | 0.90126 | 0.20204 | 1.1835 | 16.4685 | -0.023566 | -0.05273 | -0.041761 | -0.023566 | -0.021801 | 0.29531 | 0.037535 | -0.38649 | 0.29531 | 0.26994 | 0.36207 | -0.017698 | -0.5665 | 0.36207 | 0.33128 | 0.017139 | 0.90126 | 0.20204 | 1.1835 | 16.4685 | -0.023566 | -0.05273 | -0.041761 | -0.023566 | -0.021801 | 0.29531 | 0.037535 | -0.38649 | 0.29531 | 0.26994 | 0.36207 | -0.017698 | -0.5665 | 0.36207 | 0.33128
157 | 0.37 | 0.19 | South/Central | TN | Memphis.Intl.AP.723340 | 3 | 1295447 | 52.0667 | 12.0434 | 68.8787 | 51.3789 | 17.4998 | 966.18 | -1.2019 | 11.92 | -2.3052 | 1.1032 | 14.257 | -2.9036 | -3.12 | -3.9925 | 1.089 | -7.9009 | -2.2635 | -27.86 | -1.8557 | -0.40785 | -39.9212 | -1.2019 | 11.92 | -2.3052 | 1.1032 | 14.257 | -1.099 | 10.44 | -2.0863 | 0.98731 | 12.4603 | 0.017139 | 0.89238 | 0.20641 | 1.1805 | 16.5595 | -0.0206 | -0.049765 | -0.038795 | -0.0206 | -0.018836 | 0.2043 | -0.053474 | -0.4775 | 0.2043 | 0.17893 | 0.24435 | -0.13542 | -0.68422 | 0.24435 | 0.21356 | 0.017139 | 0.89238 | 0.20641 | 1.1805 | 16.5595 | -0.0206 | -0.049765 | -0.038795 | -0.0206 | -0.018836 | 0.2043 | -0.053474 | -0.4775 | 0.2043 | 0.17893 | 0.24435 | -0.13542 | -0.68422 | 0.24435 | 0.21356
158 | 0.37 | 0.2 | South/Central | TN | Memphis.Intl.AP.723340 | 3 | 1295447 | 51.8139 | 12.1659 | 68.7941 | 51.1295 | 17.6647 | 968.77 | -1.1174 | 9.33 | -2.0557 | 0.93832 | 10.9089 | -2.819 | -5.71 | -3.743 | 0.92404 | -11.249 | -2.179 | -30.45 | -1.6062 | -0.57277 | -43.2693 | -1.1174 | 9.33 | -2.0557 | 0.93832 | 10.9089 | -1.0144 | 7.85 | -1.8368 | 0.8224 | 9.1122 | 0.017139 | 0.88805 | 0.20851 | 1.1791 | 16.6039 | -0.019151 | -0.048315 | -0.037346 | -0.019151 | -0.017386 | 0.15991 | -0.097865 | -0.52189 | 0.15991 | 0.13454 | 0.18697 | -0.1928 | -0.7416 | 0.18697 | 0.15618 | 0.017139 | 0.88805 | 0.20851 | 1.1791 | 16.6039 | -0.019151 | -0.048315 | -0.037346 | -0.019151 | -0.017386 | 0.15991 | -0.097865 | -0.52189 | 0.15991 | 0.13454 | 0.18697 | -0.1928 | -0.7416 | 0.18697 | 0.15618
159 | 0.37 | 0.23 | South/Central | TN | Memphis.Intl.AP.723340 | 3 | 1295447 | 51.0895 | 12.5418 | 68.5764 | 50.4146 | 18.1618 | 976.93 | -0.89968 | 1.17 | -1.3409 | 0.44118 | 0.33939 | -2.6013 | -13.87 | -3.0282 | 0.4269 | -21.8185 | -1.9613 | -38.61 | -0.89136 | -1.0699 | -53.8389 | -0.89968 | 1.17 | -1.3409 | 0.44118 | 0.33939 | -0.79672 | -0.31 | -1.122 | 0.32526 | -1.4573 | 0.017139 | 0.87563 | 0.21496 | 1.1753 | 16.7438 | -0.01542 | -0.044584 | -0.033614 | -0.01542 | -0.013655 | 0.020053 | -0.23772 | -0.66174 | 0.020053 | -0.0053131 | 0.0058168 | -0.37395 | -0.92275 | 0.0058168 | -0.024977 | 0.017139 | 0.87563 | 0.21496 | 1.1753 | 16.7438 | -0.01542 | -0.044584 | -0.033614 | -0.01542 | -0.013655 | 0.020053 | -0.23772 | -0.66174 | 0.020053 | -0.0053131 | 0.0058168 | -0.37395 | -0.92275 | 0.0058168 | -0.024977
160 | 0.37 | 0.25 | South/Central | TN | Memphis.Intl.AP.723340 | 3 | 1295447 | 50.627 | 12.7931 | 68.4542 | 49.9583 | 18.4959 | 982.63 | -0.77747 | -4.53 | -0.88456 | 0.10709 | -7.072 | -2.4791 | -19.57 | -2.5719 | 0.092802 | -29.2299 | -1.8391 | -44.31 | -0.43505 | -1.404 | -61.2502 | -0.77747 | -4.53 | -0.88456 | 0.10709 | -7.072 | -0.67451 | -6.01 | -0.66566 | -0.0088419 | -8.8687 | 0.017139 | 0.86771 | 0.21926 | 1.1732 | 16.8415 | -0.013325 | -0.042489 | -0.03152 | -0.013325 | -0.01156 | -0.07764 | -0.33541 | -0.75944 | -0.07764 | -0.10301 | -0.12121 | -0.50098 | -1.0498 | -0.12121 | -0.152 | 0.017139 | 0.86771 | 0.21926 | 1.1732 | 16.8415 | -0.013325 | -0.042489 | -0.03152 | -0.013325 | -0.01156 | -0.07764 | -0.33541 | -0.75944 | -0.07764 | -0.10301 | -0.12121 | -0.50098 | -1.0498 | -0.12121 | -0.152
161 | 0.4 | 0.17 | South/Central | TN | Memphis.Intl.AP.723340 | 3 | 1295447 | 53.5795 | 11.7832 | 70.065 | 52.8721 | 17.1929 | 970.29 | -2.3882 | 7.81 | -3.7983 | 1.4101 | 7.3199 | -4.0899 | -7.23 | -5.4857 | 1.3958 | -14.838 | -3.4498 | -31.97 | -3.3488 | -0.10101 | -46.8584 | -2.3882 | 7.81 | -3.7983 | 1.4101 | 7.3199 | -2.2853 | 6.33 | -3.5794 | 1.2942 | 5.5232 | 0.017139 | 0.91831 | 0.20195 | 1.2009 | 16.63 | -0.040933 | -0.070097 | -0.059127 | -0.040933 | -0.039168 | 0.13386 | -0.12392 | -0.54794 | 0.13386 | 0.10849 | 0.12546 | -0.25431 | -0.80311 | 0.12546 | 0.094663 | 0.017139 | 0.91831 | 0.20195 | 1.2009 | 16.63 | -0.040933 | -0.070097 | -0.059127 | -0.040933 | -0.039168 | 0.13386 | -0.12392 | -0.54794 | 0.13386 | 0.10849 | 0.12546 | -0.25431 | -0.80311 | 0.12546 | 0.094663
162 | 0.4 | 0.19 | South/Central | TN | Memphis.Intl.AP.723340 | 3 | 1295447 | 53.0619 | 12.0343 | 69.8851 | 52.3613 | 17.5238 | 975.39 | -2.2084 | 2.71 | -3.2875 | 1.0791 | 0.7316 | -3.91 | -12.33 | -4.9748 | 1.0649 | -21.4263 | -3.2699 | -37.07 | -2.838 | -0.43194 | -53.4467 | -2.2084 | 2.71 | -3.2875 | 1.0791 | 0.7316 | -2.1054 | 1.23 | -3.0686 | 0.96322 | -1.0651 | 0.017139 | 0.90944 | 0.20626 | 1.1978 | 16.7174 | -0.037849 | -0.067014 | -0.056044 | -0.037849 | -0.036085 | 0.046447 | -0.21133 | -0.63535 | 0.046447 | 0.021081 | 0.012539 | -0.36723 | -0.91603 | 0.012539 | -0.018255 | 0.017139 | 0.90944 | 0.20626 | 1.1978 | 16.7174 | -0.037849 | -0.067014 | -0.056044 | -0.037849 | -0.036085 | 0.046447 | -0.21133 | -0.63535 | 0.046447 | 0.021081 | 0.012539 | -0.36723 | -0.91603 | 0.012539 | -0.018255
163 | 0.4 | 0.2 | South/Central | TN | Memphis.Intl.AP.723340 | 3 | 1295447 | 52.8144 | 12.1597 | 69.8127 | 52.1171 | 17.6955 | 978.23 | -2.1359 | -0.13 | -3.0434 | 0.90747 | -2.9531 | -3.8375 | -15.17 | -4.7307 | 0.89319 | -25.111 | -3.1975 | -39.91 | -2.5939 | -0.60362 | -57.1313 | -2.1359 | -0.13 | -3.0434 | 0.90747 | -2.9531 | -2.0329 | -1.61 | -2.8245 | 0.79155 | -4.7498 | 0.017139 | 0.9052 | 0.20841 | 1.1965 | 16.7661 | -0.036608 | -0.065772 | -0.054802 | -0.036608 | -0.034843 | -0.0022281 | -0.26 | -0.68402 | -0.0022281 | -0.027594 | -0.050613 | -0.43038 | -0.97918 | -0.050613 | -0.081407 | 0.017139 | 0.9052 | 0.20841 | 1.1965 | 16.7661 | -0.036608 | -0.065772 | -0.054802 | -0.036608 | -0.034843 | -0.0022281 | -0.26 | -0.68402 | -0.0022281 | -0.027594 | -0.050613 | -0.43038 | -0.97918 | -0.050613 | -0.081407
164 | 0.4 | 0.23 | South/Central | TN | Memphis.Intl.AP.723340 | 3 | 1295447 | 52.09 | 12.5301 | 69.5853 | 51.4023 | 18.183 | 986.1 | -1.9086 | -8 | -2.3285 | 0.41997 | -13.1402 | -3.6102 | -23.04 | -4.0159 | 0.40569 | -35.2981 | -2.9701 | -47.78 | -1.879 | -1.0911 | -67.3184 | -1.9086 | -8 | -2.3285 | 0.41997 | -13.1402 | -1.8056 | -9.48 | -2.1096 | 0.30405 | -14.9369 | 0.017139 | 0.89278 | 0.21476 | 1.1926 | 16.9009 | -0.032711 | -0.061875 | -0.050906 | -0.032711 | -0.030946 | -0.13711 | -0.39489 | -0.81891 | -0.13711 | -0.16248 | -0.22521 | -0.60498 | -1.1538 | -0.22521 | -0.25601 | 0.017139 | 0.89278 | 0.21476 | 1.1926 | 16.9009 | -0.032711 | -0.061875 | -0.050906 | -0.032711 | -0.030946 | -0.13711 | -0.39489 | -0.81891 | -0.13711 | -0.16248 | -0.22521 | -0.60498 | -1.1538 | -0.22521 | -0.25601
165 | 0.4 | 0.25 | South/Central | TN | Memphis.Intl.AP.723340 | 3 | 1295447 | 51.6214 | 12.7814 | 69.4568 | 50.9399 | 18.517 | 991.74 | -1.7801 | -13.64 | -1.8661 | 0.086028 | -20.4671 | -3.4817 | -28.68 | -3.5534 | 0.071744 | -42.625 | -2.8416 | -53.42 | -1.4166 | -1.4251 | -74.6454 | -1.7801 | -13.64 | -1.8661 | 0.086028 | -20.4671 | -1.6771 | -15.12 | -1.6472 | -0.0299 | -22.2638 | 0.017139 | 0.88475 | 0.21906 | 1.1904 | 16.9976 | -0.030509 | -0.059673 | -0.048704 | -0.030509 | -0.028744 | -0.23378 | -0.49155 | -0.91558 | -0.23378 | -0.25914 | -0.35079 | -0.73056 | -1.2794 | -0.35079 | -0.38158 | 0.017139 | 0.88475 | 0.21906 | 1.1904 | 16.9976 | -0.030509 | -0.059673 | -0.048704 | -0.030509 | -0.028744 | -0.23378 | -0.49155 | -0.91558 | -0.23378 | -0.25914 | -0.35079 | -0.73056 | -1.2794 | -0.35079 | -0.38158
166 | 0.21 | 0.17 | South/Central | TN | Memphis.Intl.AP.723340 | 3 | 1295447 | 46.9027 | 11.8617 | 63.333 | 46.2815 | 17.0516 | 909.01 | 4.3437 | 69.09 | 2.7923 | 1.5514 | 97.2609 | 2.6421 | 54.05 | 1.105 | 1.5371 | 75.1029 | 3.2821 | 29.31 | 3.2418 | 0.040331 | 43.0826 | 4.3437 | 69.09 | 2.7923 | 1.5514 | 97.2609 | 4.4467 | 67.61 | 3.0112 | 1.4355 | 95.4642 | 0.017139 | 0.80387 | 0.2033 | 1.0855 | 15.5797 | 0.074448 | 0.045284 | 0.056253 | 0.074448 | 0.076213 | 1.1841 | 0.92637 | 0.50235 | 1.1841 | 1.1588 | 1.667 | 1.2872 | 0.7384 | 1.667 | 1.6362 | 0.017139 | 0.80387 | 0.2033 | 1.0855 | 15.5797 | 0.074448 | 0.045284 | 0.056253 | 0.074448 | 0.076213 | 1.1841 | 0.92637 | 0.50235 | 1.1841 | 1.1588 | 1.667 | 1.2872 | 0.7384 | 1.667 | 1.6362
167 | 0.21 | 0.19 | South/Central | TN | Memphis.Intl.AP.723340 | 3 | 1295447 | 46.4001 | 12.1318 | 63.1959 | 45.7855 | 17.4104 | 915.04 | 4.4809 | 63.06 | 3.2883 | 1.1926 | 89.3767 | 2.7793 | 48.02 | 1.6009 | 1.1783 | 67.2188 | 3.4193 | 23.28 | 3.7378 | -0.31848 | 35.1984 | 4.4809 | 63.06 | 3.2883 | 1.1926 | 89.3767 | 4.5838 | 61.58 | 3.5071 | 1.0767 | 87.58 | 0.017139 | 0.79526 | 0.20793 | 1.0831 | 15.683 | 0.076798 | 0.047634 | 0.058604 | 0.076798 | 0.078563 | 1.0808 | 0.82302 | 0.399 | 1.0808 | 1.0554 | 1.5318 | 1.1521 | 0.60327 | 1.5318 | 1.501 | 0.017139 | 0.79526 | 0.20793 | 1.0831 | 15.683 | 0.076798 | 0.047634 | 0.058604 | 0.076798 | 0.078563 | 1.0808 | 0.82302 | 0.399 | 1.0808 | 1.0554 | 1.5318 | 1.1521 | 0.60327 | 1.5318 | 1.501
168 | 0.21 | 0.2 | South/Central | TN | Memphis.Intl.AP.723340 | 3 | 1295447 | 46.1538 | 12.2581 | 63.1204 | 45.5425 | 17.578 | 917.77 | 4.5563 | 60.33 | 3.5313 | 1.025 | 85.8397 | 2.8547 | 45.29 | 1.844 | 1.0107 | 63.6818 | 3.4947 | 20.55 | 3.9808 | -0.48608 | 31.6614 | 4.5563 | 60.33 | 3.5313 | 1.025 | 85.8397 | 4.6593 | 58.85 | 3.7502 | 0.90908 | 84.043 | 0.017139 | 0.79104 | 0.21009 | 1.0818 | 15.7298 | 0.078092 | 0.048927 | 0.059897 | 0.078092 | 0.079856 | 1.034 | 0.77623 | 0.35221 | 1.034 | 1.0086 | 1.4712 | 1.0915 | 0.54265 | 1.4712 | 1.4404 | 0.017139 | 0.79104 | 0.21009 | 1.0818 | 15.7298 | 0.078092 | 0.048927 | 0.059897 | 0.078092 | 0.079856 | 1.034 | 0.77623 | 0.35221 | 1.034 | 1.0086 | 1.4712 | 1.0915 | 0.54265 | 1.4712 | 1.4404
169 | 0.21 | 0.23 | South/Central | TN | Memphis.Intl.AP.723340 | 3 | 1295447 | 45.4539 | 12.6546 | 62.9532 | 44.8519 | 18.1014 | 926.91 | 4.7235 | 51.19 | 4.2219 | 0.50161 | 73.9188 | 3.0219 | 36.15 | 2.5346 | 0.48733 | 51.7608 | 3.6619 | 11.41 | 4.6714 | -1.0095 | 19.7405 | 4.7235 | 51.19 | 4.2219 | 0.50161 | 73.9188 | 4.8265 | 49.71 | 4.4408 | 0.38569 | 72.1221 | 0.017139 | 0.77904 | 0.21689 | 1.079 | 15.8865 | 0.080957 | 0.051793 | 0.062763 | 0.080957 | 0.082722 | 0.87735 | 0.61958 | 0.19556 | 0.87735 | 0.85199 | 1.2669 | 0.88714 | 0.33834 | 1.2669 | 1.2361 | 0.017139 | 0.77904 | 0.21689 | 1.079 | 15.8865 | 0.080957 | 0.051793 | 0.062763 | 0.080957 | 0.082722 | 0.87735 | 0.61958 | 0.19556 | 0.87735 | 0.85199 | 1.2669 | 0.88714 | 0.33834 | 1.2669 | 1.2361
170 | 0.21 | 0.25 | South/Central | TN | Memphis.Intl.AP.723340 | 3 | 1295447 | 45.0108 | 12.9096 | 62.854 | 44.4146 | 18.4394 | 932.89 | 4.8227 | 45.21 | 4.6591 | 0.16358 | 66.1071 | 3.1211 | 30.17 | 2.9718 | 0.1493 | 43.9491 | 3.7611 | 5.43 | 5.1086 | -1.3475 | 11.9288 | 4.8227 | 45.21 | 4.6591 | 0.16358 | 66.1071 | 4.9257 | 43.73 | 4.878 | 0.047651 | 64.3104 | 0.017139 | 0.77145 | 0.22126 | 1.0773 | 15.989 | 0.082657 | 0.053493 | 0.064463 | 0.082657 | 0.084422 | 0.77486 | 0.51709 | 0.093066 | 0.77486 | 0.7495 | 1.133 | 0.75325 | 0.20445 | 1.133 | 1.1022 | 0.017139 | 0.77145 | 0.22126 | 1.0773 | 15.989 | 0.082657 | 0.053493 | 0.064463 | 0.082657 | 0.084422 | 0.77486 | 0.51709 | 0.093066 | 0.77486 | 0.7495 | 1.133 | 0.75325 | 0.20445 | 1.133 | 1.1022
171 | 0.21 | 0.27 | South/Central | TN | Memphis.Intl.AP.723340 | 3 | 1295447 | 44.5815 | 13.1766 | 62.7783 | 43.9909 | 18.7874 | 939.28 | 4.8984 | 38.82 | 5.0828 | -0.18439 | 57.728 | 3.1968 | 23.78 | 3.3955 | -0.19868 | 35.57 | 3.8368 | -0.96 | 5.5323 | -1.6955 | 3.5497 | 4.8984 | 38.82 | 5.0828 | -0.18439 | 57.728 | 5.0014 | 37.34 | 5.3017 | -0.30032 | 55.9313 | 0.017139 | 0.76409 | 0.22584 | 1.076 | 16.0985 | 0.083955 | 0.054791 | 0.06576 | 0.083955 | 0.08572 | 0.66534 | 0.40757 | -0.016454 | 0.66534 | 0.63998 | 0.98941 | 0.60964 | 0.060839 | 0.98941 | 0.95862 | 0.017139 | 0.76409 | 0.22584 | 1.076 | 16.0985 | 0.083955 | 0.054791 | 0.06576 | 0.083955 | 0.08572 | 0.66534 | 0.40757 | -0.016454 | 0.66534 | 0.63998 | 0.98941 | 0.60964 | 0.060839 | 0.98941 | 0.95862
172 | 0.21 | 0.3 | South/Central | TN | Memphis.Intl.AP.723340 | 3 | 1295447 | 43.9721 | 13.5666 | 62.695 | 43.3896 | 19.3054 | 949.06 | 4.9817 | 29.04 | 5.6841 | -0.70241 | 44.8779 | 3.2801 | 14 | 3.9968 | -0.71669 | 22.7199 | 3.9201 | -10.74 | 6.1336 | -2.2135 | -9.3004 | 4.9817 | 29.04 | 5.6841 | -0.70241 | 44.8779 | 5.0847 | 27.56 | 5.903 | -0.81833 | 43.0812 | 0.017139 | 0.75365 | 0.23252 | 1.0745 | 16.2661 | 0.085383 | 0.056218 | 0.067188 | 0.085383 | 0.087147 | 0.49772 | 0.23995 | -0.18407 | 0.49772 | 0.47236 | 0.76917 | 0.3894 | -0.1594 | 0.76917 | 0.73838 | 0.017139 | 0.75365 | 0.23252 | 1.0745 | 16.2661 | 0.085383 | 0.056218 | 0.067188 | 0.085383 | 0.087147 | 0.49772 | 0.23995 | -0.18407 | 0.49772 | 0.47236 | 0.76917 | 0.3894 | -0.1594 | 0.76917 | 0.73838
173 | 0.21 | 0.32 | South/Central | TN | Memphis.Intl.AP.723340 | 3 | 1295447 | 43.588 | 13.8128 | 62.6427 | 43.0106 | 19.632 | 955.23 | 5.0341 | 22.87 | 6.0631 | -1.029 | 36.7741 | 3.3325 | 7.83 | 4.3758 | -1.0433 | 14.6162 | 3.9725 | -16.91 | 6.5126 | -2.5401 | -17.4041 | 5.0341 | 22.87 | 6.0631 | -1.029 | 36.7741 | 5.1371 | 21.39 | 6.282 | -1.1449 | 34.9774 | 0.017139 | 0.74706 | 0.23674 | 1.0736 | 16.3719 | 0.086281 | 0.057116 | 0.068086 | 0.086281 | 0.088045 | 0.39197 | 0.1342 | -0.28982 | 0.39197 | 0.36661 | 0.63028 | 0.25051 | -0.29829 | 0.63028 | 0.59948 | 0.017139 | 0.74706 | 0.23674 | 1.0736 | 16.3719 | 0.086281 | 0.057116 | 0.068086 | 0.086281 | 0.088045 | 0.39197 | 0.1342 | -0.28982 | 0.39197 | 0.36661 | 0.63028 | 0.25051 | -0.29829 | 0.63028 | 0.59948
174 | 0.21 | 0.35 | South/Central | TN | Memphis.Intl.AP.723340 | 3 | 1295447 | 43.0041 | 14.2296 | 62.6212 | 42.4344 | 20.1868 | 966.3 | 5.0556 | 11.8 | 6.6394 | -1.5838 | 22.145 | 3.354 | -3.24 | 4.9521 | -1.5981 | -0.012945 | 3.994 | -27.98 | 7.0889 | -3.0949 | -32.0333 | 5.0556 | 11.8 | 6.6394 | -1.5838 | 22.145 | 5.1586 | 10.32 | 6.8583 | -1.6997 | 20.3483 | 0.017139 | 0.73705 | 0.24388 | 1.0733 | 16.5616 | 0.086649 | 0.057485 | 0.068454 | 0.086649 | 0.088414 | 0.20224 | -0.055531 | -0.47955 | 0.20224 | 0.17688 | 0.37955 | -0.00022187 | -0.54902 | 0.37955 | 0.34875 | 0.017139 | 0.73705 | 0.24388 | 1.0733 | 16.5616 | 0.086649 | 0.057485 | 0.068454 | 0.086649 | 0.088414 | 0.20224 | -0.055531 | -0.47955 | 0.20224 | 0.17688 | 0.37955 | -0.00022187 | -0.54902 | 0.37955 | 0.34875
175 | 0.21 | 0.37 | South/Central | TN | Memphis.Intl.AP.723340 | 3 | 1295447 | 43.0086 | 14.1461 | 62.5365 | 42.4388 | 20.0977 | 963.79 | 5.1402 | 14.31 | 6.6349 | -1.4947 | 25.6217 | 3.4386 | -0.73 | 4.9476 | -1.509 | 3.4638 | 4.0786 | -25.47 | 7.0844 | -3.0058 | -28.5565 | 5.1402 | 14.31 | 6.6349 | -1.4947 | 25.6217 | 5.2432 | 12.83 | 6.8538 | -1.6106 | 23.825 | 0.017139 | 0.73713 | 0.24245 | 1.0718 | 16.5186 | 0.088099 | 0.058935 | 0.069905 | 0.088099 | 0.089864 | 0.24526 | -0.012512 | -0.43653 | 0.24526 | 0.2199 | 0.43914 | 0.059367 | -0.48944 | 0.43914 | 0.40834 | 0.017139 | 0.73713 | 0.24245 | 1.0718 | 16.5186 | 0.088099 | 0.058935 | 0.069905 | 0.088099 | 0.089864 | 0.24526 | -0.012512 | -0.43653 | 0.24526 | 0.2199 | 0.43914 | 0.059367 | -0.48944 | 0.43914 | 0.40834
176 | 0.21 | 0.4 | South/Central | TN | Memphis.Intl.AP.723340 | 3 | 1295447 | 42.832 | 14.1844 | 62.4344 | 42.2646 | 20.1698 | 964.39 | 5.2423 | 13.71 | 6.8091 | -1.5668 | 24.9915 | 3.5407 | -1.33 | 5.1218 | -1.5811 | 2.8336 | 4.1807 | -26.07 | 7.2586 | -3.0779 | -29.1868 | 5.2423 | 13.71 | 6.8091 | -1.5668 | 24.9915 | 5.3453 | 12.23 | 7.028 | -1.6827 | 23.1948 | 0.017139 | 0.73411 | 0.24311 | 1.0701 | 16.5289 | 0.089849 | 0.060685 | 0.071655 | 0.089849 | 0.091614 | 0.23498 | -0.022795 | -0.44682 | 0.23498 | 0.20961 | 0.42833 | 0.048565 | -0.50024 | 0.42833 | 0.39754 | 0.017139 | 0.73411 | 0.24311 | 1.0701 | 16.5289 | 0.089849 | 0.060685 | 0.071655 | 0.089849 | 0.091614 | 0.23498 | -0.022795 | -0.44682 | 0.23498 | 0.20961 | 0.42833 | 0.048565 | -0.50024 | 0.42833 | 0.39754
177 | 0.21 | 0.42 | South/Central | TN | Memphis.Intl.AP.723340 | 3 | 1295447 | 42.6092 | 14.3341 | 62.4113 | 42.0447 | 20.3667 | 968.18 | 5.2654 | 9.92 | 7.0291 | -1.7637 | 19.999 | 3.5638 | -5.12 | 5.3418 | -1.7779 | -2.159 | 4.2039 | -29.86 | 7.4786 | -3.2747 | -34.1793 | 5.2654 | 9.92 | 7.0291 | -1.7637 | 19.999 | 5.3684 | 8.44 | 7.248 | -1.8796 | 18.2023 | 0.017139 | 0.73029 | 0.24567 | 1.0697 | 16.5938 | 0.090245 | 0.061081 | 0.072051 | 0.090245 | 0.09201 | 0.17002 | -0.087753 | -0.51178 | 0.17002 | 0.14465 | 0.34277 | -0.037003 | -0.58581 | 0.34277 | 0.31197 | 0.017139 | 0.73029 | 0.24567 | 1.0697 | 16.5938 | 0.090245 | 0.061081 | 0.072051 | 0.090245 | 0.09201 | 0.17002 | -0.087753 | -0.51178 | 0.17002 | 0.14465 | 0.34277 | -0.037003 | -0.58581 | 0.34277 | 0.31197
178 | 0.21 | 0.45 | South/Central | TN | Memphis.Intl.AP.723340 | 3 | 1295447 | 42.2618 | 14.5945 | 62.4244 | 41.7019 | 20.7225 | 975.52 | 5.2524 | 2.58 | 7.3719 | -2.1195 | 10.2722 | 3.5508 | -12.46 | 5.6846 | -2.1338 | -11.8857 | 4.1908 | -37.2 | 7.8214 | -3.6306 | -43.906 | 5.2524 | 2.58 | 7.3719 | -2.1195 | 10.2722 | 5.3553 | 1.1 | 7.5908 | -2.2354 | 8.4755 | 0.017139 | 0.72433 | 0.25014 | 1.0699 | 16.7196 | 0.090021 | 0.060857 | 0.071827 | 0.090021 | 0.091786 | 0.044219 | -0.21355 | -0.63758 | 0.044219 | 0.018853 | 0.17606 | -0.20371 | -0.75251 | 0.17606 | 0.14526 | 0.017139 | 0.72433 | 0.25014 | 1.0699 | 16.7196 | 0.090021 | 0.060857 | 0.071827 | 0.090021 | 0.091786 | 0.044219 | -0.21355 | -0.63758 | 0.044219 | 0.018853 | 0.17606 | -0.20371 | -0.75251 | 0.17606 | 0.14526
179 | 0.21 | 0.47 | South/Central | TN | Memphis.Intl.AP.723340 | 3 | 1295447 | 41.9183 | 14.854 | 62.4357 | 41.363 | 21.0727 | 982.73 | 5.241 | -4.63 | 7.7108 | -2.4697 | 0.71831 | 3.5394 | -19.67 | 6.0234 | -2.484 | -21.4396 | 4.1794 | -44.41 | 8.1603 | -3.9808 | -53.4599 | 5.241 | -4.63 | 7.7108 | -2.4697 | 0.71831 | 5.344 | -6.11 | 7.9297 | -2.5857 | -1.0784 | 0.017139 | 0.71845 | 0.25459 | 1.0701 | 16.8432 | 0.089827 | 0.060663 | 0.071632 | 0.089827 | 0.091592 | -0.079354 | -0.33713 | -0.76115 | -0.079354 | -0.10472 | 0.012311 | -0.36746 | -0.91626 | 0.012311 | -0.018483 | 0.017139 | 0.71845 | 0.25459 | 1.0701 | 16.8432 | 0.089827 | 0.060663 | 0.071632 | 0.089827 | 0.091592 | -0.079354 | -0.33713 | -0.76115 | -0.079354 | -0.10472 | 0.012311 | -0.36746 | -0.91626 | 0.012311 | -0.018483
180 | 0.21 | 0.5 | South/Central | TN | Memphis.Intl.AP.723340 | 3 | 1295447 | 41.4298 | 15.222 | 62.4417 | 40.8809 | 21.5609 | 992.69 | 5.235 | -14.59 | 8.1929 | -2.9579 | -12.4715 | 3.5334 | -29.63 | 6.5056 | -2.9721 | -34.6294 | 4.1734 | -54.37 | 8.6424 | -4.469 | -66.6498 | 5.235 | -14.59 | 8.1929 | -2.9579 | -12.4715 | 5.338 | -16.07 | 8.4118 | -3.0738 | -14.2682 | 0.017139 | 0.71007 | 0.26089 | 1.0702 | 17.0139 | 0.089724 | 0.06056 | 0.071529 | 0.089724 | 0.091489 | -0.25006 | -0.50783 | -0.93186 | -0.25006 | -0.27543 | -0.21375 | -0.59352 | -1.1423 | -0.21375 | -0.24455 | 0.017139 | 0.71007 | 0.26089 | 1.0702 | 17.0139 | 0.089724 | 0.06056 | 0.071529 | 0.089724 | 0.091489 | -0.25006 | -0.50783 | -0.93186 | -0.25006 | -0.27543 | -0.21375 | -0.59352 | -1.1423 | -0.21375 | -0.24455
181 | 0.23 | 0.17 | South/Central | TN | Memphis.Intl.AP.723340 | 3 | 1295447 | 47.6422 | 11.8553 | 64.0798 | 47.0115 | 17.0683 | 915.83 | 3.597 | 62.27 | 2.0623 | 1.5347 | 87.2548 | 1.8953 | 47.23 | 0.37496 | 1.5204 | 65.0969 | 2.5354 | 22.49 | 2.5118 | 0.023576 | 33.0766 | 3.597 | 62.27 | 2.0623 | 1.5347 | 87.2548 | 3.6999 | 60.79 | 2.2812 | 1.4187 | 85.4581 | 0.017139 | 0.81655 | 0.20319 | 1.0983 | 15.6966 | 0.061649 | 0.032485 | 0.043454 | 0.061649 | 0.063414 | 1.0673 | 0.80948 | 0.38546 | 1.0673 | 1.0419 | 1.4955 | 1.1157 | 0.56691 | 1.4955 | 1.4647 | 0.017139 | 0.81655 | 0.20319 | 1.0983 | 15.6966 | 0.061649 | 0.032485 | 0.043454 | 0.061649 | 0.063414 | 1.0673 | 0.80948 | 0.38546 | 1.0673 | 1.0419 | 1.4955 | 1.1157 | 0.56691 | 1.4955 | 1.4647
182 | 0.23 | 0.19 | South/Central | TN | Memphis.Intl.AP.723340 | 3 | 1295447 | 47.1335 | 12.116 | 63.928 | 46.5094 | 17.4186 | 921.57 | 3.7488 | 56.53 | 2.5644 | 1.1844 | 79.7888 | 2.0472 | 41.49 | 0.87704 | 1.1701 | 57.6308 | 2.6872 | 16.75 | 3.0139 | -0.32667 | 25.6105 | 3.7488 | 56.53 | 2.5644 | 1.1844 | 79.7888 | 3.8518 | 55.05 | 2.7833 | 1.0685 | 77.9921 | 0.017139 | 0.80783 | 0.20766 | 1.0957 | 15.795 | 0.064251 | 0.035087 | 0.046056 | 0.064251 | 0.066016 | 0.96888 | 0.7111 | 0.28708 | 0.96888 | 0.94351 | 1.3675 | 0.98775 | 0.43894 | 1.3675 | 1.3367 | 0.017139 | 0.80783 | 0.20766 | 1.0957 | 15.795 | 0.064251 | 0.035087 | 0.046056 | 0.064251 | 0.066016 | 0.96888 | 0.7111 | 0.28708 | 0.96888 | 0.94351 | 1.3675 | 0.98775 | 0.43894 | 1.3675 | 1.3367
183 | 0.23 | 0.2 | South/Central | TN | Memphis.Intl.AP.723340 | 3 | 1295447 | 46.8934 | 12.2518 | 63.8691 | 46.2725 | 17.5966 | 924.65 | 3.8076 | 53.45 | 2.8013 | 1.0063 | 75.7579 | 2.106 | 38.41 | 1.114 | 0.99206 | 53.6 | 2.746 | 13.67 | 3.2508 | -0.50474 | 21.5797 | 3.8076 | 53.45 | 2.8013 | 1.0063 | 75.7579 | 3.9106 | 51.97 | 3.0202 | 0.89042 | 73.9612 | 0.017139 | 0.80371 | 0.20999 | 1.0947 | 15.8477 | 0.06526 | 0.036095 | 0.047065 | 0.06526 | 0.067024 | 0.91609 | 0.65832 | 0.23429 | 0.91609 | 0.89072 | 1.2984 | 0.91866 | 0.36986 | 1.2984 | 1.2676 | 0.017139 | 0.80371 | 0.20999 | 1.0947 | 15.8477 | 0.06526 | 0.036095 | 0.047065 | 0.06526 | 0.067024 | 0.91609 | 0.65832 | 0.23429 | 0.91609 | 0.89072 | 1.2984 | 0.91866 | 0.36986 | 1.2984 | 1.2676
184 | 0.23 | 0.23 | South/Central | TN | Memphis.Intl.AP.723340 | 3 | 1295447 | 46.1881 | 12.6296 | 63.6726 | 45.5765 | 18.096 | 933.06 | 4.0042 | 45.04 | 3.4972 | 0.50695 | 64.8573 | 2.3026 | 30 | 1.8099 | 0.49267 | 42.6994 | 2.9426 | 5.26 | 3.9467 | -1.0041 | 10.6791 | 4.0042 | 45.04 | 3.4972 | 0.50695 | 64.8573 | 4.1072 | 43.56 | 3.7161 | 0.39102 | 63.0606 | 0.017139 | 0.79163 | 0.21646 | 1.0913 | 15.9919 | 0.068628 | 0.039464 | 0.050434 | 0.068628 | 0.070393 | 0.77195 | 0.51418 | 0.090152 | 0.77195 | 0.74658 | 1.1116 | 0.73183 | 0.18303 | 1.1116 | 1.0808 | 0.017139 | 0.79163 | 0.21646 | 1.0913 | 15.9919 | 0.068628 | 0.039464 | 0.050434 | 0.068628 | 0.070393 | 0.77195 | 0.51418 | 0.090152 | 0.77195 | 0.74658 | 1.1116 | 0.73183 | 0.18303 | 1.1116 | 1.0808
185 | 0.23 | 0.25 | South/Central | TN | Memphis.Intl.AP.723340 | 3 | 1295447 | 45.7442 | 12.89 | 63.5843 | 45.1385 | 18.4458 | 939.36 | 4.0924 | 38.74 | 3.9352 | 0.15718 | 56.5901 | 2.3908 | 23.7 | 2.2479 | 0.14289 | 34.4322 | 3.0308 | -1.04 | 4.3848 | -1.3539 | 2.4119 | 4.0924 | 38.74 | 3.9352 | 0.15718 | 56.5901 | 4.1954 | 37.26 | 4.1541 | 0.04125 | 54.7934 | 0.017139 | 0.78402 | 0.22092 | 1.0898 | 16.0999 | 0.070141 | 0.040977 | 0.051946 | 0.070141 | 0.071906 | 0.66397 | 0.4062 | -0.017825 | 0.66397 | 0.63861 | 0.96991 | 0.59014 | 0.041337 | 0.96991 | 0.93911 | 0.017139 | 0.78402 | 0.22092 | 1.0898 | 16.0999 | 0.070141 | 0.040977 | 0.051946 | 0.070141 | 0.071906 | 0.66397 | 0.4062 | -0.017825 | 0.66397 | 0.63861 | 0.96991 | 0.59014 | 0.041337 | 0.96991 | 0.93911
186 | 0.23 | 0.27 | South/Central | TN | Memphis.Intl.AP.723340 | 3 | 1295447 | 45.3114 | 13.1513 | 63.4992 | 44.7114 | 18.7877 | 945.56 | 4.1776 | 32.54 | 4.3623 | -0.18475 | 48.4945 | 2.476 | 17.5 | 2.675 | -0.19903 | 26.3366 | 3.116 | -7.24 | 4.8118 | -1.6958 | -5.6837 | 4.1776 | 32.54 | 4.3623 | -0.18475 | 48.4945 | 4.2806 | 31.06 | 4.5812 | -0.30067 | 46.6978 | 0.017139 | 0.7766 | 0.2254 | 1.0883 | 16.2061 | 0.071601 | 0.042436 | 0.053406 | 0.071601 | 0.073365 | 0.55771 | 0.29994 | -0.12409 | 0.55771 | 0.53234 | 0.83116 | 0.45139 | -0.097415 | 0.83116 | 0.80036 | 0.017139 | 0.7766 | 0.2254 | 1.0883 | 16.2061 | 0.071601 | 0.042436 | 0.053406 | 0.071601 | 0.073365 | 0.55771 | 0.29994 | -0.12409 | 0.55771 | 0.53234 | 0.83116 | 0.45139 | -0.097415 | 0.83116 | 0.80036
187 | 0.23 | 0.3 | South/Central | TN | Memphis.Intl.AP.723340 | 3 | 1295447 | 44.7021 | 13.5324 | 63.4 | 44.1101 | 19.2899 | 954.87 | 4.2767 | 23.23 | 4.9636 | -0.68691 | 36.2729 | 2.5751 | 8.19 | 3.2763 | -0.7012 | 14.115 | 3.2152 | -16.55 | 5.4132 | -2.198 | -17.9053 | 4.2767 | 23.23 | 4.9636 | -0.68691 | 36.2729 | 4.3797 | 21.75 | 5.1825 | -0.80284 | 34.4762 | 0.017139 | 0.76616 | 0.23193 | 1.0866 | 16.3657 | 0.0733 | 0.044136 | 0.055105 | 0.0733 | 0.075064 | 0.39814 | 0.14037 | -0.28365 | 0.39814 | 0.37278 | 0.62169 | 0.24192 | -0.30688 | 0.62169 | 0.59089 | 0.017139 | 0.76616 | 0.23193 | 1.0866 | 16.3657 | 0.0733 | 0.044136 | 0.055105 | 0.0733 | 0.075064 | 0.39814 | 0.14037 | -0.28365 | 0.39814 | 0.37278 | 0.62169 | 0.24192 | -0.30688 | 0.62169 | 0.59089
188 | 0.23 | 0.32 | South/Central | TN | Memphis.Intl.AP.723340 | 3 | 1295447 | 44.318 | 13.7841 | 63.3542 | 43.7311 | 19.6231 | 961.23 | 4.3225 | 16.87 | 5.3426 | -1.0201 | 27.9076 | 2.6209 | 1.83 | 3.6553 | -1.0344 | 5.7497 | 3.2609 | -22.91 | 5.7922 | -2.5312 | -26.2706 | 4.3225 | 16.87 | 5.3426 | -1.0201 | 27.9076 | 4.4255 | 15.39 | 5.5615 | -1.136 | 26.1109 | 0.017139 | 0.75957 | 0.23625 | 1.0858 | 16.4747 | 0.074085 | 0.04492 | 0.05589 | 0.074085 | 0.075849 | 0.28914 | 0.031365 | -0.39266 | 0.28914 | 0.26377 | 0.47831 | 0.098545 | -0.45026 | 0.47831 | 0.44752 | 0.017139 | 0.75957 | 0.23625 | 1.0858 | 16.4747 | 0.074085 | 0.04492 | 0.05589 | 0.074085 | 0.075849 | 0.28914 | 0.031365 | -0.39266 | 0.28914 | 0.26377 | 0.47831 | 0.098545 | -0.45026 | 0.47831 | 0.44752
189 | 0.23 | 0.35 | South/Central | TN | Memphis.Intl.AP.723340 | 3 | 1295447 | 43.7286 | 14.2007 | 63.3215 | 43.1495 | 20.172 | 972.09 | 4.3553 | 6.01 | 5.9243 | -1.569 | 13.5812 | 2.6537 | -9.03 | 4.237 | -1.5833 | -8.5768 | 3.2937 | -33.77 | 6.3738 | -3.0801 | -40.5971 | 4.3553 | 6.01 | 5.9243 | -1.569 | 13.5812 | 4.4582 | 4.53 | 6.1432 | -1.6849 | 11.7845 | 0.017139 | 0.74947 | 0.24339 | 1.0853 | 16.6608 | 0.074646 | 0.045482 | 0.056451 | 0.074646 | 0.076411 | 0.10301 | -0.15477 | -0.57879 | 0.10301 | 0.07764 | 0.23277 | -0.147 | -0.6958 | 0.23277 | 0.20198 | 0.017139 | 0.74947 | 0.24339 | 1.0853 | 16.6608 | 0.074646 | 0.045482 | 0.056451 | 0.074646 | 0.076411 | 0.10301 | -0.15477 | -0.57879 | 0.10301 | 0.07764 | 0.23277 | -0.147 | -0.6958 | 0.23277 | 0.20198
190 | 0.23 | 0.37 | South/Central | TN | Memphis.Intl.AP.723340 | 3 | 1295447 | 43.7232 | 14.1165 | 63.228 | 43.1441 | 20.0839 | 969.52 | 4.4488 | 8.58 | 5.9296 | -1.4809 | 17.145 | 2.7471 | -6.46 | 4.2423 | -1.4952 | -5.013 | 3.3872 | -31.2 | 6.3791 | -2.992 | -37.0333 | 4.4488 | 8.58 | 5.9296 | -1.4809 | 17.145 | 4.5517 | 7.1 | 6.1485 | -1.5968 | 15.3483 | 0.017139 | 0.74938 | 0.24194 | 1.0837 | 16.6168 | 0.076248 | 0.047084 | 0.058053 | 0.076248 | 0.078013 | 0.14705 | -0.11072 | -0.53474 | 0.14705 | 0.12169 | 0.29385 | -0.085918 | -0.63472 | 0.29385 | 0.26306 | 0.017139 | 0.74938 | 0.24194 | 1.0837 | 16.6168 | 0.076248 | 0.047084 | 0.058053 | 0.076248 | 0.078013 | 0.14705 | -0.11072 | -0.53474 | 0.14705 | 0.12169 | 0.29385 | -0.085918 | -0.63472 | 0.29385 | 0.26306
191 | 0.23 | 0.4 | South/Central | TN | Memphis.Intl.AP.723340 | 3 | 1295447 | 43.5466 | 14.1578 | 63.1317 | 42.9699 | 20.1618 | 970.29 | 4.545 | 7.81 | 6.1038 | -1.5588 | 16.2837 | 2.8434 | -7.23 | 4.4165 | -1.5731 | -5.8743 | 3.4835 | -31.97 | 6.5533 | -3.0699 | -37.8946 | 4.545 | 7.81 | 6.1038 | -1.5588 | 16.2837 | 4.648 | 6.33 | 6.3227 | -1.6747 | 14.487 | 0.017139 | 0.74635 | 0.24265 | 1.082 | 16.63 | 0.077898 | 0.048734 | 0.059704 | 0.077898 | 0.079663 | 0.13386 | -0.12392 | -0.54794 | 0.13386 | 0.10849 | 0.27909 | -0.10068 | -0.64948 | 0.27909 | 0.24829 | 0.017139 | 0.74635 | 0.24265 | 1.082 | 16.63 | 0.077898 | 0.048734 | 0.059704 | 0.077898 | 0.079663 | 0.13386 | -0.12392 | -0.54794 | 0.13386 | 0.10849 | 0.27909 | -0.10068 | -0.64948 | 0.27909 | 0.24829
192 | 0.23 | 0.42 | South/Central | TN | Memphis.Intl.AP.723340 | 3 | 1295447 | 43.3291 | 14.3037 | 63.1108 | 42.7553 | 20.3555 | 974.04 | 4.5659 | 4.06 | 6.3185 | -1.7525 | 11.3464 | 2.8643 | -10.98 | 4.6311 | -1.7668 | -10.8116 | 3.5043 | -35.72 | 6.768 | -3.2636 | -42.8319 | 4.5659 | 4.06 | 6.3185 | -1.7525 | 11.3464 | 4.6689 | 2.58 | 6.5374 | -1.8685 | 9.5497 | 0.017139 | 0.74263 | 0.24515 | 1.0817 | 16.6942 | 0.078256 | 0.049092 | 0.060062 | 0.078256 | 0.080021 | 0.069585 | -0.18819 | -0.61221 | 0.069585 | 0.044219 | 0.19447 | -0.1853 | -0.7341 | 0.19447 | 0.16367 | 0.017139 | 0.74263 | 0.24515 | 1.0817 | 16.6942 | 0.078256 | 0.049092 | 0.060062 | 0.078256 | 0.080021 | 0.069585 | -0.18819 | -0.61221 | 0.069585 | 0.044219 | 0.19447 | -0.1853 | -0.7341 | 0.19447 | 0.16367
193 | 0.23 | 0.45 | South/Central | TN | Memphis.Intl.AP.723340 | 3 | 1295447 | 42.9764 | 14.5629 | 63.1173 | 42.4072 | 20.7101 | 981.29 | 4.5594 | -3.19 | 6.6666 | -2.1072 | 1.7371 | 2.8578 | -18.23 | 4.9793 | -2.1214 | -20.4208 | 3.4979 | -42.97 | 7.1161 | -3.6182 | -52.4411 | 4.5594 | -3.19 | 6.6666 | -2.1072 | 1.7371 | 4.6624 | -4.67 | 6.8855 | -2.2231 | -0.059607 | 0.017139 | 0.73658 | 0.2496 | 1.0818 | 16.8185 | 0.078145 | 0.048981 | 0.05995 | 0.078145 | 0.07991 | -0.054674 | -0.31245 | -0.73647 | -0.054674 | -0.08004 | 0.029772 | -0.35 | -0.8988 | 0.029772 | -0.0010216 | 0.017139 | 0.73658 | 0.2496 | 1.0818 | 16.8185 | 0.078145 | 0.048981 | 0.05995 | 0.078145 | 0.07991 | -0.054674 | -0.31245 | -0.73647 | -0.054674 | -0.08004 | 0.029772 | -0.35 | -0.8988 | 0.029772 | -0.0010216
194 | 0.23 | 0.47 | South/Central | TN | Memphis.Intl.AP.723340 | 3 | 1295447 | 42.6287 | 14.8242 | 63.1229 | 42.0641 | 21.0588 | 988.42 | 4.5539 | -10.32 | 7.0097 | -2.4558 | -7.6989 | 2.8523 | -25.36 | 5.3223 | -2.47 | -29.8568 | 3.4923 | -50.1 | 7.4592 | -3.9669 | -61.8772 | 4.5539 | -10.32 | 7.0097 | -2.4558 | -7.6989 | 4.6569 | -11.8 | 7.2286 | -2.5717 | -9.4956 | 0.017139 | 0.73062 | 0.25407 | 1.0819 | 16.9407 | 0.07805 | 0.048886 | 0.059855 | 0.07805 | 0.079815 | -0.17688 | -0.43465 | -0.85867 | -0.17688 | -0.20224 | -0.13195 | -0.51172 | -1.0605 | -0.13195 | -0.16275 | 0.017139 | 0.73062 | 0.25407 | 1.0819 | 16.9407 | 0.07805 | 0.048886 | 0.059855 | 0.07805 | 0.079815 | -0.17688 | -0.43465 | -0.85867 | -0.17688 | -0.20224 | -0.13195 | -0.51172 | -1.0605 | -0.13195 | -0.16275
195 | 0.23 | 0.5 | South/Central | TN | Memphis.Intl.AP.723340 | 3 | 1295447 | 42.1344 | 15.1973 | 63.1317 | 41.5763 | 21.5554 | 998.57 | 4.5451 | -20.47 | 7.4974 | -2.9524 | -21.1532 | 2.8434 | -35.51 | 5.8101 | -2.9667 | -43.3111 | 3.4835 | -60.25 | 7.9469 | -4.4635 | -75.3315 | 4.5451 | -20.47 | 7.4974 | -2.9524 | -21.1532 | 4.648 | -21.95 | 7.7163 | -3.0683 | -22.9499 | 0.017139 | 0.72215 | 0.26047 | 1.082 | 17.1147 | 0.077898 | 0.048734 | 0.059704 | 0.077898 | 0.079663 | -0.35084 | -0.60861 | -1.0326 | -0.35084 | -0.37621 | -0.36255 | -0.74232 | -1.2911 | -0.36255 | -0.39334 | 0.017139 | 0.72215 | 0.26047 | 1.082 | 17.1147 | 0.077898 | 0.048734 | 0.059704 | 0.077898 | 0.079663 | -0.35084 | -0.60861 | -1.0326 | -0.35084 | -0.37621 | -0.36255 | -0.74232 | -1.2911 | -0.36255 | -0.39334
196 | 0.29 | 0.17 | South/Central | TN | Memphis.Intl.AP.723340 | 3 | 1295447 | 49.8314 | 11.8096 | 66.2634 | 49.1723 | 17.0911 | 935.25 | 1.4134 | 42.85 | -0.098562 | 1.5119 | 58.7027 | -0.28823 | 27.81 | -1.7859 | 1.4977 | 36.5448 | 0.35179 | 3.07 | 0.35094 | 0.00084973 | 4.5245 | 1.4134 | 42.85 | -0.098562 | 1.5119 | 58.7027 | 1.5163 | 41.37 | 0.12033 | 1.396 | 56.906 | 0.017139 | 0.85407 | 0.20241 | 1.1357 | 16.0294 | 0.024224 | -0.0049401 | 0.0060295 | 0.024224 | 0.025989 | 0.73441 | 0.47664 | 0.052617 | 0.73441 | 0.70905 | 1.0061 | 0.62635 | 0.077546 | 1.0061 | 0.97532 | 0.017139 | 0.85407 | 0.20241 | 1.1357 | 16.0294 | 0.024224 | -0.0049401 | 0.0060295 | 0.024224 | 0.025989 | 0.73441 | 0.47664 | 0.052617 | 0.73441 | 0.70905 | 1.0061 | 0.62635 | 0.077546 | 1.0061 | 0.97532
197 | 0.29 | 0.19 | South/Central | TN | Memphis.Intl.AP.723340 | 3 | 1295447 | 49.3134 | 12.0709 | 66.0986 | 48.6612 | 17.4374 | 940.8 | 1.5781 | 37.3 | 0.41256 | 1.1656 | 51.5068 | -0.12346 | 22.26 | -1.2748 | 1.1513 | 29.3489 | 0.51657 | -2.48 | 0.86207 | -0.3455 | -2.6714 | 1.5781 | 37.3 | 0.41256 | 1.1656 | 51.5068 | 1.6811 | 35.82 | 0.63146 | 1.0497 | 49.7101 | 0.017139 | 0.84519 | 0.20689 | 1.1329 | 16.1245 | 0.027048 | -0.002116 | 0.0088535 | 0.027048 | 0.028813 | 0.63929 | 0.38152 | -0.042505 | 0.63929 | 0.61393 | 0.88278 | 0.50302 | -0.045786 | 0.88278 | 0.85199 | 0.017139 | 0.84519 | 0.20689 | 1.1329 | 16.1245 | 0.027048 | -0.002116 | 0.0088535 | 0.027048 | 0.028813 | 0.63929 | 0.38152 | -0.042505 | 0.63929 | 0.61393 | 0.88278 | 0.50302 | -0.045786 | 0.88278 | 0.85199
198 | 0.29 | 0.2 | South/Central | TN | Memphis.Intl.AP.723340 | 3 | 1295447 | 49.0671 | 12.2005 | 66.0263 | 48.4182 | 17.6081 | 943.63 | 1.6505 | 34.47 | 0.65561 | 0.99489 | 47.8469 | -0.051109 | 19.43 | -1.0317 | 0.9806 | 25.6889 | 0.58892 | -5.31 | 1.1051 | -0.5162 | -6.3314 | 1.6505 | 34.47 | 0.65561 | 0.99489 | 47.8469 | 1.7535 | 32.99 | 0.87451 | 0.87896 | 46.0502 | 0.017139 | 0.84097 | 0.20911 | 1.1316 | 16.173 | 0.028288 | -0.00087597 | 0.010094 | 0.028288 | 0.030053 | 0.59079 | 0.33301 | -0.091009 | 0.59079 | 0.56542 | 0.82006 | 0.44029 | -0.10851 | 0.82006 | 0.78926 | 0.017139 | 0.84097 | 0.20911 | 1.1316 | 16.173 | 0.028288 | -0.00087597 | 0.010094 | 0.028288 | 0.030053 | 0.59079 | 0.33301 | -0.091009 | 0.59079 | 0.56542 | 0.82006 | 0.44029 | -0.10851 | 0.82006 | 0.78926
199 | 0.29 | 0.23 | South/Central | TN | Memphis.Intl.AP.723340 | 3 | 1295447 | 48.342 | 12.5836 | 65.8197 | 47.7025 | 18.1171 | 952.11 | 1.8571 | 25.99 | 1.3712 | 0.48587 | 36.8163 | 0.15549 | 10.95 | -0.31609 | 0.47158 | 14.6584 | 0.79552 | -13.79 | 1.8207 | -1.0252 | -17.3619 | 1.8571 | 25.99 | 1.3712 | 0.48587 | 36.8163 | 1.9601 | 24.51 | 1.5901 | 0.36994 | 35.0196 | 0.017139 | 0.82854 | 0.21567 | 1.1281 | 16.3184 | 0.031829 | 0.002665 | 0.013635 | 0.031829 | 0.033594 | 0.44545 | 0.18767 | -0.23635 | 0.44545 | 0.42008 | 0.631 | 0.25123 | -0.29757 | 0.631 | 0.60021 | 0.017139 | 0.82854 | 0.21567 | 1.1281 | 16.3184 | 0.031829 | 0.002665 | 0.013635 | 0.031829 | 0.033594 | 0.44545 | 0.18767 | -0.23635 | 0.44545 | 0.42008 | 0.631 | 0.25123 | -0.29757 | 0.631 | 0.60021
200 | 0.29 | 0.25 | South/Central | TN | Memphis.Intl.AP.723340 | 3 | 1295447 | 47.8888 | 12.8387 | 65.7115 | 47.2555 | 18.456 | 958.04 | 1.9653 | 20.06 | 1.8183 | 0.14697 | 29.0961 | 0.26365 | 5.02 | 0.13097 | 0.13268 | 6.9382 | 0.90368 | -19.72 | 2.2678 | -1.3641 | -25.0821 | 1.9653 | 20.06 | 1.8183 | 0.14697 | 29.0961 | 2.0682 | 18.58 | 2.0372 | 0.031039 | 27.2994 | 0.017139 | 0.82078 | 0.22005 | 1.1262 | 16.42 | 0.033683 | 0.0045188 | 0.015488 | 0.033683 | 0.035448 | 0.34381 | 0.086039 | -0.33798 | 0.34381 | 0.31845 | 0.49868 | 0.11892 | -0.42989 | 0.49868 | 0.46789 | 0.017139 | 0.82078 | 0.22005 | 1.1262 | 16.42 | 0.033683 | 0.0045188 | 0.015488 | 0.033683 | 0.035448 | 0.34381 | 0.086039 | -0.33798 | 0.34381 | 0.31845 | 0.49868 | 0.11892 | -0.42989 | 0.49868 | 0.46789
201 | 0.29 | 0.27 | South/Central | TN | Memphis.Intl.AP.723340 | 3 | 1295447 | 47.8535 | 12.8152 | 65.6736 | 47.2206 | 18.453 | 957.67 | 2.0032 | 20.43 | 1.8531 | 0.15001 | 29.663 | 0.30155 | 5.39 | 0.16582 | 0.13573 | 7.505 | 0.94158 | -19.35 | 2.3027 | -1.3611 | -24.5153 | 2.0032 | 20.43 | 1.8531 | 0.15001 | 29.663 | 2.1061 | 18.95 | 2.072 | 0.034087 | 27.8663 | 0.017139 | 0.82017 | 0.21964 | 1.1256 | 16.4137 | 0.034333 | 0.0051684 | 0.016138 | 0.034333 | 0.036097 | 0.35015 | 0.09238 | -0.33164 | 0.35015 | 0.32479 | 0.5084 | 0.12863 | -0.42017 | 0.5084 | 0.4776 | 0.017139 | 0.82017 | 0.21964 | 1.1256 | 16.4137 | 0.034333 | 0.0051684 | 0.016138 | 0.034333 | 0.036097 | 0.35015 | 0.09238 | -0.33164 | 0.35015 | 0.32479 | 0.5084 | 0.12863 | -0.42017 | 0.5084 | 0.4776
202 | 0.29 | 0.3 | South/Central | TN | Memphis.Intl.AP.723340 | 3 | 1295447 | 47.5598 | 12.9566 | 65.5931 | 46.9307 | 18.6624 | 961.23 | 2.0836 | 16.87 | 2.143 | -0.059423 | 25.0662 | 0.38201 | 1.83 | 0.45572 | -0.073707 | 2.9083 | 1.022 | -22.91 | 2.5926 | -1.5705 | -29.1121 | 2.0836 | 16.87 | 2.143 | -0.059423 | 25.0662 | 2.1866 | 15.39 | 2.3619 | -0.17535 | 23.2695 | 0.017139 | 0.81514 | 0.22207 | 1.1242 | 16.4747 | 0.035712 | 0.0065474 | 0.017517 | 0.035712 | 0.037476 | 0.28914 | 0.031365 | -0.39266 | 0.28914 | 0.26377 | 0.42961 | 0.049845 | -0.49896 | 0.42961 | 0.39882 | 0.017139 | 0.81514 | 0.22207 | 1.1242 | 16.4747 | 0.035712 | 0.0065474 | 0.017517 | 0.035712 | 0.037476 | 0.28914 | 0.031365 | -0.39266 | 0.28914 | 0.26377 | 0.42961 | 0.049845 | -0.49896 | 0.42961 | 0.39882
203 | 0.29 | 0.32 | South/Central | TN | Memphis.Intl.AP.723340 | 3 | 1295447 | 47.1435 | 13.1875 | 65.4877 | 46.5199 | 18.9678 | 966.5 | 2.189 | 11.6 | 2.5539 | -0.36485 | 18.2101 | 0.48742 | -3.44 | 0.86656 | -0.37913 | -3.9479 | 1.1274 | -28.18 | 3.0034 | -1.8759 | -35.9682 | 2.189 | 11.6 | 2.5539 | -0.36485 | 18.2101 | 2.292 | 10.12 | 2.7728 | -0.48078 | 16.4134 | 0.017139 | 0.808 | 0.22602 | 1.1224 | 16.565 | 0.037518 | 0.008354 | 0.019324 | 0.037518 | 0.039283 | 0.19881 | -0.058959 | -0.48298 | 0.19881 | 0.17345 | 0.31211 | -0.067663 | -0.61647 | 0.31211 | 0.28131 | 0.017139 | 0.808 | 0.22602 | 1.1224 | 16.565 | 0.037518 | 0.008354 | 0.019324 | 0.037518 | 0.039283 | 0.19881 | -0.058959 | -0.48298 | 0.19881 | 0.17345 | 0.31211 | -0.067663 | -0.61647 | 0.31211 | 0.28131
204 | 0.29 | 0.35 | South/Central | TN | Memphis.Intl.AP.723340 | 3 | 1295447 | 46.5432 | 13.5376 | 65.3572 | 45.9276 | 19.4296 | 974.74 | 2.3196 | 3.36 | 3.1461 | -0.82657 | 7.4766 | 0.61795 | -11.68 | 1.4588 | -0.84086 | -14.6813 | 1.258 | -36.42 | 3.5956 | -2.3377 | -46.7016 | 2.3196 | 3.36 | 3.1461 | -0.82657 | 7.4766 | 2.4225 | 1.88 | 3.365 | -0.9425 | 5.6799 | 0.017139 | 0.79771 | 0.23202 | 1.1202 | 16.7062 | 0.039755 | 0.010591 | 0.021561 | 0.039755 | 0.04152 | 0.057588 | -0.20019 | -0.62421 | 0.057588 | 0.032222 | 0.12814 | -0.25163 | -0.80043 | 0.12814 | 0.097349 | 0.017139 | 0.79771 | 0.23202 | 1.1202 | 16.7062 | 0.039755 | 0.010591 | 0.021561 | 0.039755 | 0.04152 | 0.057588 | -0.20019 | -0.62421 | 0.057588 | 0.032222 | 0.12814 | -0.25163 | -0.80043 | 0.12814 | 0.097349
205 | 0.29 | 0.37 | South/Central | TN | Memphis.Intl.AP.723340 | 3 | 1295447 | 46.1867 | 13.7501 | 65.2886 | 45.5758 | 19.7128 | 979.88 | 2.3882 | -1.78 | 3.498 | -1.1098 | 0.7472 | 0.68659 | -16.82 | 1.8106 | -1.124 | -21.4107 | 1.3266 | -41.56 | 3.9475 | -2.6209 | -53.431 | 2.3882 | -1.78 | 3.498 | -1.1098 | 0.7472 | 2.4912 | -3.26 | 3.7169 | -1.2257 | -1.0495 | 0.017139 | 0.7916 | 0.23566 | 1.119 | 16.7943 | 0.040932 | 0.011768 | 0.022737 | 0.040932 | 0.042697 | -0.030508 | -0.28828 | -0.7123 | -0.030508 | -0.055874 | 0.012806 | -0.36696 | -0.91576 | 0.012806 | -0.017988 | 0.017139 | 0.7916 | 0.23566 | 1.119 | 16.7943 | 0.040932 | 0.011768 | 0.022737 | 0.040932 | 0.042697 | -0.030508 | -0.28828 | -0.7123 | -0.030508 | -0.055874 | 0.012806 | -0.36696 | -0.91576 | 0.012806 | -0.017988
206 | 0.29 | 0.4 | South/Central | TN | Memphis.Intl.AP.723340 | 3 | 1295447 | 45.6674 | 14.0615 | 65.1874 | 45.0633 | 20.1241 | 987.36 | 2.4894 | -9.26 | 4.0105 | -1.5211 | -9.0073 | 0.78778 | -24.3 | 2.3231 | -1.5354 | -31.1652 | 1.4278 | -49.04 | 4.46 | -3.0322 | -63.1856 | 2.4894 | -9.26 | 4.0105 | -1.5211 | -9.0073 | 2.5924 | -10.74 | 4.2294 | -1.637 | -10.804 | 0.017139 | 0.7827 | 0.241 | 1.1173 | 16.9225 | 0.042666 | 0.013502 | 0.024471 | 0.042666 | 0.044431 | -0.15871 | -0.41648 | -0.84051 | -0.15871 | -0.18407 | -0.15438 | -0.53415 | -1.0829 | -0.15438 | -0.18517 | 0.017139 | 0.7827 | 0.241 | 1.1173 | 16.9225 | 0.042666 | 0.013502 | 0.024471 | 0.042666 | 0.044431 | -0.15871 | -0.41648 | -0.84051 | -0.15871 | -0.18407 | -0.15438 | -0.53415 | -1.0829 | -0.15438 | -0.18517
207 | 0.29 | 0.42 | South/Central | TN | Memphis.Intl.AP.723340 | 3 | 1295447 | 45.3442 | 14.2766 | 65.1492 | 44.7444 | 20.4048 | 992.72 | 2.5276 | -14.62 | 4.3294 | -1.8018 | -16.0592 | 0.82599 | -29.66 | 2.642 | -1.8161 | -38.2172 | 1.466 | -54.4 | 4.7789 | -3.3129 | -70.2375 | 2.5276 | -14.62 | 4.3294 | -1.8018 | -16.0592 | 2.6306 | -16.1 | 4.5483 | -1.9177 | -17.8559 | 0.017139 | 0.77716 | 0.24469 | 1.1166 | 17.0144 | 0.043321 | 0.014157 | 0.025126 | 0.043321 | 0.045086 | -0.25057 | -0.50835 | -0.93237 | -0.25057 | -0.27594 | -0.27524 | -0.65501 | -1.2038 | -0.27524 | -0.30604 | 0.017139 | 0.77716 | 0.24469 | 1.1166 | 17.0144 | 0.043321 | 0.014157 | 0.025126 | 0.043321 | 0.045086 | -0.25057 | -0.50835 | -0.93237 | -0.25057 | -0.27594 | -0.27524 | -0.65501 | -1.2038 | -0.27524 | -0.30604
208 | 0.29 | 0.47 | South/Central | TN | Memphis.Intl.AP.723340 | 3 | 1295447 | 44.4975 | 14.8884 | 65.1159 | 43.9088 | 21.2071 | 1008.72 | 2.5609 | -30.62 | 5.165 | -2.6041 | -37.1867 | 0.85927 | -45.66 | 3.4776 | -2.6184 | -59.3446 | 1.4993 | -70.4 | 5.6145 | -4.1152 | -91.365 | 2.5609 | -30.62 | 5.165 | -2.6041 | -37.1867 | 2.6638 | -32.1 | 5.3839 | -2.72 | -38.9834 | 0.017139 | 0.76265 | 0.25517 | 1.116 | 17.2886 | 0.043891 | 0.014727 | 0.025697 | 0.043891 | 0.045656 | -0.5248 | -0.78257 | -1.2066 | -0.5248 | -0.55017 | -0.63735 | -1.0171 | -1.5659 | -0.63735 | -0.66814 | 0.017139 | 0.76265 | 0.25517 | 1.116 | 17.2886 | 0.043891 | 0.014727 | 0.025697 | 0.043891 | 0.045656 | -0.5248 | -0.78257 | -1.2066 | -0.5248 | -0.55017 | -0.63735 | -1.0171 | -1.5659 | -0.63735 | -0.66814
209 | 0.31 | 0.17 | South/Central | TN | Memphis.Intl.AP.723340 | 3 | 1295447 | 50.5409 | 11.7945 | 66.9679 | 49.8728 | 17.095 | 941.45 | 0.70887 | 36.65 | -0.79908 | 1.5079 | 49.5804 | -0.99274 | 21.61 | -2.4864 | 1.4937 | 27.4225 | -0.35271 | -3.13 | -0.34957 | -0.0031419 | -4.5978 | 0.70887 | 36.65 | -0.79908 | 1.5079 | 49.5804 | 0.81184 | 35.17 | -0.58018 | 1.392 | 47.7837 | 0.017139 | 0.86623 | 0.20215 | 1.1478 | 16.1357 | 0.012149 | -0.017015 | -0.0060452 | 0.012149 | 0.013914 | 0.62815 | 0.37038 | -0.053646 | 0.62815 | 0.60278 | 0.84977 | 0.47 | -0.078803 | 0.84977 | 0.81897 | 0.017139 | 0.86623 | 0.20215 | 1.1478 | 16.1357 | 0.012149 | -0.017015 | -0.0060452 | 0.012149 | 0.013914 | 0.62815 | 0.37038 | -0.053646 | 0.62815 | 0.60278 | 0.84977 | 0.47 | -0.078803 | 0.84977 | 0.81897
210 | 0.31 | 0.19 | South/Central | TN | Memphis.Intl.AP.723340 | 3 | 1295447 | 50.0227 | 12.0558 | 66.8071 | 49.3614 | 17.4457 | 947.12 | 0.86964 | 30.98 | -0.28766 | 1.1573 | 42.218 | -0.83197 | 15.94 | -1.975 | 1.143 | 20.0601 | -0.19194 | -8.8 | 0.16185 | -0.35379 | -11.9602 | 0.86964 | 30.98 | -0.28766 | 1.1573 | 42.218 | 0.97261 | 29.5 | -0.068766 | 1.0414 | 40.4213 | 0.017139 | 0.85735 | 0.20663 | 1.145 | 16.2329 | 0.014905 | -0.014259 | -0.0032897 | 0.014905 | 0.01667 | 0.53097 | 0.2732 | -0.15082 | 0.53097 | 0.50561 | 0.72358 | 0.34381 | -0.20499 | 0.72358 | 0.69279 | 0.017139 | 0.85735 | 0.20663 | 1.145 | 16.2329 | 0.014905 | -0.014259 | -0.0032897 | 0.014905 | 0.01667 | 0.53097 | 0.2732 | -0.15082 | 0.53097 | 0.50561 | 0.72358 | 0.34381 | -0.20499 | 0.72358 | 0.69279
211 | 0.31 | 0.2 | South/Central | TN | Memphis.Intl.AP.723340 | 3 | 1295447 | 49.7669 | 12.1908 | 66.7317 | 49.1088 | 17.6229 | 950.04 | 0.94504 | 28.06 | -0.035067 | 0.98011 | 38.4228 | -0.75656 | 13.02 | -1.7224 | 0.96583 | 16.2649 | -0.11654 | -11.72 | 0.41444 | -0.53098 | -15.7555 | 0.94504 | 28.06 | -0.035067 | 0.98011 | 38.4228 | 1.048 | 26.58 | 0.18383 | 0.86418 | 36.6261 | 0.017139 | 0.85296 | 0.20894 | 1.1437 | 16.2829 | 0.016197 | -0.012967 | -0.0019974 | 0.016197 | 0.017962 | 0.48093 | 0.22315 | -0.20087 | 0.48093 | 0.45556 | 0.65854 | 0.27877 | -0.27004 | 0.65854 | 0.62774 | 0.017139 | 0.85296 | 0.20894 | 1.1437 | 16.2829 | 0.016197 | -0.012967 | -0.0019974 | 0.016197 | 0.017962 | 0.48093 | 0.22315 | -0.20087 | 0.48093 | 0.45556 | 0.65854 | 0.27877 | -0.27004 | 0.65854 | 0.62774
212 | 0.31 | 0.23 | South/Central | TN | Memphis.Intl.AP.723340 | 3 | 1295447 | 49.0425 | 12.5677 | 66.5151 | 48.394 | 18.1211 | 958.24 | 1.1616 | 19.86 | 0.67977 | 0.48186 | 27.8092 | -0.53998 | 4.82 | -1.0076 | 0.46758 | 5.6513 | 0.10005 | -19.92 | 1.1293 | -1.0292 | -26.369 | 1.1616 | 19.86 | 0.67977 | 0.48186 | 27.8092 | 1.2646 | 18.38 | 0.89866 | 0.36593 | 26.0125 | 0.017139 | 0.84055 | 0.2154 | 1.14 | 16.4234 | 0.019909 | -0.0092548 | 0.0017147 | 0.019909 | 0.021674 | 0.34038 | 0.082611 | -0.34141 | 0.34038 | 0.31502 | 0.47663 | 0.096859 | -0.45194 | 0.47663 | 0.44583 | 0.017139 | 0.84055 | 0.2154 | 1.14 | 16.4234 | 0.019909 | -0.0092548 | 0.0017147 | 0.019909 | 0.021674 | 0.34038 | 0.082611 | -0.34141 | 0.34038 | 0.31502 | 0.47663 | 0.096859 | -0.45194 | 0.47663 | 0.44583
213 | 0.31 | 0.25 | South/Central | TN | Memphis.Intl.AP.723340 | 3 | 1295447 | 48.5832 | 12.829 | 66.4124 | 47.9408 | 18.4716 | 964.43 | 1.2643 | 13.67 | 1.133 | 0.13135 | 19.7071 | -0.4373 | -1.37 | -0.55436 | 0.11707 | -2.4509 | 0.20273 | -26.11 | 1.5825 | -1.3797 | -34.4712 | 1.2643 | 13.67 | 1.133 | 0.13135 | 19.7071 | 1.3673 | 12.19 | 1.3519 | 0.015423 | 17.9104 | 0.017139 | 0.83268 | 0.21988 | 1.1383 | 16.5295 | 0.021669 | -0.0074949 | 0.0034746 | 0.021669 | 0.023434 | 0.23429 | -0.023481 | -0.4475 | 0.23429 | 0.20893 | 0.33776 | -0.042006 | -0.59081 | 0.33776 | 0.30697 | 0.017139 | 0.83268 | 0.21988 | 1.1383 | 16.5295 | 0.021669 | -0.0074949 | 0.0034746 | 0.021669 | 0.023434 | 0.23429 | -0.023481 | -0.4475 | 0.23429 | 0.20893 | 0.33776 | -0.042006 | -0.59081 | 0.33776 | 0.30697
214 | 0.31 | 0.27 | South/Central | TN | Memphis.Intl.AP.723340 | 3 | 1295447 | 48.6233 | 12.7555 | 66.389 | 47.9804 | 18.4086 | 962.99 | 1.2878 | 15.11 | 1.0933 | 0.19444 | 21.7018 | -0.41385 | 0.07 | -0.594 | 0.18015 | -0.45608 | 0.22618 | -24.67 | 1.5428 | -1.3167 | -32.4764 | 1.2878 | 15.11 | 1.0933 | 0.19444 | 21.7018 | 1.3907 | 13.63 | 1.3122 | 0.078507 | 19.9051 | 0.017139 | 0.83336 | 0.21862 | 1.1379 | 16.5049 | 0.022071 | -0.007093 | 0.0038765 | 0.022071 | 0.023836 | 0.25897 | 0.0011997 | -0.42282 | 0.25897 | 0.23361 | 0.37195 | -0.0078168 | -0.55662 | 0.37195 | 0.34116 | 0.017139 | 0.83336 | 0.21862 | 1.1379 | 16.5049 | 0.022071 | -0.007093 | 0.0038765 | 0.022071 | 0.023836 | 0.25897 | 0.0011997 | -0.42282 | 0.25897 | 0.23361 | 0.37195 | -0.0078168 | -0.55662 | 0.37195 | 0.34116
215 | 0.31 | 0.3 | South/Central | TN | Memphis.Intl.AP.723340 | 3 | 1295447 | 48.3671 | 12.877 | 66.3147 | 47.7276 | 18.5872 | 965.97 | 1.362 | 12.13 | 1.3462 | 0.015829 | 17.8543 | -0.33956 | -2.91 | -0.34111 | 0.0015453 | -4.3036 | 0.30046 | -27.65 | 1.7957 | -1.4953 | -36.324 | 1.362 | 12.13 | 1.3462 | 0.015829 | 17.8543 | 1.465 | 10.65 | 1.5651 | -0.1001 | 16.0576 | 0.017139 | 0.82897 | 0.2207 | 1.1366 | 16.5559 | 0.023344 | -0.0058198 | 0.0051497 | 0.023344 | 0.025109 | 0.2079 | -0.049875 | -0.4739 | 0.2079 | 0.18253 | 0.30601 | -0.073761 | -0.62256 | 0.30601 | 0.27521 | 0.017139 | 0.82897 | 0.2207 | 1.1366 | 16.5559 | 0.023344 | -0.0058198 | 0.0051497 | 0.023344 | 0.025109 | 0.2079 | -0.049875 | -0.4739 | 0.2079 | 0.18253 | 0.30601 | -0.073761 | -0.62256 | 0.30601 | 0.27521
216 | 0.31 | 0.32 | South/Central | TN | Memphis.Intl.AP.723340 | 3 | 1295447 | 47.9378 | 13.1059 | 66.1997 | 47.3039 | 18.8958 | 971.22 | 1.4771 | 6.88 | 1.7699 | -0.2928 | 11.0356 | -0.2245 | -8.16 | 0.082578 | -0.30708 | -11.1223 | 0.41552 | -32.9 | 2.2194 | -1.8039 | -43.1426 | 1.4771 | 6.88 | 1.7699 | -0.2928 | 11.0356 | 1.5801 | 5.4 | 1.9888 | -0.40873 | 9.2389 | 0.017139 | 0.82161 | 0.22462 | 1.1346 | 16.6459 | 0.025316 | -0.0038478 | 0.0071217 | 0.025316 | 0.027081 | 0.11792 | -0.13986 | -0.56388 | 0.11792 | 0.092552 | 0.18914 | -0.19063 | -0.73943 | 0.18914 | 0.15835 | 0.017139 | 0.82161 | 0.22462 | 1.1346 | 16.6459 | 0.025316 | -0.0038478 | 0.0071217 | 0.025316 | 0.027081 | 0.11792 | -0.13986 | -0.56388 | 0.11792 | 0.092552 | 0.18914 | -0.19063 | -0.73943 | 0.18914 | 0.15835
217 | 0.31 | 0.35 | South/Central | TN | Memphis.Intl.AP.723340 | 3 | 1295447 | 47.3238 | 13.4625 | 66.0618 | 46.6981 | 19.3638 | 979.51 | 1.6149 | -1.41 | 2.3757 | -0.76077 | 0.22772 | -0.08668 | -16.45 | 0.68837 | -0.77505 | -21.9302 | 0.55335 | -41.19 | 2.8252 | -2.2719 | -53.9505 | 1.6149 | -1.41 | 2.3757 | -0.76077 | 0.22772 | 1.7179 | -2.89 | 2.5946 | -0.8767 | -1.569 | 0.017139 | 0.81109 | 0.23074 | 1.1322 | 16.788 | 0.027679 | -0.0014856 | 0.0094839 | 0.027679 | 0.029443 | -0.024166 | -0.28194 | -0.70596 | -0.024166 | -0.049532 | 0.0039029 | -0.37587 | -0.92467 | 0.0039029 | -0.026891 | 0.017139 | 0.81109 | 0.23074 | 1.1322 | 16.788 | 0.027679 | -0.0014856 | 0.0094839 | 0.027679 | 0.029443 | -0.024166 | -0.28194 | -0.70596 | -0.024166 | -0.049532 | 0.0039029 | -0.37587 | -0.92467 | 0.0039029 | -0.026891
218 | 0.31 | 0.37 | South/Central | TN | Memphis.Intl.AP.723340 | 3 | 1295447 | 46.9266 | 13.6942 | 65.973 | 46.3061 | 19.6669 | 984.9 | 1.7038 | -6.8 | 2.7676 | -1.0639 | -6.779 | 0.0021416 | -21.84 | 1.0803 | -1.0782 | -28.9369 | 0.64217 | -46.58 | 3.2172 | -2.575 | -60.9572 | 1.7038 | -6.8 | 2.7676 | -1.0639 | -6.779 | 1.8067 | -8.28 | 2.9865 | -1.1798 | -8.5757 | 0.017139 | 0.80428 | 0.23471 | 1.1307 | 16.8804 | 0.029201 | 3.6705e-05 | 0.011006 | 0.029201 | 0.030966 | -0.11655 | -0.37432 | -0.79834 | -0.11655 | -0.14191 | -0.11619 | -0.49595 | -1.0448 | -0.11619 | -0.14698 | 0.017139 | 0.80428 | 0.23471 | 1.1307 | 16.8804 | 0.029201 | 3.6705e-05 | 0.011006 | 0.029201 | 0.030966 | -0.11655 | -0.37432 | -0.79834 | -0.11655 | -0.14191 | -0.11619 | -0.49595 | -1.0448 | -0.11619 | -0.14698
219 | 0.31 | 0.4 | South/Central | TN | Memphis.Intl.AP.723340 | 3 | 1295447 | 46.3671 | 14.0353 | 65.8708 | 45.754 | 20.1168 | 993.13 | 1.8059 | -15.03 | 3.3198 | -1.5138 | -17.5586 | 0.10433 | -30.07 | 1.6325 | -1.5281 | -39.7165 | 0.74436 | -54.81 | 3.7693 | -3.0249 | -71.7368 | 1.8059 | -15.03 | 3.3198 | -1.5138 | -17.5586 | 1.9089 | -16.51 | 3.5387 | -1.6298 | -19.3553 | 0.017139 | 0.79469 | 0.24055 | 1.129 | 17.0214 | 0.030952 | 0.0017881 | 0.012758 | 0.030952 | 0.032717 | -0.2576 | -0.51538 | -0.9394 | -0.2576 | -0.28297 | -0.30094 | -0.68071 | -1.2295 | -0.30094 | -0.33173 | 0.017139 | 0.79469 | 0.24055 | 1.129 | 17.0214 | 0.030952 | 0.0017881 | 0.012758 | 0.030952 | 0.032717 | -0.2576 | -0.51538 | -0.9394 | -0.2576 | -0.28297 | -0.30094 | -0.68071 | -1.2295 | -0.30094 | -0.33173
220 | 0.31 | 0.42 | South/Central | TN | Memphis.Intl.AP.723340 | 3 | 1295447 | 46.0044 | 14.2703 | 65.8231 | 45.396 | 20.4271 | 999.03 | 1.8537 | -20.93 | 3.6777 | -1.8241 | -25.2823 | 0.15205 | -35.97 | 1.9904 | -1.8384 | -47.4403 | 0.79207 | -60.71 | 4.1272 | -3.3352 | -79.4606 | 1.8537 | -20.93 | 3.6777 | -1.8241 | -25.2823 | 1.9566 | -22.41 | 3.8966 | -1.94 | -27.079 | 0.017139 | 0.78848 | 0.24458 | 1.1282 | 17.1226 | 0.03177 | 0.002606 | 0.013575 | 0.03177 | 0.033535 | -0.35872 | -0.6165 | -1.0405 | -0.35872 | -0.38409 | -0.43332 | -0.81309 | -1.3619 | -0.43332 | -0.46411 | 0.017139 | 0.78848 | 0.24458 | 1.1282 | 17.1226 | 0.03177 | 0.002606 | 0.013575 | 0.03177 | 0.033535 | -0.35872 | -0.6165 | -1.0405 | -0.35872 | -0.38409 | -0.43332 | -0.81309 | -1.3619 | -0.43332 | -0.46411
221 | 0.31 | 0.47 | South/Central | TN | Memphis.Intl.AP.723340 | 3 | 1295447 | 45.0731 | 14.9429 | 65.7797 | 44.477 | 21.3028 | 1016.42 | 1.897 | -38.32 | 4.5968 | -2.6998 | -48.2521 | 0.19542 | -53.36 | 2.9095 | -2.7141 | -70.41 | 0.83544 | -78.1 | 5.0463 | -4.2109 | -102.4303 | 1.897 | -38.32 | 4.5968 | -2.6998 | -48.2521 | 2 | -39.8 | 4.8157 | -2.8157 | -50.0488 | 0.017139 | 0.77252 | 0.25611 | 1.1274 | 17.4206 | 0.032513 | 0.0033493 | 0.014319 | 0.032513 | 0.034278 | -0.65677 | -0.91455 | -1.3386 | -0.65677 | -0.68214 | -0.827 | -1.2068 | -1.7556 | -0.827 | -0.85779 | 0.017139 | 0.77252 | 0.25611 | 1.1274 | 17.4206 | 0.032513 | 0.0033493 | 0.014319 | 0.032513 | 0.034278 | -0.65677 | -0.91455 | -1.3386 | -0.65677 | -0.68214 | -0.827 | -1.2068 | -1.7556 | -0.827 | -0.85779
222 | 0.32 | 0.17 | South/Central | TN | Memphis.Intl.AP.723340 | 3 | 1295447 | 50.8862 | 11.7945 | 67.323 | 50.2137 | 17.1094 | 944.82 | 0.35373 | 33.28 | -1.1399 | 1.4936 | 44.6513 | -1.3479 | 18.24 | -2.8272 | 1.4793 | 22.4933 | -0.70785 | -6.5 | -0.69039 | -0.017464 | -9.527 | 0.35373 | 33.28 | -1.1399 | 1.4936 | 44.6513 | 0.4567 | 31.8 | -0.921 | 1.3777 | 42.8545 | 0.017139 | 0.87215 | 0.20215 | 1.1539 | 16.1934 | 0.0060627 | -0.023102 | -0.012132 | 0.0060627 | 0.0078274 | 0.57039 | 0.31262 | -0.1114 | 0.57039 | 0.54503 | 0.76529 | 0.38552 | -0.16328 | 0.76529 | 0.73449 | 0.017139 | 0.87215 | 0.20215 | 1.1539 | 16.1934 | 0.0060627 | -0.023102 | -0.012132 | 0.0060627 | 0.0078274 | 0.57039 | 0.31262 | -0.1114 | 0.57039 | 0.54503 | 0.76529 | 0.38552 | -0.16328 | 0.76529 | 0.73449
223 | 0.32 | 0.19 | South/Central | TN | Memphis.Intl.AP.723340 | 3 | 1295447 | 50.3673 | 12.0558 | 67.1608 | 49.7015 | 17.4593 | 950.46 | 0.51599 | 27.64 | -0.62769 | 1.1437 | 37.3265 | -1.1856 | 12.6 | -2.315 | 1.1294 | 15.1686 | -0.5456 | -12.14 | -0.17818 | -0.36741 | -16.8518 | 0.51599 | 27.64 | -0.62769 | 1.1437 | 37.3265 | 0.61895 | 26.16 | -0.4088 | 1.0277 | 35.5298 | 0.017139 | 0.86325 | 0.20663 | 1.1511 | 16.2901 | 0.0088436 | -0.020321 | -0.0093511 | 0.0088436 | 0.010608 | 0.47373 | 0.21595 | -0.20807 | 0.47373 | 0.44836 | 0.63975 | 0.25998 | -0.28883 | 0.63975 | 0.60895 | 0.017139 | 0.86325 | 0.20663 | 1.1511 | 16.2901 | 0.0088436 | -0.020321 | -0.0093511 | 0.0088436 | 0.010608 | 0.47373 | 0.21595 | -0.20807 | 0.47373 | 0.44836 | 0.63975 | 0.25998 | -0.28883 | 0.63975 | 0.60895
227 | 0.32 | 0.27 | South/Central | TN | Memphis.Intl.AP.723340 | 3 | 1295447 | 48.9679 | 12.749 | 66.7274 | 48.3205 | 18.4069 | 965.89 | 0.94935 | 12.21 | 0.7533 | 0.19605 | 17.4149 | -0.75226 | -2.83 | -0.93403 | 0.18177 | -4.743 | -0.11223 | -27.57 | 1.2028 | -1.315 | -36.7634 | 0.94935 | 12.21 | 0.7533 | 0.19605 | 17.4149 | 1.0523 | 10.73 | 0.97219 | 0.080125 | 15.6182 | 0.017139 | 0.83927 | 0.21851 | 1.1437 | 16.5546 | 0.016271 | -0.012893 | -0.0019236 | 0.016271 | 0.018036 | 0.20927 | -0.048504 | -0.47253 | 0.20927 | 0.1839 | 0.29848 | -0.081292 | -0.63009 | 0.29848 | 0.26768 | 0.017139 | 0.83927 | 0.21851 | 1.1437 | 16.5546 | 0.016271 | -0.012893 | -0.0019236 | 0.016271 | 0.018036 | 0.20927 | -0.048504 | -0.47253 | 0.20927 | 0.1839 | 0.29848 | -0.081292 | -0.63009 | 0.29848 | 0.26768
229 | 0.32 | 0.32 | South/Central | TN | Memphis.Intl.AP.723340 | 3 | 1295447 | 48.2822 | 13.0961 | 66.5351 | 47.6439 | 18.8912 | 974.04 | 1.1417 | 4.06 | 1.4299 | -0.2882 | 6.867 | -0.55993 | -10.98 | -0.25745 | -0.30248 | -15.2909 | 0.080093 | -35.72 | 1.8794 | -1.7993 | -47.3112 | 1.1417 | 4.06 | 1.4299 | -0.2882 | 6.867 | 1.2446 | 2.58 | 1.6488 | -0.40412 | 5.0703 | 0.017139 | 0.82752 | 0.22446 | 1.1404 | 16.6942 | 0.019567 | -0.0095968 | 0.0013727 | 0.019567 | 0.021332 | 0.069585 | -0.18819 | -0.61221 | 0.069585 | 0.044219 | 0.1177 | -0.26207 | -0.81088 | 0.1177 | 0.086901 | 0.017139 | 0.82752 | 0.22446 | 1.1404 | 16.6942 | 0.019567 | -0.0095968 | 0.0013727 | 0.019567 | 0.021332 | 0.069585 | -0.18819 | -0.61221 | 0.069585 | 0.044219 | 0.1177 | -0.26207 | -0.81088 | 0.1177 | 0.086901
231 | 0.32 | 0.37 | South/Central | TN | Memphis.Intl.AP.723340 | 3 | 1295447 | 47.2665 | 13.6842 | 66.3128 | 46.6416 | 19.6712 | 987.92 | 1.3639 | -9.82 | 2.4322 | -1.0682 | -11.2441 | -0.33767 | -24.86 | 0.74485 | -1.0825 | -33.4021 | 0.30235 | -49.6 | 2.8817 | -2.5793 | -65.4224 | 1.3639 | -9.82 | 2.4322 | -1.0682 | -11.2441 | 1.4669 | -11.3 | 2.6511 | -1.1842 | -13.0409 | 0.017139 | 0.81011 | 0.23454 | 1.1365 | 16.9321 | 0.023377 | -0.0057875 | 0.0051821 | 0.023377 | 0.025141 | -0.16831 | -0.42608 | -0.8501 | -0.16831 | -0.19367 | -0.19272 | -0.57248 | -1.1213 | -0.19272 | -0.22351 | 0.017139 | 0.81011 | 0.23454 | 1.1365 | 16.9321 | 0.023377 | -0.0057875 | 0.0051821 | 0.023377 | 0.025141 | -0.16831 | -0.42608 | -0.8501 | -0.16831 | -0.19367 | -0.19272 | -0.57248 | -1.1213 | -0.19272 | -0.22351
233 | 0.32 | 0.42 | South/Central | TN | Memphis.Intl.AP.723340 | 3 | 1295447 | 46.3397 | 14.2606 | 66.1522 | 45.727 | 20.4252 | 1001.84 | 1.5245 | -23.74 | 3.3468 | -1.8222 | -29.4437 | -0.17707 | -38.78 | 1.6594 | -1.8365 | -51.6016 | 0.46296 | -63.52 | 3.7963 | -3.3333 | -83.6219 | 1.5245 | -23.74 | 3.3468 | -1.8222 | -29.4437 | 1.6275 | -25.22 | 3.5656 | -1.9381 | -31.2404 | 0.017139 | 0.79422 | 0.24442 | 1.1338 | 17.1707 | 0.026129 | -0.0030348 | 0.0079347 | 0.026129 | 0.027894 | -0.40688 | -0.66466 | -1.0887 | -0.40688 | -0.43225 | -0.50464 | -0.88441 | -1.4332 | -0.50464 | -0.53543 | 0.017139 | 0.79422 | 0.24442 | 1.1338 | 17.1707 | 0.026129 | -0.0030348 | 0.0079347 | 0.026129 | 0.027894 | -0.40688 | -0.66466 | -1.0887 | -0.40688 | -0.43225 | -0.50464 | -0.88441 | -1.4332 | -0.50464 | -0.53543
234 | 0.32 | 0.47 | South/Central | TN | Memphis.Intl.AP.723340 | 3 | 1295447 | 45.4118 | 14.9329 | 66.1085 | 44.8114 | 21.2972 | 1019.17 | 1.5682 | -41.07 | 4.2624 | -2.6942 | -52.3089 | -0.13337 | -56.11 | 2.5751 | -2.7085 | -74.4668 | 0.50665 | -80.85 | 4.7119 | -4.2053 | -106.4872 | 1.5682 | -41.07 | 4.2624 | -2.6942 | -52.3089 | 1.6712 | -42.55 | 4.4813 | -2.8101 | -54.1056 | 0.017139 | 0.77832 | 0.25594 | 1.133 | 17.4677 | 0.026878 | -0.0022859 | 0.0086836 | 0.026878 | 0.028643 | -0.70391 | -0.96168 | -1.3857 | -0.70391 | -0.72927 | -0.89653 | -1.2763 | -1.8251 | -0.89653 | -0.92733 | 0.017139 | 0.77832 | 0.25594 | 1.133 | 17.4677 | 0.026878 | -0.0022859 | 0.0086836 | 0.026878 | 0.028643 | -0.70391 | -0.96168 | -1.3857 | -0.70391 | -0.72927 | -0.89653 | -1.2763 | -1.8251 | -0.89653 | -0.92733
235 | 0.34 | 0.17 | South/Central | TN | Memphis.Intl.AP.723340 | 3 | 1295447 | 51.5703 | 11.7883 | 68.0172 | 50.8889 | 17.1283 | 951.23 | -0.34043 | 26.87 | -1.8151 | 1.4747 | 35.2594 | -2.042 | 11.83 | -3.5024 | 1.4604 | 13.1014 | -1.402 | -12.91 | -1.3656 | -0.03642 | -18.9189 | -0.34043 | 26.87 | -1.8151 | 1.4747 | 35.2594 | -0.23746 | 25.39 | -1.5962 | 1.3587 | 33.4627 | 0.017139 | 0.88387 | 0.20204 | 1.1658 | 16.3033 | -0.0058347 | -0.034999 | -0.024029 | -0.0058347 | -0.0040699 | 0.46053 | 0.20276 | -0.22127 | 0.46053 | 0.43516 | 0.60432 | 0.22455 | -0.32425 | 0.60432 | 0.57352 | 0.017139 | 0.88387 | 0.20204 | 1.1658 | 16.3033 | -0.0058347 | -0.034999 | -0.024029 | -0.0058347 | -0.0040699 | 0.46053 | 0.20276 | -0.22127 | 0.46053 | 0.43516 | 0.60432 | 0.22455 | -0.32425 | 0.60432 | 0.57352
236 | 0.34 | 0.19 | South/Central | TN | Memphis.Intl.AP.723340 | 3 | 1295447 | 51.0517 | 12.0496 | 67.8499 | 50.377 | 17.4729 | 956.71 | -0.17312 | 21.39 | -1.3032 | 1.1301 | 28.1432 | -1.8747 | 6.35 | -2.9905 | 1.1158 | 5.9852 | -1.2347 | -18.39 | -0.85368 | -0.38101 | -26.0351 | -0.17312 | 21.39 | -1.3032 | 1.1301 | 28.1432 | -0.070149 | 19.91 | -1.0843 | 1.0141 | 26.3464 | 0.017139 | 0.87498 | 0.20652 | 1.1629 | 16.3972 | -0.0029671 | -0.032131 | -0.021162 | -0.0029671 | -0.0012023 | 0.36661 | 0.10883 | -0.31519 | 0.36661 | 0.34124 | 0.48235 | 0.10258 | -0.44622 | 0.48235 | 0.45156 | 0.017139 | 0.87498 | 0.20652 | 1.1629 | 16.3972 | -0.0029671 | -0.032131 | -0.021162 | -0.0029671 | -0.0012023 | 0.36661 | 0.10883 | -0.31519 | 0.36661 | 0.34124 | 0.48235 | 0.10258 | -0.44622 | 0.48235 | 0.45156
237 | 0.34 | 0.2 | South/Central | TN | Memphis.Intl.AP.723340 | 3 | 1295447 | 50.8018 | 12.1756 | 67.7714 | 50.1305 | 17.6409 | 959.42 | -0.094653 | 18.68 | -1.0567 | 0.96207 | 24.634 | -1.7963 | 3.64 | -2.7441 | 0.94779 | 2.4761 | -1.1562 | -21.1 | -0.60722 | -0.54901 | -29.5442 | -0.094653 | 18.68 | -1.0567 | 0.96207 | 24.634 | 0.0083139 | 17.2 | -0.83783 | 0.84615 | 22.8373 | 0.017139 | 0.8707 | 0.20868 | 1.1615 | 16.4437 | -0.0016223 | -0.030786 | -0.019817 | -0.0016223 | 0.00014249 | 0.32016 | 0.062387 | -0.36164 | 0.32016 | 0.29479 | 0.42221 | 0.042438 | -0.50636 | 0.42221 | 0.39141 | 0.017139 | 0.8707 | 0.20868 | 1.1615 | 16.4437 | -0.0016223 | -0.030786 | -0.019817 | -0.0016223 | 0.00014249 | 0.32016 | 0.062387 | -0.36164 | 0.32016 | 0.29479 | 0.42221 | 0.042438 | -0.50636 | 0.42221 | 0.39141
238 | 0.34 | 0.23 | South/Central | TN | Memphis.Intl.AP.723340 | 3 | 1295447 | 50.0766 | 12.5524 | 67.5539 | 49.4149 | 18.139 | 967.61 | 0.1229 | 10.49 | -0.34111 | 0.46401 | 14.0378 | -1.5787 | -4.55 | -2.0284 | 0.44973 | -8.1201 | -0.93868 | -29.29 | 0.1084 | -1.0471 | -40.1404 | 0.1229 | 10.49 | -0.34111 | 0.46401 | 14.0378 | 0.22587 | 9.01 | -0.12221 | 0.34808 | 12.2411 | 0.017139 | 0.85827 | 0.21514 | 1.1578 | 16.584 | 0.0021064 | -0.027058 | -0.016088 | 0.0021064 | 0.0038712 | 0.17979 | -0.077983 | -0.50201 | 0.17979 | 0.15442 | 0.2406 | -0.13917 | -0.68797 | 0.2406 | 0.2098 | 0.017139 | 0.85827 | 0.21514 | 1.1578 | 16.584 | 0.0021064 | -0.027058 | -0.016088 | 0.0021064 | 0.0038712 | 0.17979 | -0.077983 | -0.50201 | 0.17979 | 0.15442 | 0.2406 | -0.13917 | -0.68797 | 0.2406 | 0.2098
239 | 0.34 | 0.25 | South/Central | TN | Memphis.Intl.AP.723340 | 3 | 1295447 | 49.6173 | 12.8128 | 67.4503 | 48.9617 | 18.4886 | 973.8 | 0.22649 | 4.3 | 0.11209 | 0.1144 | 5.9714 | -1.4751 | -10.74 | -1.5752 | 0.10012 | -16.1865 | -0.8351 | -35.48 | 0.56159 | -1.3967 | -48.2068 | 0.22649 | 4.3 | 0.11209 | 0.1144 | 5.9714 | 0.32945 | 2.82 | 0.33098 | -0.0015272 | 4.1747 | 0.017139 | 0.8504 | 0.2196 | 1.156 | 16.6901 | 0.0038818 | -0.025282 | -0.014313 | 0.0038818 | 0.0056466 | 0.073698 | -0.18407 | -0.6081 | 0.073698 | 0.048332 | 0.10235 | -0.27742 | -0.82623 | 0.10235 | 0.071552 | 0.017139 | 0.8504 | 0.2196 | 1.156 | 16.6901 | 0.0038818 | -0.025282 | -0.014313 | 0.0038818 | 0.0056466 | 0.073698 | -0.18407 | -0.6081 | 0.073698 | 0.048332 | 0.10235 | -0.27742 | -0.82623 | 0.10235 | 0.071552
240 | 0.34 | 0.27 | South/Central | TN | Memphis.Intl.AP.723340 | 3 | 1295447 | 49.6518 | 12.7331 | 67.409 | 48.9957 | 18.4133 | 971.94 | 0.26778 | 6.16 | 0.078092 | 0.18969 | 8.5226 | -1.4338 | -8.88 | -1.6092 | 0.17541 | -13.6354 | -0.7938 | -33.62 | 0.5276 | -1.3214 | -45.6557 | 0.26778 | 6.16 | 0.078092 | 0.18969 | 8.5226 | 0.37075 | 4.68 | 0.29699 | 0.073765 | 6.7258 | 0.017139 | 0.85099 | 0.21823 | 1.1553 | 16.6583 | 0.0045896 | -0.024575 | -0.013605 | 0.0045896 | 0.0063544 | 0.10558 | -0.1522 | -0.57622 | 0.10558 | 0.080211 | 0.14607 | -0.2337 | -0.7825 | 0.14607 | 0.11528 | 0.017139 | 0.85099 | 0.21823 | 1.1553 | 16.6583 | 0.0045896 | -0.024575 | -0.013605 | 0.0045896 | 0.0063544 | 0.10558 | -0.1522 | -0.57622 | 0.10558 | 0.080211 | 0.14607 | -0.2337 | -0.7825 | 0.14607 | 0.11528
241 | 0.34 | 0.3 | South/Central | TN | Memphis.Intl.AP.723340 | 3 | 1295447 | 49.3956 | 12.8553 | 67.3414 | 48.7428 | 18.5986 | 975.11 | 0.33533 | 2.99 | 0.33098 | 0.0043448 | 4.4076 | -1.3663 | -12.05 | -1.3563 | -0.0099387 | -17.7503 | -0.72626 | -36.79 | 0.78049 | -1.5067 | -49.7706 | 0.33533 | 2.99 | 0.33098 | 0.0043448 | 4.4076 | 0.43829 | 1.51 | 0.54987 | -0.11158 | 2.6109 | 0.017139 | 0.8466 | 0.22033 | 1.1542 | 16.7126 | 0.0057472 | -0.023417 | -0.012447 | 0.0057472 | 0.007512 | 0.051246 | -0.20653 | -0.63055 | 0.051246 | 0.02588 | 0.075543 | -0.30423 | -0.85303 | 0.075543 | 0.044749 | 0.017139 | 0.8466 | 0.22033 | 1.1542 | 16.7126 | 0.0057472 | -0.023417 | -0.012447 | 0.0057472 | 0.007512 | 0.051246 | -0.20653 | -0.63055 | 0.051246 | 0.02588 | 0.075543 | -0.30423 | -0.85303 | 0.075543 | 0.044749
242 | 0.34 | 0.32 | South/Central | TN | Memphis.Intl.AP.723340 | 3 | 1295447 | 48.9628 | 13.086 | 67.2191 | 48.3157 | 18.9034 | 980.21 | 0.45763 | -2.11 | 0.75808 | -0.30045 | -2.2153 | -1.244 | -17.15 | -0.92925 | -0.31473 | -24.3732 | -0.60395 | -41.89 | 1.2076 | -1.8115 | -56.3936 | 0.45763 | -2.11 | 0.75808 | -0.30045 | -2.2153 | 0.5606 | -3.59 | 0.97697 | -0.41638 | -4.012 | 0.017139 | 0.83918 | 0.22428 | 1.1521 | 16.8 | 0.0078434 | -0.021321 | -0.010351 | 0.0078434 | 0.0096081 | -0.036164 | -0.29394 | -0.71796 | -0.036164 | -0.06153 | -0.037969 | -0.41774 | -0.96654 | -0.037969 | -0.068763 | 0.017139 | 0.83918 | 0.22428 | 1.1521 | 16.8 | 0.0078434 | -0.021321 | -0.010351 | 0.0078434 | 0.0096081 | -0.036164 | -0.29394 | -0.71796 | -0.036164 | -0.06153 | -0.037969 | -0.41774 | -0.96654 | -0.037969 | -0.068763
243 | 0.34 | 0.35 | South/Central | TN | Memphis.Intl.AP.723340 | 3 | 1295447 | 48.3393 | 13.4336 | 67.0651 | 47.7004 | 19.3647 | 988.22 | 0.61169 | -10.12 | 1.3734 | -0.76173 | -12.6358 | -1.0899 | -25.16 | -0.31391 | -0.77601 | -34.7937 | -0.4499 | -49.9 | 1.8229 | -2.2728 | -66.814 | 0.61169 | -10.12 | 1.3734 | -0.76173 | -12.6358 | 0.71465 | -11.6 | 1.5923 | -0.87765 | -14.4325 | 0.017139 | 0.8285 | 0.23024 | 1.1494 | 16.9373 | 0.010484 | -0.01868 | -0.0077109 | 0.010484 | 0.012249 | -0.17345 | -0.43122 | -0.85525 | -0.17345 | -0.19881 | -0.21657 | -0.59634 | -1.1451 | -0.21657 | -0.24736 | 0.017139 | 0.8285 | 0.23024 | 1.1494 | 16.9373 | 0.010484 | -0.01868 | -0.0077109 | 0.010484 | 0.012249 | -0.17345 | -0.43122 | -0.85525 | -0.17345 | -0.19881 | -0.21657 | -0.59634 | -1.1451 | -0.21657 | -0.24736
244 | 0.34 | 0.37 | South/Central | TN | Memphis.Intl.AP.723340 | 3 | 1295447 | 47.9462 | 13.6645 | 66.9829 | 47.3126 | 19.6703 | 993.71 | 0.69384 | -15.61 | 1.7612 | -1.0673 | -19.7941 | -1.0078 | -30.65 | 0.073843 | -1.0816 | -41.952 | -0.36774 | -55.39 | 2.2107 | -2.5784 | -73.9724 | 0.69384 | -15.61 | 1.7612 | -1.0673 | -19.7941 | 0.79681 | -17.09 | 1.9801 | -1.1833 | -21.5908 | 0.017139 | 0.82176 | 0.2342 | 1.148 | 17.0314 | 0.011892 | -0.017272 | -0.0063028 | 0.011892 | 0.013657 | -0.26754 | -0.52532 | -0.94934 | -0.26754 | -0.29291 | -0.33925 | -0.71902 | -1.2678 | -0.33925 | -0.37005 | 0.017139 | 0.82176 | 0.2342 | 1.148 | 17.0314 | 0.011892 | -0.017272 | -0.0063028 | 0.011892 | 0.013657 | -0.26754 | -0.52532 | -0.94934 | -0.26754 | -0.29291 | -0.33925 | -0.71902 | -1.2678 | -0.33925 | -0.37005
245 | 0.34 | 0.4 | South/Central | TN | Memphis.Intl.AP.723340 | 3 | 1295447 | 47.3825 | 14.0002 | 66.865 | 46.7563 | 20.1087 | 1001.58 | 0.8118 | -23.48 | 2.3175 | -1.5057 | -30.061 | -0.88981 | -38.52 | 0.63017 | -1.52 | -52.2189 | -0.24978 | -63.26 | 2.767 | -3.0168 | -84.2392 | 0.8118 | -23.48 | 2.3175 | -1.5057 | -30.061 | 0.91477 | -24.96 | 2.5364 | -1.6216 | -31.8577 | 0.017139 | 0.8121 | 0.23995 | 1.146 | 17.1663 | 0.013914 | -0.015251 | -0.004281 | 0.013914 | 0.015678 | -0.40243 | -0.6602 | -1.0842 | -0.40243 | -0.42779 | -0.51522 | -0.89499 | -1.4438 | -0.51522 | -0.54601 | 0.017139 | 0.8121 | 0.23995 | 1.146 | 17.1663 | 0.013914 | -0.015251 | -0.004281 | 0.013914 | 0.015678 | -0.40243 | -0.6602 | -1.0842 | -0.40243 | -0.42779 | -0.51522 | -0.89499 | -1.4438 | -0.51522 | -0.54601
246 | 0.34 | 0.42 | South/Central | TN | Memphis.Intl.AP.723340 | 3 | 1295447 | 47.0099 | 14.2406 | 66.8124 | 46.3885 | 20.4239 | 1007.53 | 0.86434 | -29.43 | 2.6853 | -1.8209 | -37.8576 | -0.83727 | -44.47 | 0.99796 | -1.8352 | -60.0156 | -0.19724 | -69.21 | 3.1348 | -3.332 | -92.0359 | 0.86434 | -29.43 | 2.6853 | -1.8209 | -37.8576 | 0.96731 | -30.91 | 2.9042 | -1.9369 | -39.6544 | 0.017139 | 0.80571 | 0.24407 | 1.1451 | 17.2682 | 0.014814 | -0.01435 | -0.0033806 | 0.014814 | 0.016579 | -0.50441 | -0.76218 | -1.1862 | -0.50441 | -0.52977 | -0.64885 | -1.0286 | -1.5774 | -0.64885 | -0.67964 | 0.017139 | 0.80571 | 0.24407 | 1.1451 | 17.2682 | 0.014814 | -0.01435 | -0.0033806 | 0.014814 | 0.016579 | -0.50441 | -0.76218 | -1.1862 | -0.50441 | -0.52977 | -0.64885 | -1.0286 | -1.5774 | -0.64885 | -0.67964
247 | 0.34 | 0.47 | South/Central | TN | Memphis.Intl.AP.723340 | 3 | 1295447 | 46.0731 | 14.9033 | 66.7502 | 45.4641 | 21.2861 | 1024.49 | 0.92657 | -46.39 | 3.6097 | -2.6831 | -60.223 | -0.77504 | -61.43 | 1.9224 | -2.6974 | -82.3809 | -0.13501 | -86.17 | 4.0592 | -4.1942 | -114.4012 | 0.92657 | -46.39 | 3.6097 | -2.6831 | -60.223 | 1.0295 | -47.87 | 3.8286 | -2.7991 | -62.0197 | 0.017139 | 0.78965 | 0.25543 | 1.144 | 17.5589 | 0.015881 | -0.013284 | -0.002314 | 0.015881 | 0.017645 | -0.79509 | -1.0529 | -1.4769 | -0.79509 | -0.82045 | -1.0322 | -1.4119 | -1.9607 | -1.0322 | -1.063 | 0.017139 | 0.78965 | 0.25543 | 1.144 | 17.5589 | 0.015881 | -0.013284 | -0.002314 | 0.015881 | 0.017645 | -0.79509 | -1.0529 | -1.4769 | -0.79509 | -0.82045 | -1.0322 | -1.4119 | -1.9607 | -1.0322 | -1.063
248 | 0.2 | 0.21 | South/Central | TN | Memphis.Intl.AP.723340 | 3 | 1295447 | 45.5457 | 12.4031 | 62.697 | 44.9423 | 17.7547 | 917.68 | 4.9798 | 60.42 | 4.1314 | 0.84834 | 86.5122 | 3.2782 | 45.38 | 2.4441 | 0.83405 | 64.3543 | 3.9182 | 20.64 | 4.5809 | -0.66275 | 32.3339 | 4.9798 | 60.42 | 4.1314 | 0.84834 | 86.5122 | 5.0827 | 58.94 | 4.3503 | 0.73241 | 84.7155 | 0.017139 | 0.78062 | 0.21258 | 1.0746 | 15.7283 | 0.085349 | 0.056185 | 0.067155 | 0.085349 | 0.087114 | 1.0355 | 0.77778 | 0.35375 | 1.0355 | 1.0102 | 1.4827 | 1.103 | 0.55418 | 1.4827 | 1.452 | 0.017139 | 0.78062 | 0.21258 | 1.0746 | 15.7283 | 0.085349 | 0.056185 | 0.067155 | 0.085349 | 0.087114 | 1.0355 | 0.77778 | 0.35375 | 1.0355 | 1.0102 | 1.4827 | 1.103 | 0.55418 | 1.4827 | 1.452
249 | 0.21 | 0.21 | South/Central | TN | Memphis.Intl.AP.723340 | 3 | 1295447 | 45.9174 | 12.3935 | 63.0657 | 45.3092 | 17.7564 | 920.91 | 4.6111 | 57.19 | 3.7645 | 0.84658 | 81.7475 | 2.9095 | 42.15 | 2.0772 | 0.8323 | 59.5896 | 3.5495 | 17.41 | 4.214 | -0.66451 | 27.5693 | 4.6111 | 57.19 | 3.7645 | 0.84658 | 81.7475 | 4.7141 | 55.71 | 3.9834 | 0.73066 | 79.9508 | 0.017139 | 0.78699 | 0.21241 | 1.0809 | 15.7836 | 0.079031 | 0.049866 | 0.060836 | 0.079031 | 0.080795 | 0.98019 | 0.72242 | 0.29839 | 0.98019 | 0.95482 | 1.4011 | 1.0213 | 0.47252 | 1.4011 | 1.3703 | 0.017139 | 0.78699 | 0.21241 | 1.0809 | 15.7836 | 0.079031 | 0.049866 | 0.060836 | 0.079031 | 0.080795 | 0.98019 | 0.72242 | 0.29839 | 0.98019 | 0.95482 | 1.4011 | 1.0213 | 0.47252 | 1.4011 | 1.3703
250 | 0.22 | 0.21 | South/Central | TN | Memphis.Intl.AP.723340 | 3 | 1295447 | 46.2822 | 12.3869 | 63.4331 | 45.6692 | 17.7639 | 924.25 | 4.2437 | 53.85 | 3.4045 | 0.83914 | 76.8455 | 2.5421 | 38.81 | 1.7172 | 0.82485 | 54.6876 | 3.1821 | 14.07 | 3.854 | -0.67195 | 22.6673 | 4.2437 | 53.85 | 3.4045 | 0.83914 | 76.8455 | 4.3466 | 52.37 | 3.6234 | 0.72321 | 75.0488 | 0.017139 | 0.79324 | 0.2123 | 1.0872 | 15.8409 | 0.072733 | 0.043569 | 0.054538 | 0.072733 | 0.074498 | 0.92294 | 0.66517 | 0.24115 | 0.92294 | 0.89758 | 1.3171 | 0.9373 | 0.3885 | 1.3171 | 1.2863 | 0.017139 | 0.79324 | 0.2123 | 1.0872 | 15.8409 | 0.072733 | 0.043569 | 0.054538 | 0.072733 | 0.074498 | 0.92294 | 0.66517 | 0.24115 | 0.92294 | 0.89758 | 1.3171 | 0.9373 | 0.3885 | 1.3171 | 1.2863
251 | 0.23 | 0.21 | South/Central | TN | Memphis.Intl.AP.723340 | 3 | 1295447 | 46.6508 | 12.3773 | 63.7964 | 46.0331 | 17.7632 | 927.39 | 3.8804 | 50.71 | 3.0406 | 0.83976 | 72.214 | 2.1788 | 35.67 | 1.3533 | 0.82548 | 50.0561 | 2.8188 | 10.93 | 3.4901 | -0.67133 | 18.0357 | 3.8804 | 50.71 | 3.0406 | 0.83976 | 72.214 | 3.9834 | 49.23 | 3.2595 | 0.72384 | 70.4173 | 0.017139 | 0.79956 | 0.21214 | 1.0934 | 15.8947 | 0.066507 | 0.037343 | 0.048312 | 0.066507 | 0.068272 | 0.86913 | 0.61135 | 0.18733 | 0.86913 | 0.84376 | 1.2377 | 0.85792 | 0.30912 | 1.2377 | 1.2069 | 0.017139 | 0.79956 | 0.21214 | 1.0934 | 15.8947 | 0.066507 | 0.037343 | 0.048312 | 0.066507 | 0.068272 | 0.86913 | 0.61135 | 0.18733 | 0.86913 | 0.84376 | 1.2377 | 0.85792 | 0.30912 | 1.2377 | 1.2069
252 | 0.24 | 0.21 | South/Central | TN | Memphis.Intl.AP.723340 | 3 | 1295447 | 47.0126 | 12.3716 | 64.159 | 46.3902 | 17.7687 | 930.65 | 3.5178 | 47.45 | 2.6836 | 0.83425 | 67.4261 | 1.8162 | 32.41 | 0.99623 | 0.81997 | 45.2682 | 2.4562 | 7.67 | 3.1331 | -0.67684 | 13.2479 | 3.5178 | 47.45 | 2.6836 | 0.83425 | 67.4261 | 3.6208 | 45.97 | 2.9025 | 0.71832 | 65.6294 | 0.017139 | 0.80576 | 0.21204 | 1.0996 | 15.9506 | 0.060292 | 0.031128 | 0.042098 | 0.060292 | 0.062057 | 0.81325 | 0.55548 | 0.13146 | 0.81325 | 0.78789 | 1.1556 | 0.77586 | 0.22706 | 1.1556 | 1.1248 | 0.017139 | 0.80576 | 0.21204 | 1.0996 | 15.9506 | 0.060292 | 0.031128 | 0.042098 | 0.060292 | 0.062057 | 0.81325 | 0.55548 | 0.13146 | 0.81325 | 0.78789 | 1.1556 | 0.77586 | 0.22706 | 1.1556 | 1.1248
253 | 0.25 | 0.21 | South/Central | TN | Memphis.Intl.AP.723340 | 3 | 1295447 | 47.3716 | 12.3673 | 64.5228 | 46.7446 | 17.7783 | 934 | 3.1539 | 44.1 | 2.3292 | 0.82472 | 62.5138 | 1.4523 | 29.06 | 0.64188 | 0.81044 | 40.3559 | 2.0923 | 4.32 | 2.7787 | -0.68637 | 8.3356 | 3.1539 | 44.1 | 2.3292 | 0.82472 | 62.5138 | 3.2569 | 42.62 | 2.5481 | 0.70879 | 60.7171 | 0.017139 | 0.81191 | 0.21196 | 1.1059 | 16.008 | 0.054056 | 0.024892 | 0.035861 | 0.054056 | 0.05582 | 0.75584 | 0.49806 | 0.074041 | 0.75584 | 0.73047 | 1.0714 | 0.69167 | 0.14286 | 1.0714 | 1.0406 | 0.017139 | 0.81191 | 0.21196 | 1.1059 | 16.008 | 0.054056 | 0.024892 | 0.035861 | 0.054056 | 0.05582 | 0.75584 | 0.49806 | 0.074041 | 0.75584 | 0.73047 | 1.0714 | 0.69167 | 0.14286 | 1.0714 | 1.0406
254 | 0.26 | 0.21 | South/Central | TN | Memphis.Intl.AP.723340 | 3 | 1295447 | 47.736 | 12.3576 | 64.882 | 47.1043 | 17.7778 | 937.11 | 2.7947 | 40.99 | 1.9695 | 0.82522 | 57.9306 | 1.0931 | 25.95 | 0.28218 | 0.81093 | 35.7727 | 1.7331 | 1.21 | 2.419 | -0.68587 | 3.7523 | 2.7947 | 40.99 | 1.9695 | 0.82522 | 57.9306 | 2.8977 | 39.51 | 2.1884 | 0.70929 | 56.1339 | 0.017139 | 0.81816 | 0.2118 | 1.112 | 16.0613 | 0.047899 | 0.018735 | 0.029705 | 0.047899 | 0.049664 | 0.70254 | 0.44476 | 0.020738 | 0.70254 | 0.67717 | 0.99288 | 0.61311 | 0.064312 | 0.99288 | 0.96209 | 0.017139 | 0.81816 | 0.2118 | 1.112 | 16.0613 | 0.047899 | 0.018735 | 0.029705 | 0.047899 | 0.049664 | 0.70254 | 0.44476 | 0.020738 | 0.70254 | 0.67717 | 0.99288 | 0.61311 | 0.064312 | 0.99288 | 0.96209
255 | 0.27 | 0.21 | South/Central | TN | Memphis.Intl.AP.723340 | 3 | 1295447 | 48.1011 | 12.3511 | 65.2471 | 47.4647 | 17.7823 | 940.37 | 2.4297 | 37.73 | 1.609 | 0.82069 | 53.1382 | 0.7281 | 22.69 | -0.078307 | 0.80641 | 30.9802 | 1.3681 | -2.05 | 2.0585 | -0.6904 | -1.0401 | 2.4297 | 37.73 | 1.609 | 0.82069 | 53.1382 | 2.5327 | 36.25 | 1.8279 | 0.70476 | 51.3415 | 0.017139 | 0.82441 | 0.21169 | 1.1183 | 16.1172 | 0.041643 | 0.012479 | 0.023449 | 0.041643 | 0.043408 | 0.64666 | 0.38889 | -0.035135 | 0.64666 | 0.6213 | 0.91074 | 0.53098 | -0.017826 | 0.91074 | 0.87995 | 0.017139 | 0.82441 | 0.21169 | 1.1183 | 16.1172 | 0.041643 | 0.012479 | 0.023449 | 0.041643 | 0.043408 | 0.64666 | 0.38889 | -0.035135 | 0.64666 | 0.6213 | 0.91074 | 0.53098 | -0.017826 | 0.91074 | 0.87995
256 | 0.28 | 0.21 | South/Central | TN | Memphis.Intl.AP.723340 | 3 | 1295447 | 48.4599 | 12.3419 | 65.6057 | 47.8188 | 17.7869 | 943.59 | 2.0711 | 34.51 | 1.255 | 0.81609 | 48.4253 | 0.36944 | 19.47 | -0.43237 | 0.80181 | 26.2674 | 1.0095 | -5.27 | 1.7045 | -0.69499 | -5.7529 | 2.0711 | 34.51 | 1.255 | 0.81609 | 48.4253 | 2.174 | 33.03 | 1.4739 | 0.70017 | 46.6286 | 0.017139 | 0.83056 | 0.21153 | 1.1244 | 16.1724 | 0.035496 | 0.006332 | 0.017301 | 0.035496 | 0.037261 | 0.59147 | 0.3337 | -0.090323 | 0.59147 | 0.56611 | 0.82997 | 0.4502 | -0.098601 | 0.82997 | 0.79918 | 0.017139 | 0.83056 | 0.21153 | 1.1244 | 16.1724 | 0.035496 | 0.006332 | 0.017301 | 0.035496 | 0.037261 | 0.59147 | 0.3337 | -0.090323 | 0.59147 | 0.56611 | 0.82997 | 0.4502 | -0.098601 | 0.82997 | 0.79918
257 | 0.29 | 0.21 | South/Central | TN | Memphis.Intl.AP.723340 | 3 | 1295447 | 48.8208 | 12.332 | 65.9576 | 48.1751 | 17.7825 | 946.56 | 1.7192 | 31.54 | 0.89867 | 0.82052 | 44.0416 | 0.017578 | 16.5 | -0.78866 | 0.80624 | 21.8837 | 0.6576 | -8.24 | 1.3482 | -0.69057 | -10.1366 | 1.7192 | 31.54 | 0.89867 | 0.82052 | 44.0416 | 1.8222 | 30.06 | 1.1176 | 0.70459 | 42.2449 | 0.017139 | 0.83675 | 0.21136 | 1.1305 | 16.2233 | 0.029465 | 0.00030127 | 0.011271 | 0.029465 | 0.03123 | 0.54057 | 0.2828 | -0.14123 | 0.54057 | 0.5152 | 0.75484 | 0.37507 | -0.17373 | 0.75484 | 0.72404 | 0.017139 | 0.83675 | 0.21136 | 1.1305 | 16.2233 | 0.029465 | 0.00030127 | 0.011271 | 0.029465 | 0.03123 | 0.54057 | 0.2828 | -0.14123 | 0.54057 | 0.5152 | 0.75484 | 0.37507 | -0.17373 | 0.75484 | 0.72404
258 | 0.3 | 0.21 | South/Central | TN | Memphis.Intl.AP.723340 | 3 | 1295447 | 49.1752 | 12.3223 | 66.3115 | 48.525 | 17.7865 | 949.71 | 1.3652 | 28.39 | 0.5488 | 0.81645 | 39.4032 | -0.33636 | 13.35 | -1.1385 | 0.80216 | 17.2452 | 0.30367 | -11.39 | 0.99831 | -0.69464 | -14.7751 | 1.3652 | 28.39 | 0.5488 | 0.81645 | 39.4032 | 1.4682 | 26.91 | 0.7677 | 0.70052 | 37.6064 | 0.017139 | 0.84282 | 0.21119 | 1.1365 | 16.2773 | 0.023399 | -0.0057649 | 0.0052046 | 0.023399 | 0.025164 | 0.48658 | 0.22881 | -0.19522 | 0.48658 | 0.46122 | 0.67534 | 0.29557 | -0.25323 | 0.67534 | 0.64454 | 0.017139 | 0.84282 | 0.21119 | 1.1365 | 16.2773 | 0.023399 | -0.0057649 | 0.0052046 | 0.023399 | 0.025164 | 0.48658 | 0.22881 | -0.19522 | 0.48658 | 0.46122 | 0.67534 | 0.29557 | -0.25323 | 0.67534 | 0.64454
259 | 0.31 | 0.21 | South/Central | TN | Memphis.Intl.AP.723340 | 3 | 1295447 | 49.5239 | 12.3135 | 66.6561 | 48.8692 | 17.7869 | 952.7 | 1.0207 | 25.4 | 0.20458 | 0.81613 | 34.9856 | -0.68091 | 10.36 | -1.4827 | 0.80184 | 12.8277 | -0.04088 | -14.38 | 0.65408 | -0.69496 | -19.1927 | 1.0207 | 25.4 | 0.20458 | 0.81613 | 34.9856 | 1.1237 | 23.92 | 0.42347 | 0.7002 | 33.1889 | 0.017139 | 0.8488 | 0.21104 | 1.1424 | 16.3285 | 0.017494 | -0.01167 | -0.00070066 | 0.017494 | 0.019259 | 0.43534 | 0.17756 | -0.24646 | 0.43534 | 0.40997 | 0.59962 | 0.21986 | -0.32895 | 0.59962 | 0.56883 | 0.017139 | 0.8488 | 0.21104 | 1.1424 | 16.3285 | 0.017494 | -0.01167 | -0.00070066 | 0.017494 | 0.019259 | 0.43534 | 0.17756 | -0.24646 | 0.43534 | 0.40997 | 0.59962 | 0.21986 | -0.32895 | 0.59962 | 0.56883
260 | 0.32 | 0.21 | South/Central | TN | Memphis.Intl.AP.723340 | 3 | 1295447 | 49.8692 | 12.3126 | 67.0066 | 49.21 | 17.7966 | 955.94 | 0.67012 | 22.16 | -0.13624 | 0.80636 | 30.2372 | -1.0315 | 7.12 | -1.8236 | 0.79208 | 8.0793 | -0.39146 | -17.62 | 0.31327 | -0.70473 | -23.9411 | 0.67012 | 22.16 | -0.13624 | 0.80636 | 30.2372 | 0.77309 | 20.68 | 0.082656 | 0.69043 | 28.4405 | 0.017139 | 0.85472 | 0.21103 | 1.1484 | 16.384 | 0.011485 | -0.017679 | -0.0067093 | 0.011485 | 0.01325 | 0.3798 | 0.12203 | -0.30199 | 0.3798 | 0.35444 | 0.51824 | 0.13847 | -0.41033 | 0.51824 | 0.48745 | 0.017139 | 0.85472 | 0.21103 | 1.1484 | 16.384 | 0.011485 | -0.017679 | -0.0067093 | 0.011485 | 0.01325 | 0.3798 | 0.12203 | -0.30199 | 0.3798 | 0.35444 | 0.51824 | 0.13847 | -0.41033 | 0.51824 | 0.48745
261 | 0.33 | 0.21 | South/Central | TN | Memphis.Intl.AP.723340 | 3 | 1295447 | 50.2137 | 12.3072 | 67.3549 | 49.55 | 17.8049 | 959.12 | 0.32184 | 18.98 | -0.47627 | 0.79811 | 25.5587 | -1.3798 | 3.94 | -2.1636 | 0.78382 | 3.4008 | -0.73975 | -20.8 | -0.026762 | -0.71298 | -28.6196 | 0.32184 | 18.98 | -0.47627 | 0.79811 | 25.5587 | 0.4248 | 17.5 | -0.25737 | 0.68218 | 23.762 | 0.017139 | 0.86062 | 0.21094 | 1.1544 | 16.4385 | 0.005516 | -0.023648 | -0.012679 | 0.005516 | 0.0072808 | 0.3253 | 0.067528 | -0.35649 | 0.3253 | 0.29994 | 0.43805 | 0.058286 | -0.49052 | 0.43805 | 0.40726 | 0.017139 | 0.86062 | 0.21094 | 1.1544 | 16.4385 | 0.005516 | -0.023648 | -0.012679 | 0.005516 | 0.0072808 | 0.3253 | 0.067528 | -0.35649 | 0.3253 | 0.29994 | 0.43805 | 0.058286 | -0.49052 | 0.43805 | 0.40726
262 | 0.34 | 0.21 | South/Central | TN | Memphis.Intl.AP.723340 | 3 | 1295447 | 50.5536 | 12.3061 | 67.6983 | 49.8855 | 17.8128 | 962.26 | -0.021535 | 15.84 | -0.81174 | 0.7902 | 20.9525 | -1.7231 | 0.8 | -2.4991 | 0.77592 | -1.2054 | -1.0831 | -23.94 | -0.36223 | -0.72089 | -33.2258 | -0.021535 | 15.84 | -0.81174 | 0.7902 | 20.9525 | 0.081432 | 14.36 | -0.59284 | 0.67427 | 19.1558 | 0.017139 | 0.86645 | 0.21092 | 1.1603 | 16.4923 | -0.00036909 | -0.029533 | -0.018564 | -0.00036909 | 0.0013957 | 0.27148 | 0.013711 | -0.41031 | 0.27148 | 0.24612 | 0.35911 | -0.02066 | -0.56946 | 0.35911 | 0.32831 | 0.017139 | 0.86645 | 0.21092 | 1.1603 | 16.4923 | -0.00036909 | -0.029533 | -0.018564 | -0.00036909 | 0.0013957 | 0.27148 | 0.013711 | -0.41031 | 0.27148 | 0.24612 | 0.35911 | -0.02066 | -0.56946 | 0.35911 | 0.32831
263 | 0.35 | 0.21 | South/Central | TN | Memphis.Intl.AP.723340 | 3 | 1295447 | 50.8943 | 12.292 | 68.0314 | 50.2218 | 17.8095 | 965.08 | -0.35459 | 13.02 | -1.1481 | 0.79347 | 16.7784 | -2.0562 | -2.02 | -2.8354 | 0.77919 | -5.3795 | -1.4162 | -26.76 | -0.69856 | -0.71762 | -37.3998 | -0.35459 | 13.02 | -1.1481 | 0.79347 | 16.7784 | -0.25163 | 11.54 | -0.92917 | 0.67754 | 14.9817 | 0.017139 | 0.87229 | 0.21067 | 1.166 | 16.5407 | -0.0060774 | -0.035242 | -0.024272 | -0.0060774 | -0.0043127 | 0.22315 | -0.034621 | -0.45864 | 0.22315 | 0.19779 | 0.28757 | -0.092201 | -0.641 | 0.28757 | 0.25677 | 0.017139 | 0.87229 | 0.21067 | 1.166 | 16.5407 | -0.0060774 | -0.035242 | -0.024272 | -0.0060774 | -0.0043127 | 0.22315 | -0.034621 | -0.45864 | 0.22315 | 0.19779 | 0.28757 | -0.092201 | -0.641 | 0.28757 | 0.25677
264 | 0.36 | 0.21 | South/Central | TN | Memphis.Intl.AP.723340 | 3 | 1295447 | 51.2331 | 12.2919 | 68.3736 | 50.5562 | 17.8174 | 968.21 | -0.69685 | 9.89 | -1.4825 | 0.7856 | 12.1873 | -2.3985 | -5.15 | -3.1698 | 0.77132 | -9.9706 | -1.7584 | -29.89 | -1.0329 | -0.72549 | -41.9909 | -0.69685 | 9.89 | -1.4825 | 0.7856 | 12.1873 | -0.59389 | 8.41 | -1.2636 | 0.66967 | 10.3906 | 0.017139 | 0.87809 | 0.21067 | 1.1719 | 16.5943 | -0.011943 | -0.041108 | -0.030138 | -0.011943 | -0.010179 | 0.16951 | -0.088267 | -0.51229 | 0.16951 | 0.14414 | 0.20888 | -0.17089 | -0.71969 | 0.20888 | 0.17809 | 0.017139 | 0.87809 | 0.21067 | 1.1719 | 16.5943 | -0.011943 | -0.041108 | -0.030138 | -0.011943 | -0.010179 | 0.16951 | -0.088267 | -0.51229 | 0.16951 | 0.14414 | 0.20888 | -0.17089 | -0.71969 | 0.20888 | 0.17809
265 | 0.37 | 0.21 | South/Central | TN | Memphis.Intl.AP.723340 | 3 | 1295447 | 51.5679 | 12.2911 | 68.7176 | 50.8867 | 17.8309 | 971.46 | -1.0409 | 6.64 | -1.8129 | 0.77207 | 7.4217 | -2.7425 | -8.4 | -3.5003 | 0.75779 | -14.7362 | -2.1025 | -33.14 | -1.3634 | -0.73902 | -46.7565 | -1.0409 | 6.64 | -1.8129 | 0.77207 | 7.4217 | -0.9379 | 5.16 | -1.594 | 0.65614 | 5.625 | 0.017139 | 0.88383 | 0.21066 | 1.1778 | 16.65 | -0.01784 | -0.047004 | -0.036034 | -0.01784 | -0.016075 | 0.1138 | -0.14397 | -0.56799 | 0.1138 | 0.088438 | 0.1272 | -0.25257 | -0.80137 | 0.1272 | 0.096408 | 0.017139 | 0.88383 | 0.21066 | 1.1778 | 16.65 | -0.01784 | -0.047004 | -0.036034 | -0.01784 | -0.016075 | 0.1138 | -0.14397 | -0.56799 | 0.1138 | 0.088438 | 0.1272 | -0.25257 | -0.80137 | 0.1272 | 0.096408
266 | 0.38 | 0.21 | South/Central | TN | Memphis.Intl.AP.723340 | 3 | 1295447 | 51.9029 | 12.2857 | 69.0537 | 51.2174 | 17.8364 | 974.5 | -1.377 | 3.6 | -2.1436 | 0.76664 | 2.9748 | -3.0786 | -11.44 | -3.831 | 0.75236 | -19.1831 | -2.4386 | -36.18 | -1.6941 | -0.74445 | -51.2034 | -1.377 | 3.6 | -2.1436 | 0.76664 | 2.9748 | -1.274 | 2.12 | -1.9247 | 0.65071 | 1.1781 | 0.017139 | 0.88957 | 0.21057 | 1.1835 | 16.7021 | -0.0236 | -0.052765 | -0.041795 | -0.0236 | -0.021836 | 0.061701 | -0.19607 | -0.6201 | 0.061701 | 0.036335 | 0.050986 | -0.32878 | -0.87758 | 0.050986 | 0.020192 | 0.017139 | 0.88957 | 0.21057 | 1.1835 | 16.7021 | -0.0236 | -0.052765 | -0.041795 | -0.0236 | -0.021836 | 0.061701 | -0.19607 | -0.6201 | 0.061701 | 0.036335 | 0.050986 | -0.32878 | -0.87758 | 0.050986 | 0.020192
267 | 0.39 | 0.21 | South/Central | TN | Memphis.Intl.AP.723340 | 3 | 1295447 | 52.2373 | 12.2848 | 69.3962 | 51.5476 | 17.8486 | 977.71 | -1.7195 | 0.39 | -2.4738 | 0.75436 | -1.7375 | -3.4211 | -14.65 | -4.1612 | 0.74008 | -23.8954 | -2.781 | -39.39 | -2.0243 | -0.75673 | -55.9157 | -1.7195 | 0.39 | -2.4738 | 0.75436 | -1.7375 | -1.6165 | -1.09 | -2.2549 | 0.63843 | -3.5342 | 0.017139 | 0.89531 | 0.21055 | 1.1894 | 16.7571 | -0.02947 | -0.058634 | -0.047665 | -0.02947 | -0.027705 | 0.0066843 | -0.25109 | -0.67511 | 0.0066843 | -0.018682 | -0.029779 | -0.40955 | -0.95835 | -0.029779 | -0.060573 | 0.017139 | 0.89531 | 0.21055 | 1.1894 | 16.7571 | -0.02947 | -0.058634 | -0.047665 | -0.02947 | -0.027705 | 0.0066843 | -0.25109 | -0.67511 | 0.0066843 | -0.018682 | -0.029779 | -0.40955 | -0.95835 | -0.029779 | -0.060573
268 | 0.4 | 0.21 | South/Central | TN | Memphis.Intl.AP.723340 | 3 | 1295447 | 52.5631 | 12.2795 | 69.7213 | 51.869 | 17.8523 | 980.59 | -2.0445 | -2.49 | -2.7953 | 0.75074 | -5.9943 | -3.7461 | -17.53 | -4.4826 | 0.73646 | -28.1522 | -3.1061 | -42.27 | -2.3458 | -0.76035 | -60.1725 | -2.0445 | -2.49 | -2.7953 | 0.75074 | -5.9943 | -1.9416 | -3.97 | -2.5764 | 0.63481 | -7.791 | 0.017139 | 0.90089 | 0.21046 | 1.195 | 16.8065 | -0.035041 | -0.064206 | -0.053236 | -0.035041 | -0.033277 | -0.042677 | -0.30045 | -0.72447 | -0.042677 | -0.068043 | -0.10274 | -0.48251 | -1.0313 | -0.10274 | -0.13353 | 0.017139 | 0.90089 | 0.21046 | 1.195 | 16.8065 | -0.035041 | -0.064206 | -0.053236 | -0.035041 | -0.033277 | -0.042677 | -0.30045 | -0.72447 | -0.042677 | -0.068043 | -0.10274 | -0.48251 | -1.0313 | -0.10274 | -0.13353
Double | Double | Double | South/Central | TN | Memphis.Intl.AP.723340 | 3 | 1295447 | 50.3292 | 15.7336 | 72.2986 | 49.6658 | 22.6328 | 1099.94 | -4.6218 | -121.84 | -0.59203 | -4.0298 | -167.3995 | -6.3235 | -136.88 | -2.2794 | -4.0441 | -189.5574 | -5.6834 | -161.62 | -0.14252 | -5.5409 | -221.5778 | -4.6218 | -121.84 | -0.59203 | -4.0298 | -167.3995 | -4.5189 | -123.32 | -0.37313 | -4.1457 | -169.1962 | 0.017139 | 0.8626 | 0.26966 | 1.2391 | 18.8521 | -0.079215 | -0.10838 | -0.097409 | -0.079215 | -0.07745 | -2.0882 | -2.346 | -2.77 | -2.0882 | -2.1136 | -2.8691 | -3.2489 | -3.7977 | -2.8691 | -2.8999 | 0.017139 | 0.8626 | 0.26966 | 1.2391 | 18.8521 | -0.079215 | -0.10838 | -0.097409 | -0.079215 | -0.07745 | -2.0882 | -2.346 | -2.77 | -2.0882 | -2.1136 | -2.8691 | -3.2489 | -3.7977 | -2.8691 | -2.8999
Single | Single | Single | South/Central | TN | Memphis.Intl.AP.723340 | 3 | 1295447 | 61.2826 | 17.9108 | 86.5116 | 60.479 | 26.0326 | 1291.59 | -18.8348 | -313.49 | -11.4052 | -7.4296 | -440.6038 | -20.5364 | -328.53 | -13.0925 | -7.4439 | -462.7617 | -19.8964 | -353.27 | -10.9557 | -8.9407 | -494.782 | -18.8348 | -313.49 | -11.4052 | -7.4296 | -440.6038 | -18.7318 | -314.97 | -11.1863 | -7.5455 | -442.4005 | 0.017139 | 1.0503 | 0.30698 | 1.4827 | 22.1368 | -0.32281 | -0.35198 | -0.34101 | -0.32281 | -0.32105 | -5.373 | -5.6307 | -6.0548 | -5.373 | -5.3983 | -7.5516 | -7.9314 | -8.4802 | -7.5516 | -7.5824 | 0.017139 | 1.0503 | 0.30698 | 1.4827 | 22.1368 | -0.32281 | -0.35198 | -0.34101 | -0.32281 | -0.32105 | -5.373 | -5.6307 | -6.0548 | -5.373 | -5.3983 | -7.5516 | -7.9314 | -8.4802 | -7.5516 | -7.5824
1 | 0.35 | 0.47 | South/Central | LA | Monroe.Rgnl.AP.722486 | 3 | 434906 | 33.4255 | 14.869 | 53.7543 | 33.3697 | 20.3845 | 823.48 | -0.17112 | -43.55 | 2.5447 | -2.7158 | -75.1463 | -1.5004 | -55.78 | 1.2174 | -2.7179 | -92.2137 | -1.2712 | -76.39 | 2.9239 | -4.1951 | -128.9629 | -0.17112 | -43.55 | 2.5447 | -2.7158 | -75.1463 | -0.12118 | -44.39 | 2.6844 | -2.8055 | -76.9191 | 0.0057539 | 0.19233 | 0.085556 | 0.3093 | 4.7383 | -0.00098459 | -0.0086335 | -0.0073144 | -0.00098459 | -0.00069727 | -0.25058 | -0.32096 | -0.43954 | -0.25058 | -0.25542 | -0.43239 | -0.53059 | -0.74205 | -0.43239 | -0.44259 | 0.0057539 | 0.19233 | 0.085556 | 0.3093 | 4.7383 | -0.00098459 | -0.0086335 | -0.0073144 | -0.00098459 | -0.00069727 | -0.25058 | -0.32096 | -0.43954 | -0.25058 | -0.25542 | -0.43239 | -0.53059 | -0.74205 | -0.43239 | -0.44259
2 | 0.35 | 0.42 | South/Central | LA | Monroe.Rgnl.AP.722486 | 3 | 434906 | 34.1252 | 14.219 | 53.594 | 34.0683 | 19.5257 | 808.72 | -0.010783 | -28.79 | 1.8461 | -1.8569 | -50.022 | -1.3401 | -41.02 | 0.51891 | -1.859 | -67.0895 | -1.1109 | -61.63 | 2.2253 | -3.3362 | -103.8386 | -0.010783 | -28.79 | 1.8461 | -1.8569 | -50.022 | 0.03915 | -29.63 | 1.9858 | -1.9467 | -51.7948 | 0.0057539 | 0.19635 | 0.081815 | 0.30838 | 4.6533 | -6.2045e-05 | -0.0077109 | -0.0063919 | -6.2045e-05 | 0.00022527 | -0.16566 | -0.23603 | -0.35462 | -0.16566 | -0.17049 | -0.28782 | -0.38603 | -0.59748 | -0.28782 | -0.29802 | 0.0057539 | 0.19635 | 0.081815 | 0.30838 | 4.6533 | -6.2045e-05 | -0.0077109 | -0.0063919 | -6.2045e-05 | 0.00022527 | -0.16566 | -0.23603 | -0.35462 | -0.16566 | -0.17049 | -0.28782 | -0.38603 | -0.59748 | -0.28782 | -0.29802
3 | 0.35 | 0.37 | South/Central | LA | Monroe.Rgnl.AP.722486 | 3 | 434906 | 34.8349 | 13.619 | 53.5137 | 34.7768 | 18.7369 | 795.81 | 0.069461 | -15.88 | 1.1376 | -1.0682 | -27.806 | -1.2599 | -28.11 | -0.1896 | -1.0703 | -44.8734 | -1.0306 | -48.72 | 1.5168 | -2.5474 | -81.6226 | 0.069461 | -15.88 | 1.1376 | -1.0682 | -27.806 | 0.11939 | -16.72 | 1.2773 | -1.1579 | -29.5788 | 0.0057539 | 0.20044 | 0.078363 | 0.30792 | 4.579 | 0.00039967 | -0.0072492 | -0.0059301 | 0.00039967 | 0.00068699 | -0.091373 | -0.16174 | -0.28033 | -0.091373 | -0.096206 | -0.15999 | -0.2582 | -0.46965 | -0.15999 | -0.17019 | 0.0057539 | 0.20044 | 0.078363 | 0.30792 | 4.579 | 0.00039967 | -0.0072492 | -0.0059301 | 0.00039967 | 0.00068699 | -0.091373 | -0.16174 | -0.28033 | -0.091373 | -0.096206 | -0.15999 | -0.2582 | -0.46965 | -0.15999 | -0.17019
4 | 0.35 | 0.32 | South/Central | LA | Monroe.Rgnl.AP.722486 | 3 | 434906 | 35.6345 | 13.049 | 53.5533 | 35.5751 | 17.9782 | 784.45 | 0.029838 | -4.52 | 0.33929 | -0.30945 | -7.9313 | -1.2995 | -16.75 | -0.98792 | -0.31157 | -24.9987 | -1.0702 | -37.36 | 0.7185 | -1.7887 | -61.7479 | 0.029838 | -4.52 | 0.33929 | -0.30945 | -7.9313 | 0.079771 | -5.36 | 0.47899 | -0.39922 | -9.704 | 0.0057539 | 0.20504 | 0.075083 | 0.30814 | 4.5137 | 0.00017169 | -0.0074772 | -0.0061581 | 0.00017169 | 0.000459 | -0.026008 | -0.096379 | -0.21497 | -0.026008 | -0.030841 | -0.045636 | -0.14384 | -0.35529 | -0.045636 | -0.055836 | 0.0057539 | 0.20504 | 0.075083 | 0.30814 | 4.5137 | 0.00017169 | -0.0074772 | -0.0061581 | 0.00017169 | 0.000459 | -0.026008 | -0.096379 | -0.21497 | -0.026008 | -0.030841 | -0.045636 | -0.14384 | -0.35529 | -0.045636 | -0.055836
5 | 0.35 | 0.27 | South/Central | LA | Monroe.Rgnl.AP.722486 | 3 | 434906 | 36.1643 | 12.699 | 53.6031 | 36.104 | 17.4991 | 777.54 | -0.019948 | 2.39 | -0.1896 | 0.16965 | 4.3023 | -1.3493 | -9.84 | -1.5168 | 0.16753 | -12.7651 | -1.12 | -30.45 | 0.18961 | -1.3096 | -49.5143 | -0.019948 | 2.39 | -0.1896 | 0.16965 | 4.3023 | 0.029985 | 1.55 | -0.049895 | 0.07988 | 2.5296 | 0.0057539 | 0.20809 | 0.073069 | 0.30843 | 4.4739 | -0.00011478 | -0.0077637 | -0.0064446 | -0.00011478 | 0.00017253 | 0.013752 | -0.056619 | -0.17521 | 0.013752 | 0.0089186 | 0.024755 | -0.07345 | -0.2849 | 0.024755 | 0.014555 | 0.0057539 | 0.20809 | 0.073069 | 0.30843 | 4.4739 | -0.00011478 | -0.0077637 | -0.0064446 | -0.00011478 | 0.00017253 | 0.013752 | -0.056619 | -0.17521 | 0.013752 | 0.0089186 | 0.024755 | -0.07345 | -0.2849 | 0.024755 | 0.014555
6 | 0.35 | 0.23 | South/Central | LA | Monroe.Rgnl.AP.722486 | 3 | 434906 | 36.4741 | 12.529 | 53.653 | 36.4134 | 17.2396 | 774.04 | -0.06981 | 5.89 | -0.49895 | 0.42914 | 10.6352 | -1.3991 | -6.34 | -1.8262 | 0.42702 | -6.4322 | -1.1699 | -26.95 | -0.11975 | -1.0501 | -43.1814 | -0.06981 | 5.89 | -0.49895 | 0.42914 | 10.6352 | -0.019877 | 5.05 | -0.35925 | 0.33937 | 8.8625 | 0.0057539 | 0.20987 | 0.072091 | 0.30872 | 4.4538 | -0.00040168 | -0.0080506 | -0.0067315 | -0.00040168 | -0.00011437 | 0.033891 | -0.03648 | -0.15507 | 0.033891 | 0.029057 | 0.061195 | -0.03701 | -0.24846 | 0.061195 | 0.050994 | 0.0057539 | 0.20987 | 0.072091 | 0.30872 | 4.4538 | -0.00040168 | -0.0080506 | -0.0067315 | -0.00040168 | -0.00011437 | 0.033891 | -0.03648 | -0.15507 | 0.033891 | 0.029057 | 0.061195 | -0.03701 | -0.24846 | 0.061195 | 0.050994
7 | 0.35 | 0.19 | South/Central | LA | Monroe.Rgnl.AP.722486 | 3 | 434906 | 37.2738 | 12.019 | 53.7726 | 37.2117 | 16.561 | 764.64 | -0.18946 | 15.29 | -1.2973 | 1.1078 | 27.3362 | -1.5188 | 3.06 | -2.6245 | 1.1057 | 10.2687 | -1.2895 | -17.55 | -0.91807 | -0.37147 | -26.4805 | -0.18946 | 15.29 | -1.2973 | 1.1078 | 27.3362 | -0.13952 | 14.45 | -1.1576 | 1.018 | 25.5634 | 0.0057539 | 0.21447 | 0.069157 | 0.3094 | 4.3997 | -0.0010901 | -0.008739 | -0.0074199 | -0.0010901 | -0.00080282 | 0.087978 | 0.017607 | -0.10098 | 0.087978 | 0.083145 | 0.15729 | 0.059086 | -0.15237 | 0.15729 | 0.14709 | 0.0057539 | 0.21447 | 0.069157 | 0.3094 | 4.3997 | -0.0010901 | -0.008739 | -0.0074199 | -0.0010901 | -0.00080282 | 0.087978 | 0.017607 | -0.10098 | 0.087978 | 0.083145 | 0.15729 | 0.059086 | -0.15237 | 0.15729 | 0.14709
8 | 0.35 | 0.17 | South/Central | LA | Monroe.Rgnl.AP.722486 | 3 | 434906 | 37.7036 | 11.759 | 53.8525 | 37.6408 | 16.2117 | 759.98 | -0.26929 | 19.95 | -1.7264 | 1.4571 | 35.6972 | -1.5986 | 7.72 | -3.0536 | 1.455 | 18.6298 | -1.3694 | -12.89 | -1.3472 | -0.022205 | -18.1194 | -0.26929 | 19.95 | -1.7264 | 1.4571 | 35.6972 | -0.21936 | 19.11 | -1.5867 | 1.3673 | 33.9245 | 0.0057539 | 0.21694 | 0.067661 | 0.30986 | 4.3729 | -0.0015495 | -0.0091984 | -0.0078793 | -0.0015495 | -0.0012622 | 0.11479 | 0.04442 | -0.074168 | 0.11479 | 0.10996 | 0.2054 | 0.1072 | -0.10426 | 0.2054 | 0.1952 | 0.0057539 | 0.21694 | 0.067661 | 0.30986 | 4.3729 | -0.0015495 | -0.0091984 | -0.0078793 | -0.0015495 | -0.0012622 | 0.11479 | 0.04442 | -0.074168 | 0.11479 | 0.10996 | 0.2054 | 0.1072 | -0.10426 | 0.2054 | 0.1952
9 | 0.33 | 0.47 | South/Central | LA | Monroe.Rgnl.AP.722486 | 3 | 434906 | 32.9057 | 14.899 | 53.2546 | 32.8508 | 20.4037 | 819.16 | 0.32863 | -39.23 | 3.0636 | -2.7349 | -69.2663 | -1.0007 | -51.46 | 1.7364 | -2.7371 | -86.3337 | -0.77145 | -72.07 | 3.4428 | -4.2142 | -123.0829 | 0.32863 | -39.23 | 3.0636 | -2.7349 | -69.2663 | 0.37856 | -40.07 | 3.2033 | -2.8247 | -71.039 | 0.0057539 | 0.18934 | 0.085728 | 0.30642 | 4.7134 | 0.0018909 | -0.005758 | -0.0044389 | 0.0018909 | 0.0021782 | -0.22573 | -0.2961 | -0.41469 | -0.22573 | -0.23056 | -0.39855 | -0.49676 | -0.70821 | -0.39855 | -0.40875 | 0.0057539 | 0.18934 | 0.085728 | 0.30642 | 4.7134 | 0.0018909 | -0.005758 | -0.0044389 | 0.0018909 | 0.0021782 | -0.22573 | -0.2961 | -0.41469 | -0.22573 | -0.23056 | -0.39855 | -0.49676 | -0.70821 | -0.39855 | -0.40875
10 | 0.33 | 0.42 | South/Central | LA | Monroe.Rgnl.AP.722486 | 3 | 434906 | 33.6054 | 14.229 | 53.0742 | 33.5494 | 19.5249 | 803.93 | 0.50894 | -24 | 2.365 | -1.8561 | -43.3496 | -0.82039 | -36.23 | 1.0378 | -1.8582 | -60.417 | -0.59114 | -56.84 | 2.7442 | -3.3354 | -97.1662 | 0.50894 | -24 | 2.365 | -1.8561 | -43.3496 | 0.55887 | -24.84 | 2.5047 | -1.9459 | -45.1224 | 0.0057539 | 0.19336 | 0.081873 | 0.30539 | 4.6258 | 0.0029284 | -0.0047205 | -0.0034014 | 0.0029284 | 0.0032157 | -0.13809 | -0.20847 | -0.32705 | -0.13809 | -0.14293 | -0.24943 | -0.34764 | -0.55909 | -0.24943 | -0.25963 | 0.0057539 | 0.19336 | 0.081873 | 0.30539 | 4.6258 | 0.0029284 | -0.0047205 | -0.0034014 | 0.0029284 | 0.0032157 | -0.13809 | -0.20847 | -0.32705 | -0.13809 | -0.14293 | -0.24943 | -0.34764 | -0.55909 | -0.24943 | -0.25963
11 | 0.33 | 0.37 | South/Central | LA | Monroe.Rgnl.AP.722486 | 3 | 434906 | 34.3151 | 13.639 | 53.004 | 34.2579 | 18.7461 | 791.26 | 0.57923 | -11.33 | 1.6565 | -1.0773 | -21.5286 | -0.7501 | -23.56 | 0.32931 | -1.0794 | -38.596 | -0.52085 | -44.17 | 2.0357 | -2.5566 | -75.3452 | 0.57923 | -11.33 | 1.6565 | -1.0773 | -21.5286 | 0.62916 | -12.17 | 1.7962 | -1.1671 | -23.3013 | 0.0057539 | 0.19745 | 0.078478 | 0.30498 | 4.5529 | 0.0033328 | -0.0043161 | -0.002997 | 0.0033328 | 0.0036202 | -0.065192 | -0.13556 | -0.25415 | -0.065192 | -0.070026 | -0.12387 | -0.22208 | -0.43353 | -0.12387 | -0.13407 | 0.0057539 | 0.19745 | 0.078478 | 0.30498 | 4.5529 | 0.0033328 | -0.0043161 | -0.002997 | 0.0033328 | 0.0036202 | -0.065192 | -0.13556 | -0.25415 | -0.065192 | -0.070026 | -0.12387 | -0.22208 | -0.43353 | -0.12387 | -0.13407
12 | 0.33 | 0.32 | South/Central | LA | Monroe.Rgnl.AP.722486 | 3 | 434906 | 35.1048 | 13.059 | 53.0236 | 35.0462 | 17.9774 | 779.57 | 0.55958 | 0.36 | 0.86818 | -0.30859 | -1.1295 | -0.76975 | -11.87 | -0.45903 | -0.31071 | -18.1969 | -0.5405 | -32.48 | 1.2474 | -1.7879 | -54.9461 | 0.55958 | 0.36 | 0.86818 | -0.30859 | -1.1295 | 0.60952 | -0.48 | 1.0079 | -0.39837 | -2.9022 | 0.0057539 | 0.20199 | 0.075141 | 0.30509 | 4.4856 | 0.0032198 | -0.0044291 | -0.00311 | 0.0032198 | 0.0035071 | 0.0020714 | -0.068299 | -0.18689 | 0.0020714 | -0.0027619 | -0.0064988 | -0.1047 | -0.31616 | -0.0064988 | -0.016699 | 0.0057539 | 0.20199 | 0.075141 | 0.30509 | 4.4856 | 0.0032198 | -0.0044291 | -0.00311 | 0.0032198 | 0.0035071 | 0.0020714 | -0.068299 | -0.18689 | 0.0020714 | -0.0027619 | -0.0064988 | -0.1047 | -0.31616 | -0.0064988 | -0.016699
13 | 0.33 | 0.27 | South/Central | LA | Monroe.Rgnl.AP.722486 | 3 | 434906 | 35.6345 | 12.719 | 53.0833 | 35.5751 | 17.5082 | 772.9 | 0.49984 | 7.03 | 0.33929 | 0.16055 | 10.7091 | -0.82949 | -5.2 | -0.98792 | 0.15843 | -6.3583 | -0.60024 | -25.81 | 0.71849 | -1.3187 | -43.1075 | 0.49984 | 7.03 | 0.33929 | 0.16055 | 10.7091 | 0.54977 | 6.19 | 0.47899 | 0.070778 | 8.9364 | 0.0057539 | 0.20504 | 0.073184 | 0.30544 | 4.4472 | 0.002876 | -0.0047729 | -0.0034538 | 0.002876 | 0.0031634 | 0.04045 | -0.029921 | -0.14851 | 0.04045 | 0.035617 | 0.06162 | -0.036585 | -0.24804 | 0.06162 | 0.05142 | 0.0057539 | 0.20504 | 0.073184 | 0.30544 | 4.4472 | 0.002876 | -0.0047729 | -0.0034538 | 0.002876 | 0.0031634 | 0.04045 | -0.029921 | -0.14851 | 0.04045 | 0.035617 | 0.06162 | -0.036585 | -0.24804 | 0.06162 | 0.05142
14 | 0.33 | 0.23 | South/Central | LA | Monroe.Rgnl.AP.722486 | 3 | 434906 | 35.9444 | 12.539 | 53.1232 | 35.8845 | 17.2387 | 769.16 | 0.45998 | 10.77 | 0.029935 | 0.43004 | 17.4386 | -0.86935 | -1.46 | -1.2973 | 0.42792 | 0.37121 | -0.64011 | -22.07 | 0.40914 | -1.0492 | -36.378 | 0.45998 | 10.77 | 0.029935 | 0.43004 | 17.4386 | 0.50991 | 9.93 | 0.16964 | 0.34027 | 15.6659 | 0.0057539 | 0.20682 | 0.072149 | 0.30567 | 4.4257 | 0.0026467 | -0.0050022 | -0.0036831 | 0.0026467 | 0.002934 | 0.06197 | -0.0084008 | -0.12699 | 0.06197 | 0.057137 | 0.10034 | 0.0021359 | -0.20932 | 0.10034 | 0.090141 | 0.0057539 | 0.20682 | 0.072149 | 0.30567 | 4.4257 | 0.0026467 | -0.0050022 | -0.0036831 | 0.0026467 | 0.002934 | 0.06197 | -0.0084008 | -0.12699 | 0.06197 | 0.057137 | 0.10034 | 0.0021359 | -0.20932 | 0.10034 | 0.090141
15 | 0.33 | 0.19 | South/Central | LA | Monroe.Rgnl.AP.722486 | 3 | 434906 | 36.744 | 12.029 | 53.2329 | 36.6828 | 16.5501 | 759.54 | 0.35029 | 20.39 | -0.76839 | 1.1187 | 34.5345 | -0.97904 | 8.16 | -2.0956 | 1.1166 | 17.4671 | -0.74979 | -12.45 | -0.38918 | -0.36061 | -19.2821 | 0.35029 | 20.39 | -0.76839 | 1.1187 | 34.5345 | 0.40022 | 19.55 | -0.62868 | 1.0289 | 32.7618 | 0.0057539 | 0.21142 | 0.069214 | 0.3063 | 4.3704 | 0.0020155 | -0.0056334 | -0.0043143 | 0.0020155 | 0.0023028 | 0.11732 | 0.046952 | -0.071637 | 0.11732 | 0.11249 | 0.19871 | 0.1005 | -0.11095 | 0.19871 | 0.18851 | 0.0057539 | 0.21142 | 0.069214 | 0.3063 | 4.3704 | 0.0020155 | -0.0056334 | -0.0043143 | 0.0020155 | 0.0023028 | 0.11732 | 0.046952 | -0.071637 | 0.11732 | 0.11249 | 0.19871 | 0.1005 | -0.11095 | 0.19871 | 0.18851
16 | 0.33 | 0.17 | South/Central | LA | Monroe.Rgnl.AP.722486 | 3 | 434906 | 37.1639 | 11.769 | 53.3127 | 37.1019 | 16.2108 | 755.02 | 0.27047 | 24.91 | -1.1875 | 1.458 | 42.6284 | -1.0589 | 12.68 | -2.5147 | 1.4559 | 25.561 | -0.82961 | -7.93 | -0.8083 | -0.021306 | -11.1882 | 0.27047 | 24.91 | -1.1875 | 1.458 | 42.6284 | 0.32041 | 24.07 | -1.0478 | 1.3682 | 40.8556 | 0.0057539 | 0.21384 | 0.067718 | 0.30676 | 4.3443 | 0.0015563 | -0.0060926 | -0.0047735 | 0.0015563 | 0.0018436 | 0.14333 | 0.07296 | -0.045629 | 0.14333 | 0.1385 | 0.24528 | 0.14708 | -0.064377 | 0.24528 | 0.23508 | 0.0057539 | 0.21384 | 0.067718 | 0.30676 | 4.3443 | 0.0015563 | -0.0060926 | -0.0047735 | 0.0015563 | 0.0018436 | 0.14333 | 0.07296 | -0.045629 | 0.14333 | 0.1385 | 0.24528 | 0.14708 | -0.064377 | 0.24528 | 0.23508
17 | 0.3 | 0.47 | South/Central | LA | Monroe.Rgnl.AP.722486 | 3 | 434906 | 32.1361 | 14.939 | 52.5149 | 32.0825 | 20.4324 | 812.79 | 1.0683 | -32.86 | 3.832 | -2.7637 | -60.5734 | -0.26105 | -45.09 | 2.5047 | -2.7658 | -77.6408 | -0.0318 | -65.7 | 4.2112 | -4.243 | -114.39 | 1.0683 | -32.86 | 3.832 | -2.7637 | -60.5734 | 1.1182 | -33.7 | 3.9717 | -2.8534 | -62.3462 | 0.0057539 | 0.18491 | 0.085958 | 0.30217 | 4.6767 | 0.0061468 | -0.0015021 | -0.00018298 | 0.0061468 | 0.0064341 | -0.18907 | -0.25945 | -0.37803 | -0.18907 | -0.19391 | -0.34854 | -0.44674 | -0.65819 | -0.34854 | -0.35874 | 0.0057539 | 0.18491 | 0.085958 | 0.30217 | 4.6767 | 0.0061468 | -0.0015021 | -0.00018298 | 0.0061468 | 0.0064341 | -0.18907 | -0.25945 | -0.37803 | -0.18907 | -0.19391 | -0.34854 | -0.44674 | -0.65819 | -0.34854 | -0.35874
18 | 0.3 | 0.42 | South/Central | LA | Monroe.Rgnl.AP.722486 | 3 | 434906 | 32.8258 | 14.269 | 52.3246 | 32.771 | 19.5536 | 797.46 | 1.2586 | -17.53 | 3.1434 | -1.8848 | -34.5283 | -0.07074 | -29.76 | 1.8162 | -1.8869 | -51.5957 | 0.15851 | -50.37 | 3.5226 | -3.3641 | -88.3449 | 1.2586 | -17.53 | 3.1434 | -1.8848 | -34.5283 | 1.3085 | -18.37 | 3.2831 | -1.9746 | -36.301 | 0.0057539 | 0.18888 | 0.082103 | 0.30107 | 4.5885 | 0.0072419 | -0.00040703 | 0.00091206 | 0.0072419 | 0.0075292 | -0.10087 | -0.17124 | -0.28983 | -0.10087 | -0.1057 | -0.19867 | -0.29688 | -0.50833 | -0.19867 | -0.20887 | 0.0057539 | 0.18888 | 0.082103 | 0.30107 | 4.5885 | 0.0072419 | -0.00040703 | 0.00091206 | 0.0072419 | 0.0075292 | -0.10087 | -0.17124 | -0.28983 | -0.10087 | -0.1057 | -0.19867 | -0.29688 | -0.50833 | -0.19867 | -0.20887
19 | 0.3 | 0.37 | South/Central | LA | Monroe.Rgnl.AP.722486 | 3 | 434906 | 33.5155 | 13.669 | 52.2243 | 33.4596 | 18.7648 | 784.38 | 1.3588 | -4.45 | 2.4548 | -1.096 | -12.0553 | 0.029503 | -16.68 | 1.1276 | -1.0981 | -29.1227 | 0.25875 | -37.29 | 2.8341 | -2.5753 | -65.8719 | 1.3588 | -4.45 | 2.4548 | -1.096 | -12.0553 | 1.4088 | -5.29 | 2.5945 | -1.1858 | -13.828 | 0.0057539 | 0.19285 | 0.078651 | 0.3005 | 4.5133 | 0.0078187 | 0.00016976 | 0.0014889 | 0.0078187 | 0.008106 | -0.025605 | -0.095976 | -0.21456 | -0.025605 | -0.030438 | -0.069365 | -0.16757 | -0.37902 | -0.069365 | -0.079566 | 0.0057539 | 0.19285 | 0.078651 | 0.3005 | 4.5133 | 0.0078187 | 0.00016976 | 0.0014889 | 0.0078187 | 0.008106 | -0.025605 | -0.095976 | -0.21456 | -0.025605 | -0.030438 | -0.069365 | -0.16757 | -0.37902 | -0.069365 | -0.079566
20 | 0.3 | 0.32 | South/Central | LA | Monroe.Rgnl.AP.722486 | 3 | 434906 | 34.3051 | 13.079 | 52.234 | 34.2479 | 17.986 | 772.45 | 1.3492 | 7.48 | 1.6665 | -0.31727 | 8.742 | 0.019899 | -4.75 | 0.33929 | -0.31939 | -8.3254 | 0.24915 | -25.36 | 2.0457 | -1.7966 | -45.0746 | 1.3492 | 7.48 | 1.6665 | -0.31727 | 8.742 | 1.3992 | 6.64 | 1.8062 | -0.40704 | 6.9692 | 0.0057539 | 0.19739 | 0.075256 | 0.30055 | 4.4446 | 0.0077634 | 0.0001145 | 0.0014336 | 0.0077634 | 0.0080507 | 0.04304 | -0.027331 | -0.14592 | 0.04304 | 0.038206 | 0.050301 | -0.047904 | -0.25936 | 0.050301 | 0.040101 | 0.0057539 | 0.19739 | 0.075256 | 0.30055 | 4.4446 | 0.0077634 | 0.0001145 | 0.0014336 | 0.0077634 | 0.0080507 | 0.04304 | -0.027331 | -0.14592 | 0.04304 | 0.038206 | 0.050301 | -0.047904 | -0.25936 | 0.050301 | 0.040101
21 | 0.3 | 0.27 | South/Central | LA | Monroe.Rgnl.AP.722486 | 3 | 434906 | 34.8249 | 12.739 | 52.2738 | 34.7668 | 17.5069 | 765.45 | 1.3094 | 14.48 | 1.1476 | 0.16184 | 21.1033 | -0.019908 | 2.25 | -0.17962 | 0.15972 | 4.0359 | 0.20934 | -18.36 | 1.5268 | -1.3175 | -32.7133 | 1.3094 | 14.48 | 1.1476 | 0.16184 | 21.1033 | 1.3594 | 13.64 | 1.2873 | 0.072062 | 19.3305 | 0.0057539 | 0.20038 | 0.0733 | 0.30078 | 4.4044 | 0.0075343 | -0.00011455 | 0.0012045 | 0.0075343 | 0.0078217 | 0.083317 | 0.012946 | -0.10564 | 0.083317 | 0.078484 | 0.12143 | 0.023222 | -0.18823 | 0.12143 | 0.11123 | 0.0057539 | 0.20038 | 0.0733 | 0.30078 | 4.4044 | 0.0075343 | -0.00011455 | 0.0012045 | 0.0075343 | 0.0078217 | 0.083317 | 0.012946 | -0.10564 | 0.083317 | 0.078484 | 0.12143 | 0.023222 | -0.18823 | 0.12143 | 0.11123
22 | 0.3 | 0.23 | South/Central | LA | Monroe.Rgnl.AP.722486 | 3 | 434906 | 35.1348 | 12.559 | 52.3136 | 35.0762 | 17.2374 | 761.7 | 1.2696 | 18.23 | 0.83824 | 0.43135 | 27.8337 | -0.059747 | 6 | -0.48897 | 0.42923 | 10.7663 | 0.1695 | -14.61 | 1.2174 | -1.0479 | -25.9829 | 1.2696 | 18.23 | 0.83824 | 0.43135 | 27.8337 | 1.3195 | 17.39 | 0.97794 | 0.34157 | 26.0609 | 0.0057539 | 0.20216 | 0.072264 | 0.30101 | 4.3828 | 0.0073051 | -0.00034378 | 0.00097531 | 0.0073051 | 0.0075924 | 0.10489 | 0.034524 | -0.084065 | 0.10489 | 0.10006 | 0.16015 | 0.061949 | -0.1495 | 0.16015 | 0.14995 | 0.0057539 | 0.20216 | 0.072264 | 0.30101 | 4.3828 | 0.0073051 | -0.00034378 | 0.00097531 | 0.0073051 | 0.0075924 | 0.10489 | 0.034524 | -0.084065 | 0.10489 | 0.10006 | 0.16015 | 0.061949 | -0.1495 | 0.16015 | 0.14995
23 | 0.3 | 0.19 | South/Central | LA | Monroe.Rgnl.AP.722486 | 3 | 434906 | 35.9244 | 12.039 | 52.4133 | 35.8645 | 16.5488 | 752 | 1.1699 | 27.93 | 0.049891 | 1.12 | 45.0589 | -0.15942 | 15.7 | -1.2773 | 1.1179 | 27.9915 | 0.069835 | -4.91 | 0.4291 | -0.35926 | -8.7577 | 1.1699 | 27.93 | 0.049891 | 1.12 | 45.0589 | 1.2198 | 27.09 | 0.1896 | 1.0303 | 43.2862 | 0.0057539 | 0.20671 | 0.069272 | 0.30158 | 4.327 | 0.0067316 | -0.00091727 | 0.00040183 | 0.0067316 | 0.0070189 | 0.16071 | 0.090337 | -0.028252 | 0.16071 | 0.15587 | 0.25927 | 0.16106 | -0.050391 | 0.25927 | 0.24907 | 0.0057539 | 0.20671 | 0.069272 | 0.30158 | 4.327 | 0.0067316 | -0.00091727 | 0.00040183 | 0.0067316 | 0.0070189 | 0.16071 | 0.090337 | -0.028252 | 0.16071 | 0.15587 | 0.25927 | 0.16106 | -0.050391 | 0.25927 | 0.24907
24 | 0.3 | 0.17 | South/Central | LA | Monroe.Rgnl.AP.722486 | 3 | 434906 | 36.3543 | 11.769 | 52.4831 | 36.2936 | 16.1895 | 747.09 | 1.1001 | 32.84 | -0.37921 | 1.4793 | 53.8166 | -0.22925 | 20.61 | -1.7064 | 1.4772 | 36.7492 | 0 | 0 | 0 | 0 | 0 | 1.1001 | 32.84 | -0.37921 | 1.4793 | 53.8166 | 1.15 | 32 | -0.2395 | 1.3895 | 52.0439 | 0.0057539 | 0.20918 | 0.067718 | 0.30198 | 4.2987 | 0.0063298 | -0.0013191 | 0 | 0.0063298 | 0.0066171 | 0.18896 | 0.11859 | 0 | 0.18896 | 0.18413 | 0.30966 | 0.21145 | 0 | 0.30966 | 0.29946 | 0.0057539 | 0.20918 | 0.067718 | 0.30198 | 4.2987 | 0.0063298 | -0.0013191 | 0 | 0.0063298 | 0.0066171 | 0.18896 | 0.11859 | 0 | 0.18896 | 0.18413 | 0.30966 | 0.21145 | 0 | 0.30966 | 0.29946
25 | 0.28 | 0.47 | South/Central | LA | Monroe.Rgnl.AP.722486 | 3 | 434906 | 31.7563 | 14.829 | 51.9751 | 31.7033 | 20.2718 | 805.29 | 1.6081 | -25.36 | 4.2112 | -2.6031 | -49.3511 | 0.27876 | -37.59 | 2.8839 | -2.6052 | -66.4185 | 0.50801 | -58.2 | 4.5904 | -4.0823 | -103.1677 | 1.6081 | -25.36 | 4.2112 | -2.6031 | -49.3511 | 1.658 | -26.2 | 4.3509 | -2.6928 | -51.1239 | 0.0057539 | 0.18272 | 0.085325 | 0.29906 | 4.6336 | 0.0092529 | 0.001604 | 0.0029231 | 0.0092529 | 0.0095402 | -0.14592 | -0.21629 | -0.33488 | -0.14592 | -0.15075 | -0.28396 | -0.38217 | -0.59362 | -0.28396 | -0.29416 | 0.0057539 | 0.18272 | 0.085325 | 0.29906 | 4.6336 | 0.0092529 | 0.001604 | 0.0029231 | 0.0092529 | 0.0095402 | -0.14592 | -0.21629 | -0.33488 | -0.14592 | -0.15075 | -0.28396 | -0.38217 | -0.59362 | -0.28396 | -0.29416
26 | 0.28 | 0.42 | South/Central | LA | Monroe.Rgnl.AP.722486 | 3 | 434906 | 32.326 | 14.259 | 51.7948 | 32.2721 | 19.5228 | 792.1 | 1.7884 | -12.17 | 3.6423 | -1.854 | -26.9215 | 0.45902 | -24.4 | 2.3151 | -1.8561 | -43.9889 | 0.68827 | -45.01 | 4.0216 | -3.3333 | -80.7381 | 1.7884 | -12.17 | 3.6423 | -1.854 | -26.9215 | 1.8383 | -13.01 | 3.7821 | -1.9438 | -28.6942 | 0.0057539 | 0.186 | 0.082045 | 0.29802 | 4.5577 | 0.01029 | 0.0026412 | 0.0039603 | 0.01029 | 0.010577 | -0.070026 | -0.1404 | -0.25899 | -0.070026 | -0.074859 | -0.1549 | -0.25311 | -0.46456 | -0.1549 | -0.16511 | 0.0057539 | 0.186 | 0.082045 | 0.29802 | 4.5577 | 0.01029 | 0.0026412 | 0.0039603 | 0.01029 | 0.010577 | -0.070026 | -0.1404 | -0.25899 | -0.070026 | -0.074859 | -0.1549 | -0.25311 | -0.46456 | -0.1549 | -0.16511
27 | 0.28 | 0.37 | South/Central | LA | Monroe.Rgnl.AP.722486 | 3 | 434906 | 32.8958 | 13.769 | 51.7146 | 32.8409 | 18.8737 | 781.38 | 1.8686 | -1.45 | 3.0735 | -1.205 | -8.4596 | 0.53924 | -13.68 | 1.7463 | -1.2071 | -25.527 | 0.76849 | -34.29 | 3.4528 | -2.6843 | -62.2762 | 1.8686 | -1.45 | 3.0735 | -1.205 | -8.4596 | 1.9185 | -2.29 | 3.2132 | -1.2947 | -10.2323 | 0.0057539 | 0.18928 | 0.079226 | 0.29756 | 4.496 | 0.010752 | 0.0031028 | 0.0044219 | 0.010752 | 0.011039 | -0.0083432 | -0.078714 | -0.1973 | -0.0083432 | -0.013177 | -0.048676 | -0.14688 | -0.35833 | -0.048676 | -0.058876 | 0.0057539 | 0.18928 | 0.079226 | 0.29756 | 4.496 | 0.010752 | 0.0031028 | 0.0044219 | 0.010752 | 0.011039 | -0.0083432 | -0.078714 | -0.1973 | -0.0083432 | -0.013177 | -0.048676 | -0.14688 | -0.35833 | -0.048676 | -0.058876
28 | 0.28 | 0.32 | South/Central | LA | Monroe.Rgnl.AP.722486 | 3 | 434906 | 33.5955 | 13.239 | 51.7043 | 33.5394 | 18.1649 | 770.36 | 1.8789 | 9.57 | 2.375 | -0.49611 | 10.7155 | 0.54957 | -2.66 | 1.0478 | -0.49823 | -6.3519 | 0.77882 | -23.27 | 2.7542 | -1.9754 | -43.1011 | 1.8789 | 9.57 | 2.375 | -0.49611 | 10.7155 | 1.9288 | 8.73 | 2.5147 | -0.58588 | 8.9428 | 0.0057539 | 0.19331 | 0.076177 | 0.2975 | 4.4326 | 0.010811 | 0.0031622 | 0.0044813 | 0.010811 | 0.011098 | 0.055065 | -0.015305 | -0.13389 | 0.055065 | 0.050232 | 0.061656 | -0.036548 | -0.248 | 0.061656 | 0.051456 | 0.0057539 | 0.19331 | 0.076177 | 0.2975 | 4.4326 | 0.010811 | 0.0031622 | 0.0044813 | 0.010811 | 0.011098 | 0.055065 | -0.015305 | -0.13389 | 0.055065 | 0.050232 | 0.061656 | -0.036548 | -0.248 | 0.061656 | 0.051456
29 | 0.28 | 0.27 | South/Central | LA | Monroe.Rgnl.AP.722486 | 3 | 434906 | 34.1352 | 12.869 | 51.7241 | 34.0783 | 17.6458 | 762.56 | 1.8591 | 17.37 | 1.8361 | 0.022975 | 24.4069 | 0.52979 | 5.14 | 0.50893 | 0.020855 | 7.3395 | 0.75903 | -15.47 | 2.2153 | -1.4563 | -29.4097 | 1.8591 | 17.37 | 1.8361 | 0.022975 | 24.4069 | 1.909 | 16.53 | 1.9758 | -0.066799 | 22.6342 | 0.0057539 | 0.19641 | 0.074048 | 0.29762 | 4.3877 | 0.010697 | 0.0030484 | 0.0043674 | 0.010697 | 0.010985 | 0.099946 | 0.029575 | -0.089014 | 0.099946 | 0.095113 | 0.14044 | 0.042231 | -0.16922 | 0.14044 | 0.13024 | 0.0057539 | 0.19641 | 0.074048 | 0.29762 | 4.3877 | 0.010697 | 0.0030484 | 0.0043674 | 0.010697 | 0.010985 | 0.099946 | 0.029575 | -0.089014 | 0.099946 | 0.095113 | 0.14044 | 0.042231 | -0.16922 | 0.14044 | 0.13024
30 | 0.28 | 0.23 | South/Central | LA | Monroe.Rgnl.AP.722486 | 3 | 434906 | 34.5751 | 12.569 | 51.7539 | 34.5173 | 17.2365 | 756.54 | 1.8293 | 23.39 | 1.3971 | 0.43224 | 35.0201 | 0.49997 | 11.16 | 0.06985 | 0.43012 | 17.9527 | 0.72922 | -9.45 | 1.7763 | -1.047 | -18.7965 | 1.8293 | 23.39 | 1.3971 | 0.43224 | 35.0201 | 1.8792 | 22.55 | 1.5368 | 0.34247 | 33.2473 | 0.0057539 | 0.19894 | 0.072321 | 0.29779 | 4.3531 | 0.010526 | 0.0028768 | 0.0041959 | 0.010526 | 0.010813 | 0.13458 | 0.064214 | -0.054375 | 0.13458 | 0.12975 | 0.2015 | 0.1033 | -0.10815 | 0.2015 | 0.1913 | 0.0057539 | 0.19894 | 0.072321 | 0.29779 | 4.3531 | 0.010526 | 0.0028768 | 0.0041959 | 0.010526 | 0.010813 | 0.13458 | 0.064214 | -0.054375 | 0.13458 | 0.12975 | 0.2015 | 0.1033 | -0.10815 | 0.2015 | 0.1913
31 | 0.28 | 0.19 | South/Central | LA | Monroe.Rgnl.AP.722486 | 3 | 434906 | 35.3547 | 12.059 | 51.8436 | 35.2957 | 16.5479 | 746.75 | 1.7396 | 33.18 | 0.6187 | 1.1209 | 52.373 | 0.41029 | 20.95 | -0.70852 | 1.1188 | 35.3056 | 0.63953 | 0.34 | 0.9979 | -0.35837 | -1.4436 | 1.7396 | 33.18 | 0.6187 | 1.1209 | 52.373 | 1.7895 | 32.34 | 0.7584 | 1.0311 | 50.6003 | 0.0057539 | 0.20343 | 0.069387 | 0.29831 | 4.2968 | 0.01001 | 0.0023608 | 0.0036798 | 0.01001 | 0.010297 | 0.19092 | 0.12055 | 0.0019563 | 0.19092 | 0.18608 | 0.30135 | 0.20315 | -0.0083062 | 0.30135 | 0.29115 | 0.0057539 | 0.20343 | 0.069387 | 0.29831 | 4.2968 | 0.01001 | 0.0023608 | 0.0036798 | 0.01001 | 0.010297 | 0.19092 | 0.12055 | 0.0019563 | 0.19092 | 0.18608 | 0.30135 | 0.20315 | -0.0083062 | 0.30135 | 0.29115
32 | 0.28 | 0.17 | South/Central | LA | Monroe.Rgnl.AP.722486 | 3 | 434906 | 35.7845 | 11.789 | 51.9234 | 35.7248 | 16.1986 | 742.1 | 1.6598 | 37.83 | 0.1896 | 1.4702 | 60.7351 | 0.33048 | 25.6 | -1.1376 | 1.4681 | 43.6677 | 0.55972 | 4.99 | 0.5688 | -0.00908 | 6.9185 | 1.6598 | 37.83 | 0.1896 | 1.4702 | 60.7351 | 1.7097 | 36.99 | 0.3293 | 1.3804 | 58.9623 | 0.0057539 | 0.2059 | 0.067833 | 0.29876 | 4.27 | 0.0095504 | 0.0019015 | 0.0032206 | 0.0095504 | 0.0098377 | 0.21767 | 0.1473 | 0.028712 | 0.21767 | 0.21284 | 0.34947 | 0.25126 | 0.039808 | 0.34947 | 0.33927 | 0.0057539 | 0.2059 | 0.067833 | 0.29876 | 4.27 | 0.0095504 | 0.0019015 | 0.0032206 | 0.0095504 | 0.0098377 | 0.21767 | 0.1473 | 0.028712 | 0.21767 | 0.21284 | 0.34947 | 0.25126 | 0.039808 | 0.34947 | 0.33927
33 | 0.27 | 0.47 | South/Central | LA | Monroe.Rgnl.AP.722486 | 3 | 434906 | 31.5264 | 14.809 | 51.7152 | 31.4737 | 20.2415 | 802.41 | 1.868 | -22.48 | 4.4407 | -2.5727 | -45.2098 | 0.53865 | -34.71 | 3.1135 | -2.5748 | -62.2772 | 0.7679 | -55.32 | 4.8199 | -4.052 | -99.0264 | 1.868 | -22.48 | 4.4407 | -2.5727 | -45.2098 | 1.9179 | -23.32 | 4.5804 | -2.6625 | -46.9825 | 0.0057539 | 0.1814 | 0.08521 | 0.29757 | 4.617 | 0.010748 | 0.0030994 | 0.0044185 | 0.010748 | 0.011036 | -0.12935 | -0.19972 | -0.31831 | -0.12935 | -0.13418 | -0.26013 | -0.35834 | -0.56979 | -0.26013 | -0.27033 | 0.0057539 | 0.1814 | 0.08521 | 0.29757 | 4.617 | 0.010748 | 0.0030994 | 0.0044185 | 0.010748 | 0.011036 | -0.12935 | -0.19972 | -0.31831 | -0.12935 | -0.13418 | -0.26013 | -0.35834 | -0.56979 | -0.26013 | -0.27033
34 | 0.27 | 0.42 | South/Central | LA | Monroe.Rgnl.AP.722486 | 3 | 434906 | 32.0761 | 14.259 | 51.5349 | 32.0226 | 19.5124 | 789.53 | 2.0482 | -9.6 | 3.8918 | -1.8436 | -23.3164 | 0.71891 | -21.83 | 2.5646 | -1.8457 | -40.3838 | 0.94816 | -42.44 | 4.271 | -3.3229 | -77.133 | 2.0482 | -9.6 | 3.8918 | -1.8436 | -23.3164 | 2.0982 | -10.44 | 4.0315 | -1.9334 | -25.0891 | 0.0057539 | 0.18456 | 0.082045 | 0.29653 | 4.5429 | 0.011785 | 0.0041366 | 0.0054557 | 0.011785 | 0.012073 | -0.055238 | -0.12561 | -0.2442 | -0.055238 | -0.060071 | -0.13416 | -0.23237 | -0.44382 | -0.13416 | -0.14436 | 0.0057539 | 0.18456 | 0.082045 | 0.29653 | 4.5429 | 0.011785 | 0.0041366 | 0.0054557 | 0.011785 | 0.012073 | -0.055238 | -0.12561 | -0.2442 | -0.055238 | -0.060071 | -0.13416 | -0.23237 | -0.44382 | -0.13416 | -0.14436
35 | 0.27 | 0.37 | South/Central | LA | Monroe.Rgnl.AP.722486 | 3 | 434906 | 32.546 | 13.859 | 51.4648 | 32.4916 | 18.9732 | 780.63 | 2.1184 | -0.7 | 3.4228 | -1.3044 | -7.9346 | 0.78906 | -12.93 | 2.0956 | -1.3065 | -25.002 | 1.0183 | -33.54 | 3.802 | -2.7837 | -61.7512 | 2.1184 | -0.7 | 3.4228 | -1.3044 | -7.9346 | 2.1683 | -1.54 | 3.5625 | -1.3942 | -9.7073 | 0.0057539 | 0.18727 | 0.079744 | 0.29613 | 4.4917 | 0.012189 | 0.0045402 | 0.0058593 | 0.012189 | 0.012476 | -0.0040278 | -0.074399 | -0.19299 | -0.0040278 | -0.0088611 | -0.045655 | -0.14386 | -0.35531 | -0.045655 | -0.055856 | 0.0057539 | 0.18727 | 0.079744 | 0.29613 | 4.4917 | 0.012189 | 0.0045402 | 0.0058593 | 0.012189 | 0.012476 | -0.0040278 | -0.074399 | -0.19299 | -0.0040278 | -0.0088611 | -0.045655 | -0.14386 | -0.35531 | -0.045655 | -0.055856
36 | 0.27 | 0.32 | South/Central | LA | Monroe.Rgnl.AP.722486 | 3 | 434906 | 33.1757 | 13.389 | 51.4644 | 33.1203 | 18.3442 | 770.93 | 2.1187 | 9 | 2.7941 | -0.67539 | 8.9681 | 0.7894 | -3.23 | 1.4669 | -0.67751 | -8.0993 | 1.0187 | -23.84 | 3.1733 | -2.1547 | -44.8485 | 2.1187 | 9 | 2.7941 | -0.67539 | 8.9681 | 2.1687 | 8.16 | 2.9338 | -0.76517 | 7.1953 | 0.0057539 | 0.19089 | 0.077039 | 0.29612 | 4.4359 | 0.012191 | 0.0045422 | 0.0058613 | 0.012191 | 0.012478 | 0.051786 | -0.018585 | -0.13717 | 0.051786 | 0.046952 | 0.051602 | -0.046603 | -0.25806 | 0.051602 | 0.041402 | 0.0057539 | 0.19089 | 0.077039 | 0.29612 | 4.4359 | 0.012191 | 0.0045422 | 0.0058613 | 0.012191 | 0.012478 | 0.051786 | -0.018585 | -0.13717 | 0.051786 | 0.046952 | 0.051602 | -0.046603 | -0.25806 | 0.051602 | 0.041402
37 | 0.27 | 0.27 | South/Central | LA | Monroe.Rgnl.AP.722486 | 3 | 434906 | 33.7754 | 12.949 | 51.4642 | 33.719 | 17.7452 | 761.7 | 2.119 | 18.23 | 2.1954 | -0.076412 | 25.0622 | 0.78964 | 6 | 0.86817 | -0.078532 | 7.9948 | 1.0189 | -14.61 | 2.5746 | -1.5557 | -28.7544 | 2.119 | 18.23 | 2.1954 | -0.076412 | 25.0622 | 2.1689 | 17.39 | 2.3351 | -0.16619 | 23.2894 | 0.0057539 | 0.19434 | 0.074508 | 0.29612 | 4.3828 | 0.012192 | 0.0045436 | 0.0058627 | 0.012192 | 0.01248 | 0.10489 | 0.034524 | -0.084065 | 0.10489 | 0.10006 | 0.14421 | 0.046002 | -0.16545 | 0.14421 | 0.13401 | 0.0057539 | 0.19434 | 0.074508 | 0.29612 | 4.3828 | 0.012192 | 0.0045436 | 0.0058627 | 0.012192 | 0.01248 | 0.10489 | 0.034524 | -0.084065 | 0.10489 | 0.10006 | 0.14421 | 0.046002 | -0.16545 | 0.14421 | 0.13401
38 | 0.27 | 0.23 | South/Central | LA | Monroe.Rgnl.AP.722486 | 3 | 434906 | 34.2952 | 12.579 | 51.474 | 34.2379 | 17.2361 | 753.96 | 2.1092 | 25.97 | 1.6765 | 0.43269 | 38.6133 | 0.77984 | 13.74 | 0.34926 | 0.43057 | 21.5459 | 1.0091 | -6.87 | 2.0557 | -1.0466 | -15.2033 | 2.1092 | 25.97 | 1.6765 | 0.43269 | 38.6133 | 2.1591 | 25.13 | 1.8162 | 0.34292 | 36.8406 | 0.0057539 | 0.19733 | 0.072379 | 0.29618 | 4.3382 | 0.012136 | 0.0044871 | 0.0058062 | 0.012136 | 0.012423 | 0.14943 | 0.079059 | -0.03953 | 0.14943 | 0.1446 | 0.22218 | 0.12397 | -0.087479 | 0.22218 | 0.21198 | 0.0057539 | 0.19733 | 0.072379 | 0.29618 | 4.3382 | 0.012136 | 0.0044871 | 0.0058062 | 0.012136 | 0.012423 | 0.14943 | 0.079059 | -0.03953 | 0.14943 | 0.1446 | 0.22218 | 0.12397 | -0.087479 | 0.22218 | 0.21198
39 | 0.27 | 0.19 | South/Central | LA | Monroe.Rgnl.AP.722486 | 3 | 434906 | 35.0749 | 12.069 | 51.5737 | 35.0163 | 16.5574 | 744.41 | 2.0095 | 35.52 | 0.89811 | 1.1114 | 55.5713 | 0.68019 | 23.29 | -0.4291 | 1.1093 | 38.5039 | 0.90944 | 2.68 | 1.2773 | -0.36788 | 1.7547 | 2.0095 | 35.52 | 0.89811 | 1.1114 | 55.5713 | 2.0595 | 34.68 | 1.0378 | 1.0216 | 53.7986 | 0.0057539 | 0.20182 | 0.069444 | 0.29675 | 4.2833 | 0.011563 | 0.0039138 | 0.0052329 | 0.011563 | 0.01185 | 0.20438 | 0.13401 | 0.015421 | 0.20438 | 0.19955 | 0.31975 | 0.22155 | 0.010096 | 0.31975 | 0.30955 | 0.0057539 | 0.20182 | 0.069444 | 0.29675 | 4.2833 | 0.011563 | 0.0039138 | 0.0052329 | 0.011563 | 0.01185 | 0.20438 | 0.13401 | 0.015421 | 0.20438 | 0.19955 | 0.31975 | 0.22155 | 0.010096 | 0.31975 | 0.30955
40 | 0.27 | 0.17 | South/Central | LA | Monroe.Rgnl.AP.722486 | 3 | 434906 | 35.4947 | 11.799 | 51.6335 | 35.4354 | 16.1981 | 739.42 | 1.9497 | 40.51 | 0.47899 | 1.4707 | 64.4575 | 0.62035 | 28.28 | -0.84822 | 1.4686 | 47.3901 | 0.8496 | 7.67 | 0.8582 | -0.008593 | 10.6409 | 1.9497 | 40.51 | 0.47899 | 1.4707 | 64.4575 | 1.9996 | 39.67 | 0.6187 | 1.3809 | 62.6848 | 0.0057539 | 0.20423 | 0.067891 | 0.2971 | 4.2546 | 0.011218 | 0.0035695 | 0.0048886 | 0.011218 | 0.011506 | 0.23309 | 0.16272 | 0.044133 | 0.23309 | 0.22826 | 0.37089 | 0.27268 | 0.061227 | 0.37089 | 0.36068 | 0.0057539 | 0.20423 | 0.067891 | 0.2971 | 4.2546 | 0.011218 | 0.0035695 | 0.0048886 | 0.011218 | 0.011506 | 0.23309 | 0.16272 | 0.044133 | 0.23309 | 0.22826 | 0.37089 | 0.27268 | 0.061227 | 0.37089 | 0.36068
41 | 0.26 | 0.47 | South/Central | LA | Monroe.Rgnl.AP.722486 | 3 | 434906 | 31.2965 | 14.799 | 51.4653 | 31.2442 | 20.2211 | 799.77 | 2.1179 | -19.84 | 4.6702 | -2.5523 | -41.4643 | 0.78855 | -32.07 | 3.343 | -2.5544 | -58.5317 | 1.0178 | -52.68 | 5.0494 | -4.0316 | -95.2809 | 2.1179 | -19.84 | 4.6702 | -2.5523 | -41.4643 | 2.1678 | -20.68 | 4.8099 | -2.6421 | -43.237 | 0.0057539 | 0.18008 | 0.085153 | 0.29613 | 4.6018 | 0.012186 | 0.0045373 | 0.0058564 | 0.012186 | 0.012474 | -0.11416 | -0.18453 | -0.30312 | -0.11416 | -0.11899 | -0.23858 | -0.33679 | -0.54824 | -0.23858 | -0.24878 | 0.0057539 | 0.18008 | 0.085153 | 0.29613 | 4.6018 | 0.012186 | 0.0045373 | 0.0058564 | 0.012186 | 0.012474 | -0.11416 | -0.18453 | -0.30312 | -0.11416 | -0.11899 | -0.23858 | -0.33679 | -0.54824 | -0.23858 | -0.24878
42 | 0.26 | 0.42 | South/Central | LA | Monroe.Rgnl.AP.722486 | 3 | 434906 | 31.8263 | 14.259 | 51.2751 | 31.7731 | 19.502 | 786.97 | 2.3081 | -7.04 | 4.1413 | -1.8332 | -19.7113 | 0.97879 | -19.27 | 2.8141 | -1.8353 | -36.7787 | 1.208 | -39.88 | 4.5205 | -3.3125 | -73.5279 | 2.3081 | -7.04 | 4.1413 | -1.8332 | -19.7113 | 2.3581 | -7.88 | 4.281 | -1.923 | -21.484 | 0.0057539 | 0.18313 | 0.082045 | 0.29503 | 4.5282 | 0.013281 | 0.0056319 | 0.006951 | 0.013281 | 0.013568 | -0.040508 | -0.11088 | -0.22947 | -0.040508 | -0.045341 | -0.11342 | -0.21162 | -0.42308 | -0.11342 | -0.12362 | 0.0057539 | 0.18313 | 0.082045 | 0.29503 | 4.5282 | 0.013281 | 0.0056319 | 0.006951 | 0.013281 | 0.013568 | -0.040508 | -0.11088 | -0.22947 | -0.040508 | -0.045341 | -0.11342 | -0.21162 | -0.42308 | -0.11342 | -0.12362
43 | 0.26 | 0.37 | South/Central | LA | Monroe.Rgnl.AP.722486 | 3 | 434906 | 32.1961 | 13.959 | 51.2349 | 32.1423 | 19.0926 | 780.35 | 2.3482 | -0.42 | 3.7721 | -1.4238 | -8.2011 | 1.0189 | -12.65 | 2.4449 | -1.4259 | -25.2685 | 1.2482 | -33.26 | 4.1513 | -2.9031 | -62.0177 | 2.3482 | -0.42 | 3.7721 | -1.4238 | -8.2011 | 2.3982 | -1.26 | 3.9118 | -1.5136 | -9.9738 | 0.0057539 | 0.18525 | 0.080319 | 0.2948 | 4.4901 | 0.013512 | 0.0058628 | 0.0071819 | 0.013512 | 0.013799 | -0.0024167 | -0.072787 | -0.19138 | -0.0024167 | -0.00725 | -0.047189 | -0.14539 | -0.35685 | -0.047189 | -0.057389 | 0.0057539 | 0.18525 | 0.080319 | 0.2948 | 4.4901 | 0.013512 | 0.0058628 | 0.0071819 | 0.013512 | 0.013799 | -0.0024167 | -0.072787 | -0.19138 | -0.0024167 | -0.00725 | -0.047189 | -0.14539 | -0.35685 | -0.047189 | -0.057389
44 | 0.26 | 0.32 | South/Central | LA | Monroe.Rgnl.AP.722486 | 3 | 434906 | 32.7259 | 13.569 | 51.2247 | 32.6712 | 18.5535 | 771.96 | 2.3585 | 7.97 | 3.2432 | -0.88468 | 6.4139 | 1.0292 | -4.26 | 1.916 | -0.8868 | -10.6535 | 1.2584 | -24.87 | 3.6224 | -2.364 | -47.4027 | 2.3585 | 7.97 | 3.2432 | -0.88468 | 6.4139 | 2.4084 | 7.13 | 3.3829 | -0.97446 | 4.6411 | 0.0057539 | 0.1883 | 0.078075 | 0.29474 | 4.4418 | 0.013571 | 0.0059218 | 0.0072409 | 0.013571 | 0.013858 | 0.045859 | -0.024512 | -0.1431 | 0.045859 | 0.041026 | 0.036905 | -0.0613 | -0.27275 | 0.036905 | 0.026705 | 0.0057539 | 0.1883 | 0.078075 | 0.29474 | 4.4418 | 0.013571 | 0.0059218 | 0.0072409 | 0.013571 | 0.013858 | 0.045859 | -0.024512 | -0.1431 | 0.045859 | 0.041026 | 0.036905 | -0.0613 | -0.27275 | 0.036905 | 0.026705
45 | 0.26 | 0.27 | South/Central | LA | Monroe.Rgnl.AP.722486 | 3 | 434906 | 33.4156 | 13.029 | 51.1944 | 33.3598 | 17.8346 | 760.61 | 2.3888 | 19.32 | 2.5546 | -0.16582 | 26.1132 | 1.0595 | 7.09 | 1.2274 | -0.16794 | 9.0458 | 1.2887 | -13.52 | 2.9338 | -1.6451 | -27.7034 | 2.3888 | 19.32 | 2.5546 | -0.16582 | 26.1132 | 2.4387 | 18.48 | 2.6943 | -0.25559 | 24.3404 | 0.0057539 | 0.19227 | 0.074968 | 0.29457 | 4.3765 | 0.013745 | 0.0060962 | 0.0074153 | 0.013745 | 0.014032 | 0.11117 | 0.040795 | -0.077793 | 0.11117 | 0.10633 | 0.15025 | 0.052049 | -0.1594 | 0.15025 | 0.14005 | 0.0057539 | 0.19227 | 0.074968 | 0.29457 | 4.3765 | 0.013745 | 0.0060962 | 0.0074153 | 0.013745 | 0.014032 | 0.11117 | 0.040795 | -0.077793 | 0.11117 | 0.10633 | 0.15025 | 0.052049 | -0.1594 | 0.15025 | 0.14005
46 | 0.26 | 0.23 | South/Central | LA | Monroe.Rgnl.AP.722486 | 3 | 434906 | 34.0153 | 12.589 | 51.1942 | 33.9585 | 17.2356 | 751.38 | 2.389 | 28.55 | 1.9559 | 0.43314 | 42.2065 | 1.0597 | 16.32 | 0.62868 | 0.43102 | 25.1391 | 1.2889 | -4.29 | 2.3351 | -1.0461 | -11.6101 | 2.389 | 28.55 | 1.9559 | 0.43314 | 42.2065 | 2.439 | 27.71 | 2.0956 | 0.34337 | 40.4338 | 0.0057539 | 0.19572 | 0.072436 | 0.29457 | 4.3234 | 0.013746 | 0.0060974 | 0.0074165 | 0.013746 | 0.014034 | 0.16428 | 0.093904 | -0.024684 | 0.16428 | 0.15944 | 0.24285 | 0.14465 | -0.066804 | 0.24285 | 0.23265 | 0.0057539 | 0.19572 | 0.072436 | 0.29457 | 4.3234 | 0.013746 | 0.0060974 | 0.0074165 | 0.013746 | 0.014034 | 0.16428 | 0.093904 | -0.024684 | 0.16428 | 0.15944 | 0.24285 | 0.14465 | -0.066804 | 0.24285 | 0.23265
47 | 0.26 | 0.19 | South/Central | LA | Monroe.Rgnl.AP.722486 | 3 | 434906 | 34.785 | 12.079 | 51.2838 | 34.7269 | 16.5569 | 741.74 | 2.2994 | 38.19 | 1.1875 | 1.1119 | 59.2922 | 0.97003 | 25.96 | -0.13971 | 1.1097 | 42.2248 | 1.1993 | 5.35 | 1.5667 | -0.36743 | 5.4756 | 2.2994 | 38.19 | 1.1875 | 1.1119 | 59.2922 | 2.3493 | 37.35 | 1.3272 | 1.0221 | 57.5195 | 0.0057539 | 0.20015 | 0.069502 | 0.29508 | 4.2679 | 0.01323 | 0.0055815 | 0.0069006 | 0.01323 | 0.013518 | 0.21974 | 0.14937 | 0.030784 | 0.21974 | 0.21491 | 0.34116 | 0.24296 | 0.031507 | 0.34116 | 0.33096 | 0.0057539 | 0.20015 | 0.069502 | 0.29508 | 4.2679 | 0.01323 | 0.0055815 | 0.0069006 | 0.01323 | 0.013518 | 0.21974 | 0.14937 | 0.030784 | 0.21974 | 0.21491 | 0.34116 | 0.24296 | 0.031507 | 0.34116 | 0.33096
48 | 0.26 | 0.17 | South/Central | LA | Monroe.Rgnl.AP.722486 | 3 | 434906 | 35.2048 | 11.809 | 51.3536 | 35.146 | 16.2076 | 737 | 2.2295 | 42.93 | 0.76838 | 1.4612 | 67.7827 | 0.90022 | 30.7 | -0.55883 | 1.459 | 50.7153 | 1.1295 | 10.09 | 1.1476 | -0.018122 | 13.9661 | 2.2295 | 42.93 | 0.76838 | 1.4612 | 67.7827 | 2.2795 | 42.09 | 0.90809 | 1.3714 | 66.01 | 0.0057539 | 0.20257 | 0.067948 | 0.29549 | 4.2407 | 0.012829 | 0.0051798 | 0.0064989 | 0.012829 | 0.013116 | 0.24702 | 0.17665 | 0.058057 | 0.24702 | 0.24218 | 0.39002 | 0.29181 | 0.08036 | 0.39002 | 0.37982 | 0.0057539 | 0.20257 | 0.067948 | 0.29549 | 4.2407 | 0.012829 | 0.0051798 | 0.0064989 | 0.012829 | 0.013116 | 0.24702 | 0.17665 | 0.058057 | 0.24702 | 0.24218 | 0.39002 | 0.29181 | 0.08036 | 0.39002 | 0.37982
49 | 0.25 | 0.47 | South/Central | LA | Monroe.Rgnl.AP.722486 | 3 | 434906 | 31.0566 | 14.779 | 51.1954 | 31.0047 | 20.1907 | 796.8 | 2.3877 | -16.87 | 4.9097 | -2.5219 | -37.1952 | 1.0584 | -29.1 | 3.5825 | -2.5241 | -54.2626 | 1.2877 | -49.71 | 5.2889 | -4.0012 | -91.0118 | 2.3877 | -16.87 | 4.9097 | -2.5219 | -37.1952 | 2.4377 | -17.71 | 5.0494 | -2.6117 | -38.968 | 0.0057539 | 0.1787 | 0.085038 | 0.29458 | 4.5847 | 0.013739 | 0.0060901 | 0.0074092 | 0.013739 | 0.014026 | -0.097069 | -0.16744 | -0.28603 | -0.097069 | -0.1019 | -0.21402 | -0.31222 | -0.52368 | -0.21402 | -0.22422 | 0.0057539 | 0.1787 | 0.085038 | 0.29458 | 4.5847 | 0.013739 | 0.0060901 | 0.0074092 | 0.013739 | 0.014026 | -0.097069 | -0.16744 | -0.28603 | -0.097069 | -0.1019 | -0.21402 | -0.31222 | -0.52368 | -0.21402 | -0.22422
50 | 0.25 | 0.42 | South/Central | LA | Monroe.Rgnl.AP.722486 | 3 | 434906 | 31.5664 | 14.259 | 51.0052 | 31.5137 | 19.4915 | 784.31 | 2.578 | -4.38 | 4.4008 | -1.8228 | -15.9784 | 1.2487 | -16.61 | 3.0735 | -1.8249 | -33.0458 | 1.4779 | -37.22 | 4.78 | -3.3021 | -69.795 | 2.578 | -4.38 | 4.4008 | -1.8228 | -15.9784 | 2.6279 | -5.22 | 4.5405 | -1.9125 | -17.7512 | 0.0057539 | 0.18163 | 0.082045 | 0.29348 | 4.5129 | 0.014834 | 0.0071847 | 0.0085038 | 0.014834 | 0.015121 | -0.025202 | -0.095573 | -0.21416 | -0.025202 | -0.030036 | -0.091939 | -0.19014 | -0.4016 | -0.091939 | -0.10214 | 0.0057539 | 0.18163 | 0.082045 | 0.29348 | 4.5129 | 0.014834 | 0.0071847 | 0.0085038 | 0.014834 | 0.015121 | -0.025202 | -0.095573 | -0.21416 | -0.025202 | -0.030036 | -0.091939 | -0.19014 | -0.4016 | -0.091939 | -0.10214
51 | 0.25 | 0.37 | South/Central | LA | Monroe.Rgnl.AP.722486 | 3 | 434906 | 31.8463 | 14.069 | 51.0051 | 31.7931 | 19.212 | 780.09 | 2.5781 | -0.16 | 4.1213 | -1.5433 | -8.4684 | 1.2488 | -12.39 | 2.7941 | -1.5454 | -25.5358 | 1.478 | -33 | 4.5005 | -3.0225 | -62.285 | 2.5781 | -0.16 | 4.1213 | -1.5433 | -8.4684 | 2.628 | -1 | 4.261 | -1.633 | -10.2412 | 0.0057539 | 0.18324 | 0.080952 | 0.29348 | 4.4886 | 0.014834 | 0.0071852 | 0.0085043 | 0.014834 | 0.015121 | -0.00092063 | -0.071291 | -0.18988 | -0.00092063 | -0.0057539 | -0.048727 | -0.14693 | -0.35838 | -0.048727 | -0.058927 | 0.0057539 | 0.18324 | 0.080952 | 0.29348 | 4.4886 | 0.014834 | 0.0071852 | 0.0085043 | 0.014834 | 0.015121 | -0.00092063 | -0.071291 | -0.18988 | -0.00092063 | -0.0057539 | -0.048727 | -0.14693 | -0.35838 | -0.048727 | -0.058927
52 | 0.25 | 0.32 | South/Central | LA | Monroe.Rgnl.AP.722486 | 3 | 434906 | 32.2761 | 13.749 | 50.9949 | 32.2222 | 18.7727 | 773.24 | 2.5883 | 6.69 | 3.6922 | -1.1039 | 3.4647 | 1.259 | -5.54 | 2.365 | -1.106 | -13.6027 | 1.4882 | -26.15 | 4.0714 | -2.5832 | -50.3519 | 2.5883 | 6.69 | 3.6922 | -1.1039 | 3.4647 | 2.6382 | 5.85 | 3.8319 | -1.1937 | 1.692 | 0.0057539 | 0.18571 | 0.079111 | 0.29342 | 4.4492 | 0.014893 | 0.0072441 | 0.0085632 | 0.014893 | 0.01518 | 0.038494 | -0.031877 | -0.15047 | 0.038494 | 0.033661 | 0.019936 | -0.078269 | -0.28972 | 0.019936 | 0.0097355 | 0.0057539 | 0.18571 | 0.079111 | 0.29342 | 4.4492 | 0.014893 | 0.0072441 | 0.0085632 | 0.014893 | 0.01518 | 0.038494 | -0.031877 | -0.15047 | 0.038494 | 0.033661 | 0.019936 | -0.078269 | -0.28972 | 0.019936 | 0.0097355
53 | 0.25 | 0.27 | South/Central | LA | Monroe.Rgnl.AP.722486 | 3 | 434906 | 33.0457 | 13.119 | 50.9246 | 32.9906 | 17.934 | 759.66 | 2.6586 | 20.27 | 2.9239 | -0.26525 | 26.8945 | 1.3293 | 8.04 | 1.5966 | -0.26737 | 9.8271 | 1.5585 | -12.57 | 3.3031 | -1.7445 | -26.9221 | 2.6586 | 20.27 | 2.9239 | -0.26525 | 26.8945 | 2.7085 | 19.43 | 3.0636 | -0.35502 | 25.1217 | 0.0057539 | 0.19014 | 0.075486 | 0.29302 | 4.371 | 0.015297 | 0.0076486 | 0.0089677 | 0.015297 | 0.015585 | 0.11663 | 0.046262 | -0.072327 | 0.11663 | 0.1118 | 0.15475 | 0.056545 | -0.15491 | 0.15475 | 0.14455 | 0.0057539 | 0.19014 | 0.075486 | 0.29302 | 4.371 | 0.015297 | 0.0076486 | 0.0089677 | 0.015297 | 0.015585 | 0.11663 | 0.046262 | -0.072327 | 0.11663 | 0.1118 | 0.15475 | 0.056545 | -0.15491 | 0.15475 | 0.14455
54 | 0.25 | 0.23 | South/Central | LA | Monroe.Rgnl.AP.722486 | 3 | 434906 | 33.7354 | 12.599 | 50.9242 | 33.6791 | 17.2451 | 749.04 | 2.6589 | 30.89 | 2.2353 | 0.42363 | 45.4048 | 1.3296 | 18.66 | 0.90809 | 0.42151 | 28.3374 | 1.5589 | -1.95 | 2.6145 | -1.0557 | -8.4118 | 2.6589 | 30.89 | 2.2353 | 0.42363 | 45.4048 | 2.7089 | 30.05 | 2.375 | 0.33386 | 43.6321 | 0.0057539 | 0.19411 | 0.072494 | 0.29302 | 4.3099 | 0.015299 | 0.0076505 | 0.0089695 | 0.015299 | 0.015587 | 0.17774 | 0.10737 | -0.01122 | 0.17774 | 0.17291 | 0.26126 | 0.16305 | -0.048401 | 0.26126 | 0.25106 | 0.0057539 | 0.19411 | 0.072494 | 0.29302 | 4.3099 | 0.015299 | 0.0076505 | 0.0089695 | 0.015299 | 0.015587 | 0.17774 | 0.10737 | -0.01122 | 0.17774 | 0.17291 | 0.26126 | 0.16305 | -0.048401 | 0.26126 | 0.25106
55 | 0.25 | 0.19 | South/Central | LA | Monroe.Rgnl.AP.722486 | 3 | 434906 | 34.4951 | 12.079 | 50.994 | 34.4375 | 16.5565 | 739.07 | 2.5892 | 40.86 | 1.4769 | 1.1123 | 63.0131 | 1.2599 | 28.63 | 0.14968 | 1.1102 | 45.9457 | 1.4891 | 8.02 | 1.8561 | -0.36698 | 9.1965 | 2.5892 | 40.86 | 1.4769 | 1.1123 | 63.0131 | 2.6391 | 40.02 | 1.6166 | 1.0225 | 61.2404 | 0.0057539 | 0.19848 | 0.069502 | 0.29342 | 4.2526 | 0.014898 | 0.0072492 | 0.0085683 | 0.014898 | 0.015185 | 0.23511 | 0.16474 | 0.046147 | 0.23511 | 0.23027 | 0.36257 | 0.26437 | 0.052916 | 0.36257 | 0.35237 | 0.0057539 | 0.19848 | 0.069502 | 0.29342 | 4.2526 | 0.014898 | 0.0072492 | 0.0085683 | 0.014898 | 0.015185 | 0.23511 | 0.16474 | 0.046147 | 0.23511 | 0.23027 | 0.36257 | 0.26437 | 0.052916 | 0.36257 | 0.35237
56 | 0.25 | 0.17 | South/Central | LA | Monroe.Rgnl.AP.722486 | 3 | 434906 | 34.905 | 11.819 | 51.0538 | 34.8467 | 16.2071 | 734.24 | 2.5294 | 45.69 | 1.0678 | 1.4616 | 71.6321 | 1.2001 | 33.46 | -0.25946 | 1.4595 | 54.5647 | 1.4293 | 12.85 | 1.447 | -0.017654 | 17.8155 | 2.5294 | 45.69 | 1.0678 | 1.4616 | 71.6321 | 2.5793 | 44.85 | 1.2075 | 1.3719 | 69.8594 | 0.0057539 | 0.20084 | 0.068006 | 0.29376 | 4.2248 | 0.014554 | 0.0069051 | 0.0082241 | 0.014554 | 0.014841 | 0.2629 | 0.19253 | 0.073938 | 0.2629 | 0.25806 | 0.41217 | 0.31396 | 0.10251 | 0.41217 | 0.40197 | 0.0057539 | 0.20084 | 0.068006 | 0.29376 | 4.2248 | 0.014554 | 0.0069051 | 0.0082241 | 0.014554 | 0.014841 | 0.2629 | 0.19253 | 0.073938 | 0.2629 | 0.25806 | 0.41217 | 0.31396 | 0.10251 | 0.41217 | 0.40197
57 | 0.24 | 0.47 | South/Central | LA | Monroe.Rgnl.AP.722486 | 3 | 434906 | 30.7867 | 14.799 | 50.9455 | 30.7353 | 20.2102 | 794.78 | 2.6377 | -14.85 | 5.1791 | -2.5415 | -34.522 | 1.3083 | -27.08 | 3.8519 | -2.5436 | -51.5894 | 1.5376 | -47.69 | 5.5583 | -4.0208 | -88.3386 | 2.6377 | -14.85 | 5.1791 | -2.5415 | -34.522 | 2.6876 | -15.69 | 5.3188 | -2.6312 | -36.2947 | 0.0057539 | 0.17715 | 0.085153 | 0.29314 | 4.5731 | 0.015177 | 0.007528 | 0.0088471 | 0.015177 | 0.015464 | -0.085446 | -0.15582 | -0.27441 | -0.085446 | -0.090279 | -0.19864 | -0.29684 | -0.5083 | -0.19864 | -0.20884 | 0.0057539 | 0.17715 | 0.085153 | 0.29314 | 4.5731 | 0.015177 | 0.007528 | 0.0088471 | 0.015177 | 0.015464 | -0.085446 | -0.15582 | -0.27441 | -0.085446 | -0.090279 | -0.19864 | -0.29684 | -0.5083 | -0.19864 | -0.20884
58 | 0.24 | 0.42 | South/Central | LA | Monroe.Rgnl.AP.722486 | 3 | 434906 | 31.2965 | 14.269 | 50.7353 | 31.2442 | 19.4911 | 781.82 | 2.8478 | -1.89 | 4.6702 | -1.8223 | -12.5138 | 1.5185 | -14.12 | 3.343 | -1.8245 | -29.5812 | 1.7478 | -34.73 | 5.0494 | -3.3016 | -66.3304 | 2.8478 | -1.89 | 4.6702 | -1.8223 | -12.5138 | 2.8978 | -2.73 | 4.8099 | -1.9121 | -14.2865 | 0.0057539 | 0.18008 | 0.082103 | 0.29193 | 4.4986 | 0.016386 | 0.0087375 | 0.010057 | 0.016386 | 0.016674 | -0.010875 | -0.081246 | -0.19983 | -0.010875 | -0.015708 | -0.072003 | -0.17021 | -0.38166 | -0.072003 | -0.082204 | 0.0057539 | 0.18008 | 0.082103 | 0.29193 | 4.4986 | 0.016386 | 0.0087375 | 0.010057 | 0.016386 | 0.016674 | -0.010875 | -0.081246 | -0.19983 | -0.010875 | -0.015708 | -0.072003 | -0.17021 | -0.38166 | -0.072003 | -0.082204
59 | 0.24 | 0.37 | South/Central | LA | Monroe.Rgnl.AP.722486 | 3 | 434906 | 31.5664 | 14.079 | 50.7352 | 31.5137 | 19.2216 | 777.74 | 2.8479 | 2.19 | 4.4008 | -1.5528 | -5.2718 | 1.5186 | -10.04 | 3.0735 | -1.5549 | -22.3392 | 1.7479 | -30.65 | 4.78 | -3.0321 | -59.0884 | 2.8479 | 2.19 | 4.4008 | -1.5528 | -5.2718 | 2.8979 | 1.35 | 4.5405 | -1.6426 | -7.0446 | 0.0057539 | 0.18163 | 0.08101 | 0.29193 | 4.4751 | 0.016387 | 0.008738 | 0.010057 | 0.016387 | 0.016674 | 0.012601 | -0.05777 | -0.17636 | 0.012601 | 0.0077678 | -0.030334 | -0.12854 | -0.33999 | -0.030334 | -0.040534 | 0.0057539 | 0.18163 | 0.08101 | 0.29193 | 4.4751 | 0.016387 | 0.008738 | 0.010057 | 0.016387 | 0.016674 | 0.012601 | -0.05777 | -0.17636 | 0.012601 | 0.0077678 | -0.030334 | -0.12854 | -0.33999 | -0.030334 | -0.040534
60 | 0.24 | 0.32 | South/Central | LA | Monroe.Rgnl.AP.722486 | 3 | 434906 | 31.9962 | 13.769 | 50.725 | 31.9428 | 18.7823 | 770.89 | 2.8582 | 9.04 | 3.9717 | -1.1135 | 6.6613 | 1.5288 | -3.19 | 2.6444 | -1.1156 | -10.4061 | 1.7581 | -23.8 | 4.3509 | -2.5928 | -47.1553 | 2.8582 | 9.04 | 3.9717 | -1.1135 | 6.6613 | 2.9081 | 8.2 | 4.1114 | -1.2033 | 4.8886 | 0.0057539 | 0.1841 | 0.079226 | 0.29187 | 4.4357 | 0.016446 | 0.0087969 | 0.010116 | 0.016446 | 0.016733 | 0.052016 | -0.018355 | -0.13694 | 0.052016 | 0.047182 | 0.038329 | -0.059876 | -0.27133 | 0.038329 | 0.028129 | 0.0057539 | 0.1841 | 0.079226 | 0.29187 | 4.4357 | 0.016446 | 0.0087969 | 0.010116 | 0.016446 | 0.016733 | 0.052016 | -0.018355 | -0.13694 | 0.052016 | 0.047182 | 0.038329 | -0.059876 | -0.27133 | 0.038329 | 0.028129
61 | 0.24 | 0.27 | South/Central | LA | Monroe.Rgnl.AP.722486 | 3 | 434906 | 32.7659 | 13.129 | 50.6447 | 32.7111 | 17.9336 | 757.07 | 2.9385 | 22.86 | 3.2033 | -0.26478 | 30.4885 | 1.6092 | 10.63 | 1.8761 | -0.2669 | 13.4211 | 1.8384 | -9.98 | 3.5825 | -1.7441 | -23.3281 | 2.9385 | 22.86 | 3.2033 | -0.26478 | 30.4885 | 2.9884 | 22.02 | 3.343 | -0.35456 | 28.7157 | 0.0057539 | 0.18853 | 0.075543 | 0.29141 | 4.3561 | 0.016908 | 0.009259 | 0.010578 | 0.016908 | 0.017195 | 0.13154 | 0.061164 | -0.057424 | 0.13154 | 0.1267 | 0.17543 | 0.077224 | -0.13423 | 0.17543 | 0.16523 | 0.0057539 | 0.18853 | 0.075543 | 0.29141 | 4.3561 | 0.016908 | 0.009259 | 0.010578 | 0.016908 | 0.017195 | 0.13154 | 0.061164 | -0.057424 | 0.13154 | 0.1267 | 0.17543 | 0.077224 | -0.13423 | 0.17543 | 0.16523
62 | 0.24 | 0.23 | South/Central | LA | Monroe.Rgnl.AP.722486 | 3 | 434906 | 33.4456 | 12.609 | 50.6344 | 33.3897 | 17.2447 | 746.36 | 2.9487 | 33.57 | 2.5247 | 0.42406 | 49.1248 | 1.6194 | 21.34 | 1.1975 | 0.42194 | 32.0574 | 1.8487 | 0.73 | 2.9039 | -1.0552 | -4.6918 | 2.9487 | 33.57 | 2.5247 | 0.42406 | 49.1248 | 2.9987 | 32.73 | 2.6644 | 0.33428 | 47.3521 | 0.0057539 | 0.19244 | 0.072552 | 0.29135 | 4.2945 | 0.016967 | 0.009318 | 0.010637 | 0.016967 | 0.017254 | 0.19316 | 0.12279 | 0.0042004 | 0.19316 | 0.18833 | 0.28266 | 0.18446 | -0.026996 | 0.28266 | 0.27246 | 0.0057539 | 0.19244 | 0.072552 | 0.29135 | 4.2945 | 0.016967 | 0.009318 | 0.010637 | 0.016967 | 0.017254 | 0.19316 | 0.12279 | 0.0042004 | 0.19316 | 0.18833 | 0.28266 | 0.18446 | -0.026996 | 0.28266 | 0.27246
63 | 0.24 | 0.19 | South/Central | LA | Monroe.Rgnl.AP.722486 | 3 | 434906 | 34.2053 | 12.089 | 50.7141 | 34.1481 | 16.566 | 736.63 | 2.8691 | 43.3 | 1.7663 | 1.1028 | 66.34 | 1.5398 | 31.07 | 0.43907 | 1.1007 | 49.2726 | 1.769 | 10.46 | 2.1455 | -0.37647 | 12.5234 | 2.8691 | 43.3 | 1.7663 | 1.1028 | 66.34 | 2.919 | 42.46 | 1.906 | 1.013 | 64.5672 | 0.0057539 | 0.19682 | 0.069559 | 0.29181 | 4.2385 | 0.016509 | 0.0088598 | 0.010179 | 0.016509 | 0.016796 | 0.24915 | 0.17878 | 0.060186 | 0.24915 | 0.24431 | 0.38172 | 0.28351 | 0.072059 | 0.38172 | 0.37152 | 0.0057539 | 0.19682 | 0.069559 | 0.29181 | 4.2385 | 0.016509 | 0.0088598 | 0.010179 | 0.016509 | 0.016796 | 0.24915 | 0.17878 | 0.060186 | 0.24915 | 0.24431 | 0.38172 | 0.28351 | 0.072059 | 0.38172 | 0.37152
64 | 0.24 | 0.17 | South/Central | LA | Monroe.Rgnl.AP.722486 | 3 | 434906 | 34.6251 | 11.819 | 50.7739 | 34.5672 | 16.2067 | 731.66 | 2.8093 | 48.27 | 1.3472 | 1.4621 | 75.2262 | 1.4799 | 36.04 | 0.019953 | 1.46 | 58.1588 | 1.7092 | 15.43 | 1.7264 | -0.017184 | 21.4096 | 2.8093 | 48.27 | 1.3472 | 1.4621 | 75.2262 | 2.8592 | 47.43 | 1.4869 | 1.3723 | 73.4534 | 0.0057539 | 0.19923 | 0.068006 | 0.29215 | 4.2099 | 0.016164 | 0.0085155 | 0.0098346 | 0.016164 | 0.016452 | 0.27774 | 0.20737 | 0.088783 | 0.27774 | 0.27291 | 0.43285 | 0.33464 | 0.12319 | 0.43285 | 0.42265 | 0.0057539 | 0.19923 | 0.068006 | 0.29215 | 4.2099 | 0.016164 | 0.0085155 | 0.0098346 | 0.016164 | 0.016452 | 0.27774 | 0.20737 | 0.088783 | 0.27774 | 0.27291 | 0.43285 | 0.33464 | 0.12319 | 0.43285 | 0.42265
65 | 0.22 | 0.47 | South/Central | LA | Monroe.Rgnl.AP.722486 | 3 | 434906 | 30.237 | 14.829 | 50.4158 | 30.1864 | 20.2294 | 790.19 | 3.1674 | -10.26 | 5.728 | -2.5606 | -28.2574 | 1.838 | -22.49 | 4.4008 | -2.5627 | -45.3248 | 2.0673 | -43.1 | 6.1072 | -4.0399 | -82.074 | 3.1674 | -10.26 | 5.728 | -2.5606 | -28.2574 | 3.2173 | -11.1 | 5.8677 | -2.6504 | -30.0301 | 0.0057539 | 0.17398 | 0.085325 | 0.29009 | 4.5467 | 0.018225 | 0.010576 | 0.011895 | 0.018225 | 0.018512 | -0.059035 | -0.12941 | -0.248 | -0.059035 | -0.063869 | -0.16259 | -0.2608 | -0.47225 | -0.16259 | -0.17279 | 0.0057539 | 0.17398 | 0.085325 | 0.29009 | 4.5467 | 0.018225 | 0.010576 | 0.011895 | 0.018225 | 0.018512 | -0.059035 | -0.12941 | -0.248 | -0.059035 | -0.063869 | -0.16259 | -0.2608 | -0.47225 | -0.16259 | -0.17279
66 | 0.22 | 0.42 | South/Central | LA | Monroe.Rgnl.AP.722486 | 3 | 434906 | 30.7468 | 14.299 | 50.2056 | 30.6954 | 19.5102 | 777.22 | 3.3776 | 2.71 | 5.219 | -1.8414 | -6.2482 | 2.0483 | -9.52 | 3.8918 | -1.8436 | -23.3156 | 2.2775 | -30.13 | 5.5982 | -3.3207 | -60.0648 | 3.3776 | 2.71 | 5.219 | -1.8414 | -6.2482 | 3.4275 | 1.87 | 5.3587 | -1.9312 | -8.0209 | 0.0057539 | 0.17692 | 0.082276 | 0.28888 | 4.4721 | 0.019434 | 0.011786 | 0.013105 | 0.019434 | 0.019722 | 0.015593 | -0.054778 | -0.17337 | 0.015593 | 0.01076 | -0.035952 | -0.13416 | -0.34561 | -0.035952 | -0.046152 | 0.0057539 | 0.17692 | 0.082276 | 0.28888 | 4.4721 | 0.019434 | 0.011786 | 0.013105 | 0.019434 | 0.019722 | 0.015593 | -0.054778 | -0.17337 | 0.015593 | 0.01076 | -0.035952 | -0.13416 | -0.34561 | -0.035952 | -0.046152
67 | 0.22 | 0.37 | South/Central | LA | Monroe.Rgnl.AP.722486 | 3 | 434906 | 31.0167 | 14.119 | 50.2155 | 30.9648 | 19.2507 | 773.37 | 3.3677 | 6.56 | 4.9496 | -1.5819 | 0.59799 | 2.0384 | -5.67 | 3.6224 | -1.584 | -16.4694 | 2.2676 | -26.28 | 5.3288 | -3.0612 | -53.2186 | 3.3677 | 6.56 | 4.9496 | -1.5819 | 0.59799 | 3.4176 | 5.72 | 5.0893 | -1.6717 | -1.1748 | 0.0057539 | 0.17847 | 0.08124 | 0.28894 | 4.4499 | 0.019378 | 0.011729 | 0.013048 | 0.019378 | 0.019665 | 0.037746 | -0.032625 | -0.15121 | 0.037746 | 0.032913 | 0.0034408 | -0.094764 | -0.30622 | 0.0034408 | -0.0067595 | 0.0057539 | 0.17847 | 0.08124 | 0.28894 | 4.4499 | 0.019378 | 0.011729 | 0.013048 | 0.019378 | 0.019665 | 0.037746 | -0.032625 | -0.15121 | 0.037746 | 0.032913 | 0.0034408 | -0.094764 | -0.30622 | 0.0034408 | -0.0067595
68 | 0.22 | 0.32 | South/Central | LA | Monroe.Rgnl.AP.722486 | 3 | 434906 | 31.4265 | 13.789 | 50.1653 | 31.3739 | 18.7914 | 765.86 | 3.4179 | 14.07 | 4.5405 | -1.1226 | 13.5789 | 2.0885 | 1.84 | 3.2132 | -1.1247 | -3.4885 | 2.3178 | -18.77 | 4.9197 | -2.6019 | -40.2377 | 3.4179 | 14.07 | 4.5405 | -1.1226 | 13.5789 | 3.4678 | 13.23 | 4.6802 | -1.2124 | 11.8062 | 0.0057539 | 0.18083 | 0.079341 | 0.28865 | 4.4067 | 0.019666 | 0.012017 | 0.013336 | 0.019666 | 0.019954 | 0.080958 | 0.010587 | -0.108 | 0.080958 | 0.076125 | 0.078132 | -0.020073 | -0.23153 | 0.078132 | 0.067932 | 0.0057539 | 0.18083 | 0.079341 | 0.28865 | 4.4067 | 0.019666 | 0.012017 | 0.013336 | 0.019666 | 0.019954 | 0.080958 | 0.010587 | -0.108 | 0.080958 | 0.076125 | 0.078132 | -0.020073 | -0.23153 | 0.078132 | 0.067932
69 | 0.22 | 0.27 | South/Central | LA | Monroe.Rgnl.AP.722486 | 3 | 434906 | 32.1962 | 13.149 | 50.085 | 32.1423 | 17.9426 | 752.06 | 3.4982 | 27.87 | 3.7721 | -0.27386 | 37.4068 | 2.1689 | 15.64 | 2.4449 | -0.27598 | 20.3394 | 2.3981 | -4.97 | 4.1513 | -1.7532 | -16.4098 | 3.4982 | 27.87 | 3.7721 | -0.27386 | 37.4068 | 3.5481 | 27.03 | 3.9118 | -0.36364 | 35.6341 | 0.0057539 | 0.18525 | 0.075659 | 0.28819 | 4.3273 | 0.020129 | 0.01248 | 0.013799 | 0.020129 | 0.020416 | 0.16036 | 0.089992 | -0.028597 | 0.16036 | 0.15553 | 0.21524 | 0.11703 | -0.094421 | 0.21524 | 0.20504 | 0.0057539 | 0.18525 | 0.075659 | 0.28819 | 4.3273 | 0.020129 | 0.01248 | 0.013799 | 0.020129 | 0.020416 | 0.16036 | 0.089992 | -0.028597 | 0.16036 | 0.15553 | 0.21524 | 0.11703 | -0.094421 | 0.21524 | 0.20504
70 | 0.22 | 0.23 | South/Central | LA | Monroe.Rgnl.AP.722486 | 3 | 434906 | 32.8759 | 12.619 | 50.0647 | 32.8209 | 17.2438 | 741.09 | 3.5185 | 38.84 | 3.0935 | 0.42498 | 56.4398 | 2.1891 | 26.61 | 1.7663 | 0.42286 | 39.3724 | 2.4184 | 6 | 3.4727 | -1.0543 | 2.6232 | 3.5185 | 38.84 | 3.0935 | 0.42498 | 56.4398 | 3.5684 | 38 | 3.2332 | 0.3352 | 54.6671 | 0.0057539 | 0.18917 | 0.072609 | 0.28807 | 4.2642 | 0.020245 | 0.012596 | 0.013915 | 0.020245 | 0.020532 | 0.22348 | 0.15311 | 0.034524 | 0.22348 | 0.21865 | 0.32475 | 0.22655 | 0.015094 | 0.32475 | 0.31455 | 0.0057539 | 0.18917 | 0.072609 | 0.28807 | 4.2642 | 0.020245 | 0.012596 | 0.013915 | 0.020245 | 0.020532 | 0.22348 | 0.15311 | 0.034524 | 0.22348 | 0.21865 | 0.32475 | 0.22655 | 0.015094 | 0.32475 | 0.31455
71 | 0.22 | 0.19 | South/Central | LA | Monroe.Rgnl.AP.722486 | 3 | 434906 | 33.6356 | 12.099 | 50.1344 | 33.5793 | 16.5551 | 731.12 | 3.4488 | 48.81 | 2.3351 | 1.1137 | 74.0507 | 2.1195 | 36.58 | 1.0079 | 1.1116 | 56.9833 | 2.3487 | 15.97 | 2.7143 | -0.36557 | 20.2341 | 3.4488 | 48.81 | 2.3351 | 1.1137 | 74.0507 | 3.4987 | 47.97 | 2.4748 | 1.0239 | 72.2779 | 0.0057539 | 0.19354 | 0.069617 | 0.28847 | 4.2068 | 0.019844 | 0.012195 | 0.013514 | 0.019844 | 0.020132 | 0.28085 | 0.21048 | 0.091891 | 0.28085 | 0.27602 | 0.42608 | 0.32788 | 0.11643 | 0.42608 | 0.41588 | 0.0057539 | 0.19354 | 0.069617 | 0.28847 | 4.2068 | 0.019844 | 0.012195 | 0.013514 | 0.019844 | 0.020132 | 0.28085 | 0.21048 | 0.091891 | 0.28085 | 0.27602 | 0.42608 | 0.32788 | 0.11643 | 0.42608 | 0.41588
72 | 0.22 | 0.17 | South/Central | LA | Monroe.Rgnl.AP.722486 | 3 | 434906 | 34.0454 | 11.829 | 50.1842 | 33.9885 | 16.1958 | 726.06 | 3.399 | 53.87 | 1.9259 | 1.473 | 83.0654 | 2.0696 | 41.64 | 0.59874 | 1.4709 | 65.9979 | 2.2989 | 21.03 | 2.3052 | -0.006268 | 29.2487 | 3.399 | 53.87 | 1.9259 | 1.473 | 83.0654 | 3.4489 | 53.03 | 2.0657 | 1.3832 | 81.2926 | 0.0057539 | 0.1959 | 0.068064 | 0.28876 | 4.1777 | 0.019557 | 0.011909 | 0.013228 | 0.019557 | 0.019845 | 0.30997 | 0.23959 | 0.12101 | 0.30997 | 0.30513 | 0.47795 | 0.37975 | 0.1683 | 0.47795 | 0.46775 | 0.0057539 | 0.1959 | 0.068064 | 0.28876 | 4.1777 | 0.019557 | 0.011909 | 0.013228 | 0.019557 | 0.019845 | 0.30997 | 0.23959 | 0.12101 | 0.30997 | 0.30513 | 0.47795 | 0.37975 | 0.1683 | 0.47795 | 0.46775
73 | 0.2 | 0.47 | South/Central | LA | Monroe.Rgnl.AP.722486 | 3 | 434906 | 29.6873 | 14.859 | 49.8961 | 29.6376 | 20.2585 | 785.82 | 3.6871 | -5.89 | 6.2768 | -2.5897 | -22.3884 | 2.3578 | -18.12 | 4.9496 | -2.5918 | -39.4558 | 2.587 | -38.73 | 6.656 | -4.069 | -76.205 | 3.6871 | -5.89 | 6.2768 | -2.5897 | -22.3884 | 3.7371 | -6.73 | 6.4165 | -2.6795 | -24.1611 | 0.0057539 | 0.17082 | 0.085498 | 0.2871 | 4.5216 | 0.021215 | 0.013567 | 0.014886 | 0.021215 | 0.021503 | -0.033891 | -0.10426 | -0.22285 | -0.033891 | -0.038724 | -0.12882 | -0.22703 | -0.43848 | -0.12882 | -0.13902 | 0.0057539 | 0.17082 | 0.085498 | 0.2871 | 4.5216 | 0.021215 | 0.013567 | 0.014886 | 0.021215 | 0.021503 | -0.033891 | -0.10426 | -0.22285 | -0.033891 | -0.038724 | -0.12882 | -0.22703 | -0.43848 | -0.12882 | -0.13902
74 | 0.2 | 0.42 | South/Central | LA | Monroe.Rgnl.AP.722486 | 3 | 434906 | 30.187 | 14.339 | 49.6858 | 30.1365 | 19.5493 | 772.99 | 3.8974 | 6.94 | 5.7779 | -1.8805 | -0.64568 | 2.568 | -5.29 | 4.4506 | -1.8826 | -17.7131 | 2.7973 | -25.9 | 6.1571 | -3.3598 | -54.4623 | 3.8974 | 6.94 | 5.7779 | -1.8805 | -0.64568 | 3.9473 | 6.1 | 5.9176 | -1.9703 | -2.4184 | 0.0057539 | 0.17369 | 0.082506 | 0.28589 | 4.4477 | 0.022425 | 0.014776 | 0.016095 | 0.022425 | 0.022713 | 0.039932 | -0.030438 | -0.14903 | 0.039932 | 0.035099 | -0.0037152 | -0.10192 | -0.31337 | -0.0037152 | -0.013915 | 0.0057539 | 0.17369 | 0.082506 | 0.28589 | 4.4477 | 0.022425 | 0.014776 | 0.016095 | 0.022425 | 0.022713 | 0.039932 | -0.030438 | -0.14903 | 0.039932 | 0.035099 | -0.0037152 | -0.10192 | -0.31337 | -0.0037152 | -0.013915
75 | 0.2 | 0.37 | South/Central | LA | Monroe.Rgnl.AP.722486 | 3 | 434906 | 30.4569 | 14.149 | 49.6857 | 30.406 | 19.2797 | 768.92 | 3.8975 | 11.01 | 5.5084 | -1.611 | 6.5963 | 2.5681 | -1.22 | 4.1812 | -1.6131 | -10.4711 | 2.7974 | -21.83 | 5.8876 | -3.0902 | -47.2203 | 3.8975 | 11.01 | 5.5084 | -1.611 | 6.5963 | 3.9474 | 10.17 | 5.6481 | -1.7007 | 4.8236 | 0.0057539 | 0.17525 | 0.081413 | 0.28589 | 4.4243 | 0.022426 | 0.014777 | 0.016096 | 0.022426 | 0.022713 | 0.063351 | -0.0070198 | -0.12561 | 0.063351 | 0.058518 | 0.037955 | -0.06025 | -0.2717 | 0.037955 | 0.027754 | 0.0057539 | 0.17525 | 0.081413 | 0.28589 | 4.4243 | 0.022426 | 0.014777 | 0.016096 | 0.022426 | 0.022713 | 0.063351 | -0.0070198 | -0.12561 | 0.063351 | 0.058518 | 0.037955 | -0.06025 | -0.2717 | 0.037955 | 0.027754
76 | 0.2 | 0.32 | South/Central | LA | Monroe.Rgnl.AP.722486 | 3 | 434906 | 30.8568 | 13.819 | 49.6156 | 30.8051 | 18.8104 | 761.07 | 3.9676 | 18.86 | 5.1093 | -1.1416 | 20.1014 | 2.6383 | 6.63 | 3.7821 | -1.1438 | 3.034 | 2.8675 | -13.98 | 5.4885 | -2.6209 | -33.7152 | 3.9676 | 18.86 | 5.1093 | -1.1416 | 20.1014 | 4.0176 | 18.02 | 5.249 | -1.2314 | 18.3287 | 0.0057539 | 0.17755 | 0.079514 | 0.28549 | 4.3792 | 0.022829 | 0.015181 | 0.0165 | 0.022829 | 0.023117 | 0.10852 | 0.038149 | -0.08044 | 0.10852 | 0.10369 | 0.11566 | 0.017458 | -0.194 | 0.11566 | 0.10546 | 0.0057539 | 0.17755 | 0.079514 | 0.28549 | 4.3792 | 0.022829 | 0.015181 | 0.0165 | 0.022829 | 0.023117 | 0.10852 | 0.038149 | -0.08044 | 0.10852 | 0.10369 | 0.11566 | 0.017458 | -0.194 | 0.11566 | 0.10546
77 | 0.2 | 0.27 | South/Central | LA | Monroe.Rgnl.AP.722486 | 3 | 434906 | 31.6264 | 13.169 | 49.5252 | 31.5735 | 17.9517 | 747.02 | 4.0579 | 32.91 | 4.3409 | -0.28293 | 44.326 | 2.7286 | 20.68 | 3.0137 | -0.28505 | 27.2586 | 2.9579 | 0.07 | 4.7201 | -1.7622 | -9.4906 | 4.0579 | 32.91 | 4.3409 | -0.28293 | 44.326 | 4.1079 | 32.07 | 4.4806 | -0.3727 | 42.5532 | 0.0057539 | 0.18198 | 0.075774 | 0.28497 | 4.2983 | 0.023349 | 0.0157 | 0.017019 | 0.023349 | 0.023637 | 0.18936 | 0.11899 | 0.00040278 | 0.18936 | 0.18453 | 0.25505 | 0.15684 | -0.054609 | 0.25505 | 0.24485 | 0.0057539 | 0.18198 | 0.075774 | 0.28497 | 4.2983 | 0.023349 | 0.0157 | 0.017019 | 0.023349 | 0.023637 | 0.18936 | 0.11899 | 0.00040278 | 0.18936 | 0.18453 | 0.25505 | 0.15684 | -0.054609 | 0.25505 | 0.24485
78 | 0.2 | 0.23 | South/Central | LA | Monroe.Rgnl.AP.722486 | 3 | 434906 | 32.2961 | 12.639 | 49.4949 | 32.2421 | 17.2528 | 735.97 | 4.0882 | 43.96 | 3.6723 | 0.41596 | 63.4883 | 2.7589 | 31.73 | 2.3451 | 0.41384 | 46.4209 | 2.9882 | 11.12 | 4.0515 | -1.0633 | 9.6717 | 4.0882 | 43.96 | 3.6723 | 0.41596 | 63.4883 | 4.1382 | 43.12 | 3.812 | 0.32618 | 61.7156 | 0.0057539 | 0.18583 | 0.072724 | 0.28479 | 4.2347 | 0.023523 | 0.015875 | 0.017194 | 0.023523 | 0.023811 | 0.25294 | 0.18257 | 0.063984 | 0.25294 | 0.24811 | 0.36531 | 0.2671 | 0.05565 | 0.36531 | 0.35511 | 0.0057539 | 0.18583 | 0.072724 | 0.28479 | 4.2347 | 0.023523 | 0.015875 | 0.017194 | 0.023523 | 0.023811 | 0.25294 | 0.18257 | 0.063984 | 0.25294 | 0.24811 | 0.36531 | 0.2671 | 0.05565 | 0.36531 | 0.35511
79 | 0.2 | 0.19 | South/Central | LA | Monroe.Rgnl.AP.722486 | 3 | 434906 | 33.0558 | 12.109 | 49.5546 | 33.0005 | 16.5541 | 725.77 | 4.0286 | 54.16 | 2.9139 | 1.1147 | 81.4957 | 2.6992 | 41.93 | 1.5867 | 1.1126 | 64.4283 | 2.9285 | 21.32 | 3.2931 | -0.36459 | 27.6791 | 4.0286 | 54.16 | 2.9139 | 1.1147 | 81.4957 | 4.0785 | 53.32 | 3.0536 | 1.0249 | 79.723 | 0.0057539 | 0.1902 | 0.069675 | 0.28513 | 4.176 | 0.02318 | 0.015531 | 0.01685 | 0.02318 | 0.023467 | 0.31163 | 0.24126 | 0.12267 | 0.31163 | 0.3068 | 0.46892 | 0.37072 | 0.15926 | 0.46892 | 0.45872 | 0.0057539 | 0.1902 | 0.069675 | 0.28513 | 4.176 | 0.02318 | 0.015531 | 0.01685 | 0.02318 | 0.023467 | 0.31163 | 0.24126 | 0.12267 | 0.31163 | 0.3068 | 0.46892 | 0.37072 | 0.15926 | 0.46892 | 0.45872
80 | 0.2 | 0.17 | South/Central | LA | Monroe.Rgnl.AP.722486 | 3 | 434906 | 33.4656 | 11.839 | 49.6044 | 33.4097 | 16.1948 | 720.7 | 3.9787 | 59.23 | 2.5047 | 1.474 | 90.5105 | 2.6494 | 47 | 1.1775 | 1.4719 | 73.4431 | 2.8787 | 26.39 | 2.8839 | -0.005287 | 36.6939 | 3.9787 | 59.23 | 2.5047 | 1.474 | 90.5105 | 4.0287 | 58.39 | 2.6444 | 1.3842 | 88.7378 | 0.0057539 | 0.19256 | 0.068121 | 0.28542 | 4.1469 | 0.022893 | 0.015245 | 0.016564 | 0.022893 | 0.023181 | 0.34081 | 0.27044 | 0.15185 | 0.34081 | 0.33597 | 0.52079 | 0.42259 | 0.21113 | 0.52079 | 0.51059 | 0.0057539 | 0.19256 | 0.068121 | 0.28542 | 4.1469 | 0.022893 | 0.015245 | 0.016564 | 0.022893 | 0.023181 | 0.34081 | 0.27044 | 0.15185 | 0.34081 | 0.33597 | 0.52079 | 0.42259 | 0.21113 | 0.52079 | 0.51059
81 | 0.35 | 0.2 | South/Central | LA | Monroe.Rgnl.AP.722486 | 3 | 434906 | 37.0639 | 12.139 | 53.7228 | 37.0021 | 16.7207 | 766.66 | -0.13959 | 13.27 | -1.0877 | 0.94812 | 23.6841 | -1.4689 | 1.04 | -2.4149 | 0.946 | 6.6167 | -1.2397 | -19.57 | -0.70851 | -0.53117 | -30.1325 | -0.13959 | 13.27 | -1.0877 | 0.94812 | 23.6841 | -0.089662 | 12.43 | -0.94801 | 0.85835 | 21.9114 | 0.0057539 | 0.21326 | 0.069847 | 0.30912 | 4.4113 | -0.00080322 | -0.0084521 | -0.007133 | -0.00080322 | -0.00051591 | 0.076355 | 0.0059841 | -0.1126 | 0.076355 | 0.071522 | 0.13628 | 0.038072 | -0.17338 | 0.13628 | 0.12608 | 0.0057539 | 0.21326 | 0.069847 | 0.30912 | 4.4113 | -0.00080322 | -0.0084521 | -0.007133 | -0.00080322 | -0.00051591 | 0.076355 | 0.0059841 | -0.1126 | 0.076355 | 0.071522 | 0.13628 | 0.038072 | -0.17338 | 0.13628 | 0.12608
82 | 0.35 | 0.25 | South/Central | LA | Monroe.Rgnl.AP.722486 | 3 | 434906 | 36.1143 | 12.789 | 53.6331 | 36.0541 | 17.579 | 779.09 | -0.049933 | 0.84 | -0.13971 | 0.089774 | 1.7727 | -1.3793 | -11.39 | -1.4669 | 0.087654 | -15.2947 | -1.15 | -32 | 0.2395 | -1.3895 | -52.0439 | -0.049933 | 0.84 | -0.13971 | 0.089774 | 1.7727 | 0 | 0 | 0 | 0 | 0 | 0.0057539 | 0.2078 | 0.073587 | 0.3086 | 4.4828 | -0.00028731 | -0.0079362 | -0.0066171 | -0.00028731 | 0 | 0.0048333 | -0.065537 | -0.18413 | 0.0048333 | 0 | 0.0102 | -0.088005 | -0.29946 | 0.0102 | 0 | 0.0057539 | 0.2078 | 0.073587 | 0.3086 | 4.4828 | -0.00028731 | -0.0079362 | -0.0066171 | -0.00028731 | 0 | 0.0048333 | -0.065537 | -0.18413 | 0.0048333 | 0 | 0.0102 | -0.088005 | -0.29946 | 0.0102 | 0
83 | 0.35 | 0.3 | South/Central | LA | Monroe.Rgnl.AP.722486 | 3 | 434906 | 35.9744 | 12.809 | 53.5832 | 35.9144 | 17.6688 | 779.93 | 0 | 0 | 0 | 0 | 0 | -1.3293 | -12.23 | -1.3272 | -0.00212 | -17.0674 | -1.1001 | -32.84 | 0.37921 | -1.4793 | -53.8166 | 0 | 0 | 0 | 0 | 0 | 0.049933 | -0.84 | 0.13971 | -0.089774 | -1.7727 | 0.0057539 | 0.20699 | 0.073702 | 0.30831 | 4.4877 | 0 | -0.0076489 | -0.0063298 | 0 | 0.00028731 | 0 | -0.070371 | -0.18896 | 0 | -0.0048333 | 0 | -0.098205 | -0.30966 | 0 | -0.0102 | 0.0057539 | 0.20699 | 0.073702 | 0.30831 | 4.4877 | 0 | -0.0076489 | -0.0063298 | 0 | 0.00028731 | 0 | -0.070371 | -0.18896 | 0 | -0.0048333 | 0 | -0.098205 | -0.30966 | 0 | -0.0102
84 | 0.35 | 0.35 | South/Central | LA | Monroe.Rgnl.AP.722486 | 3 | 434906 | 35.1447 | 13.399 | 53.5336 | 35.0861 | 18.4474 | 791.51 | 0.049626 | -11.58 | 0.82826 | -0.77863 | -20.2823 | -1.2797 | -23.81 | -0.49895 | -0.78075 | -37.3497 | -1.0505 | -44.42 | 1.2075 | -2.2579 | -74.0989 | 0.049626 | -11.58 | 0.82826 | -0.77863 | -20.2823 | 0.099559 | -12.42 | 0.96797 | -0.86841 | -22.055 | 0.0057539 | 0.20222 | 0.077097 | 0.30803 | 4.5543 | 0.00028555 | -0.0073634 | -0.0060443 | 0.00028555 | 0.00057286 | -0.066631 | -0.137 | -0.25559 | -0.066631 | -0.071464 | -0.1167 | -0.21491 | -0.42636 | -0.1167 | -0.1269 | 0.0057539 | 0.20222 | 0.077097 | 0.30803 | 4.5543 | 0.00028555 | -0.0073634 | -0.0060443 | 0.00028555 | 0.00057286 | -0.066631 | -0.137 | -0.25559 | -0.066631 | -0.071464 | -0.1167 | -0.21491 | -0.42636 | -0.1167 | -0.1269
85 | 0.35 | 0.4 | South/Central | LA | Monroe.Rgnl.AP.722486 | 3 | 434906 | 34.405 | 13.969 | 53.5439 | 34.3477 | 19.1962 | 803.18 | 0.039314 | -23.25 | 1.5667 | -1.5274 | -40.529 | -1.29 | -35.48 | 0.2395 | -1.5295 | -57.5964 | -1.0608 | -56.09 | 1.9459 | -3.0067 | -94.3456 | 0.039314 | -23.25 | 1.5667 | -1.5274 | -40.529 | 0.089247 | -24.09 | 1.7064 | -1.6172 | -42.3018 | 0.0057539 | 0.19796 | 0.080377 | 0.30809 | 4.6215 | 0.00022621 | -0.0074227 | -0.0061036 | 0.00022621 | 0.00051352 | -0.13378 | -0.20415 | -0.32274 | -0.13378 | -0.13861 | -0.2332 | -0.33141 | -0.54286 | -0.2332 | -0.2434 | 0.0057539 | 0.19796 | 0.080377 | 0.30809 | 4.6215 | 0.00022621 | -0.0074227 | -0.0061036 | 0.00022621 | 0.00051352 | -0.13378 | -0.20415 | -0.32274 | -0.13378 | -0.13861 | -0.2332 | -0.33141 | -0.54286 | -0.2332 | -0.2434
86 | 0.33 | 0.2 | South/Central | LA | Monroe.Rgnl.AP.722486 | 3 | 434906 | 36.5341 | 12.149 | 53.193 | 36.4732 | 16.7198 | 761.79 | 0.39017 | 18.14 | -0.55883 | 0.949 | 30.4868 | -0.93916 | 5.91 | -1.886 | 0.94688 | 13.4194 | -0.70991 | -14.7 | -0.17962 | -0.53029 | -23.3298 | 0.39017 | 18.14 | -0.55883 | 0.949 | 30.4868 | 0.44011 | 17.3 | -0.41912 | 0.85923 | 28.714 | 0.0057539 | 0.21022 | 0.069905 | 0.30607 | 4.3833 | 0.002245 | -0.0054039 | -0.0040848 | 0.002245 | 0.0025323 | 0.10438 | 0.034006 | -0.084583 | 0.10438 | 0.099543 | 0.17542 | 0.077214 | -0.13424 | 0.17542 | 0.16522 | 0.0057539 | 0.21022 | 0.069905 | 0.30607 | 4.3833 | 0.002245 | -0.0054039 | -0.0040848 | 0.002245 | 0.0025323 | 0.10438 | 0.034006 | -0.084583 | 0.10438 | 0.099543 | 0.17542 | 0.077214 | -0.13424 | 0.17542 | 0.16522
87 | 0.33 | 0.25 | South/Central | LA | Monroe.Rgnl.AP.722486 | 3 | 434906 | 35.5746 | 12.799 | 53.0934 | 35.5152 | 17.5781 | 774.12 | 0.48979 | 5.81 | 0.39916 | 0.09063 | 8.7022 | -0.83954 | -6.42 | -0.92805 | 0.08851 | -8.3652 | -0.61029 | -27.03 | 0.77837 | -1.3887 | -45.1144 | 0.48979 | 5.81 | 0.39916 | 0.09063 | 8.7022 | 0.53972 | 4.97 | 0.53887 | 0.00085601 | 6.9294 | 0.0057539 | 0.20469 | 0.073645 | 0.3055 | 4.4542 | 0.0028182 | -0.0048307 | -0.0035116 | 0.0028182 | 0.0031055 | 0.03343 | -0.03694 | -0.15553 | 0.03343 | 0.028597 | 0.050072 | -0.048133 | -0.25959 | 0.050072 | 0.039872 | 0.0057539 | 0.20469 | 0.073645 | 0.3055 | 4.4542 | 0.0028182 | -0.0048307 | -0.0035116 | 0.0028182 | 0.0031055 | 0.03343 | -0.03694 | -0.15553 | 0.03343 | 0.028597 | 0.050072 | -0.048133 | -0.25959 | 0.050072 | 0.039872
88 | 0.33 | 0.3 | South/Central | LA | Monroe.Rgnl.AP.722486 | 3 | 434906 | 35.4446 | 12.819 | 53.0435 | 35.3855 | 17.658 | 774.81 | 0.5397 | 5.12 | 0.52889 | 0.010816 | 7.1967 | -0.78963 | -7.11 | -0.79832 | 0.008696 | -9.8707 | -0.56038 | -27.72 | 0.9081 | -1.4685 | -46.6199 | 0.5397 | 5.12 | 0.52889 | 0.010816 | 7.1967 | 0.58964 | 4.28 | 0.66859 | -0.078958 | 5.424 | 0.0057539 | 0.20395 | 0.07376 | 0.30521 | 4.4582 | 0.0031054 | -0.0045435 | -0.0032244 | 0.0031054 | 0.0033927 | 0.02946 | -0.040911 | -0.1595 | 0.02946 | 0.024627 | 0.04141 | -0.056795 | -0.26825 | 0.04141 | 0.031209 | 0.0057539 | 0.20395 | 0.07376 | 0.30521 | 4.4582 | 0.0031054 | -0.0045435 | -0.0032244 | 0.0031054 | 0.0033927 | 0.02946 | -0.040911 | -0.1595 | 0.02946 | 0.024627 | 0.04141 | -0.056795 | -0.26825 | 0.04141 | 0.031209
89 | 0.33 | 0.35 | South/Central | LA | Monroe.Rgnl.AP.722486 | 3 | 434906 | 34.625 | 13.409 | 53.0138 | 34.5672 | 18.4466 | 786.73 | 0.56939 | -6.8 | 1.3472 | -0.77778 | -13.6082 | -0.75994 | -19.03 | 0.01996 | -0.7799 | -30.6757 | -0.53069 | -39.64 | 1.7264 | -2.2571 | -67.4249 | 0.56939 | -6.8 | 1.3472 | -0.77778 | -13.6082 | 0.61932 | -7.64 | 1.4869 | -0.86755 | -15.381 | 0.0057539 | 0.19923 | 0.077155 | 0.30504 | 4.5268 | 0.0032762 | -0.0043727 | -0.0030536 | 0.0032762 | 0.0035636 | -0.039127 | -0.1095 | -0.22809 | -0.039127 | -0.04396 | -0.078301 | -0.17651 | -0.38796 | -0.078301 | -0.088501 | 0.0057539 | 0.19923 | 0.077155 | 0.30504 | 4.5268 | 0.0032762 | -0.0043727 | -0.0030536 | 0.0032762 | 0.0035636 | -0.039127 | -0.1095 | -0.22809 | -0.039127 | -0.04396 | -0.078301 | -0.17651 | -0.38796 | -0.078301 | -0.088501
90 | 0.33 | 0.4 | South/Central | LA | Monroe.Rgnl.AP.722486 | 3 | 434906 | 33.8853 | 13.989 | 53.0441 | 33.8288 | 19.2153 | 798.87 | 0.53908 | -18.94 | 2.0856 | -1.5465 | -34.6481 | -0.79025 | -31.17 | 0.75841 | -1.5487 | -51.7155 | -0.561 | -51.78 | 2.4648 | -3.0258 | -88.4647 | 0.53908 | -18.94 | 2.0856 | -1.5465 | -34.6481 | 0.58901 | -19.78 | 2.2253 | -1.6363 | -36.4208 | 0.0057539 | 0.19497 | 0.080492 | 0.30521 | 4.5967 | 0.0031018 | -0.0045471 | -0.003228 | 0.0031018 | 0.0033892 | -0.10898 | -0.17935 | -0.29794 | -0.10898 | -0.11381 | -0.19936 | -0.29757 | -0.50902 | -0.19936 | -0.20956 | 0.0057539 | 0.19497 | 0.080492 | 0.30521 | 4.5967 | 0.0031018 | -0.0045471 | -0.003228 | 0.0031018 | 0.0033892 | -0.10898 | -0.17935 | -0.29794 | -0.10898 | -0.11381 | -0.19936 | -0.29757 | -0.50902 | -0.19936 | -0.20956
91 | 0.3 | 0.2 | South/Central | LA | Monroe.Rgnl.AP.722486 | 3 | 434906 | 35.7146 | 12.169 | 52.3734 | 35.655 | 16.7184 | 754.25 | 1.2098 | 25.68 | 0.25945 | 0.95033 | 41.0103 | -0.11955 | 13.45 | -1.0678 | 0.94821 | 23.9429 | 0.1097 | -7.16 | 0.63866 | -0.52896 | -12.8063 | 1.2098 | 25.68 | 0.25945 | 0.95033 | 41.0103 | 1.2597 | 24.84 | 0.39916 | 0.86055 | 39.2376 | 0.0057539 | 0.2055 | 0.07002 | 0.30135 | 4.3399 | 0.006961 | -0.0006879 | 0.0006312 | 0.006961 | 0.0072483 | 0.14776 | 0.077391 | -0.041198 | 0.14776 | 0.14293 | 0.23597 | 0.13777 | -0.073687 | 0.23597 | 0.22577 | 0.0057539 | 0.2055 | 0.07002 | 0.30135 | 4.3399 | 0.006961 | -0.0006879 | 0.0006312 | 0.006961 | 0.0072483 | 0.14776 | 0.077391 | -0.041198 | 0.14776 | 0.14293 | 0.23597 | 0.13777 | -0.073687 | 0.23597 | 0.22577
92 | 0.3 | 0.25 | South/Central | LA | Monroe.Rgnl.AP.722486 | 3 | 434906 | 34.765 | 12.819 | 52.2838 | 34.7069 | 17.5768 | 766.67 | 1.2994 | 13.26 | 1.2075 | 0.091937 | 19.0972 | -0.029933 | 1.03 | -0.11975 | 0.089817 | 2.0298 | 0.19932 | -19.58 | 1.5867 | -1.3874 | -34.7194 | 1.2994 | 13.26 | 1.2075 | 0.091937 | 19.0972 | 1.3493 | 12.42 | 1.3472 | 0.002163 | 17.3245 | 0.0057539 | 0.20004 | 0.07376 | 0.30084 | 4.4114 | 0.0074767 | -0.00017223 | 0.0011469 | 0.0074767 | 0.007764 | 0.076297 | 0.0059266 | -0.11266 | 0.076297 | 0.071464 | 0.10988 | 0.011679 | -0.19977 | 0.10988 | 0.099684 | 0.0057539 | 0.20004 | 0.07376 | 0.30084 | 4.4114 | 0.0074767 | -0.00017223 | 0.0011469 | 0.0074767 | 0.007764 | 0.076297 | 0.0059266 | -0.11266 | 0.076297 | 0.071464 | 0.10988 | 0.011679 | -0.19977 | 0.10988 | 0.099684
93 | 0.3 | 0.3 | South/Central | LA | Monroe.Rgnl.AP.722486 | 3 | 434906 | 34.645 | 12.839 | 52.2538 | 34.5872 | 17.6667 | 767.7 | 1.3293 | 12.23 | 1.3272 | 0.00212 | 17.0674 | 0 | 0 | 0 | 0 | 0 | 0.22925 | -20.61 | 1.7064 | -1.4772 | -36.7492 | 1.3293 | 12.23 | 1.3272 | 0.00212 | 17.0674 | 1.3793 | 11.39 | 1.4669 | -0.087654 | 15.2947 | 0.0057539 | 0.19935 | 0.073875 | 0.30067 | 4.4173 | 0.0076489 | 0 | 0.0013191 | 0.0076489 | 0.0079362 | 0.070371 | 0 | -0.11859 | 0.070371 | 0.065537 | 0.098205 | 0 | -0.21145 | 0.098205 | 0.088005 | 0.0057539 | 0.19935 | 0.073875 | 0.30067 | 4.4173 | 0.0076489 | 0 | 0.0013191 | 0.0076489 | 0.0079362 | 0.070371 | 0 | -0.11859 | 0.070371 | 0.065537 | 0.098205 | 0 | -0.21145 | 0.098205 | 0.088005
94 | 0.3 | 0.35 | South/Central | LA | Monroe.Rgnl.AP.722486 | 3 | 434906 | 33.8254 | 13.439 | 52.2242 | 33.7689 | 18.4553 | 779.6 | 1.359 | 0.33 | 2.1455 | -0.7865 | -3.7384 | 0.029665 | -11.9 | 0.81828 | -0.78862 | -20.8058 | 0.25891 | -32.51 | 2.5247 | -2.2658 | -57.555 | 1.359 | 0.33 | 2.1455 | -0.7865 | -3.7384 | 1.4089 | -0.51 | 2.2852 | -0.87627 | -5.5112 | 0.0057539 | 0.19463 | 0.077327 | 0.3005 | 4.4858 | 0.0078196 | 0.00017069 | 0.0014898 | 0.0078196 | 0.0081069 | 0.0018988 | -0.068472 | -0.18706 | 0.0018988 | -0.0029345 | -0.021511 | -0.11972 | -0.33117 | -0.021511 | -0.031711 | 0.0057539 | 0.19463 | 0.077327 | 0.3005 | 4.4858 | 0.0078196 | 0.00017069 | 0.0014898 | 0.0078196 | 0.0081069 | 0.0018988 | -0.068472 | -0.18706 | 0.0018988 | -0.0029345 | -0.021511 | -0.11972 | -0.33117 | -0.021511 | -0.031711
95 | 0.3 | 0.4 | South/Central | LA | Monroe.Rgnl.AP.722486 | 3 | 434906 | 33.0857 | 14.029 | 52.2645 | 33.0305 | 19.234 | 791.98 | 1.3187 | -12.05 | 2.8839 | -1.5653 | -25.1749 | -0.010645 | -24.28 | 1.5567 | -1.5674 | -42.2423 | 0.2186 | -44.89 | 3.2631 | -3.0445 | -78.9915 | 1.3187 | -12.05 | 2.8839 | -1.5653 | -25.1749 | 1.3686 | -12.89 | 3.0236 | -1.655 | -26.9476 | 0.0057539 | 0.19037 | 0.080722 | 0.30073 | 4.557 | 0.0075876 | -6.1251e-05 | 0.0012578 | 0.0075876 | 0.007875 | -0.069335 | -0.13971 | -0.25829 | -0.069335 | -0.074168 | -0.14485 | -0.24306 | -0.45451 | -0.14485 | -0.15506 | 0.0057539 | 0.19037 | 0.080722 | 0.30073 | 4.557 | 0.0075876 | -6.1251e-05 | 0.0012578 | 0.0075876 | 0.007875 | -0.069335 | -0.13971 | -0.25829 | -0.069335 | -0.074168 | -0.14485 | -0.24306 | -0.45451 | -0.14485 | -0.15506
96 | 0.28 | 0.2 | South/Central | LA | Monroe.Rgnl.AP.722486 | 3 | 434906 | 35.1548 | 12.189 | 51.8236 | 35.0961 | 16.7275 | 749.33 | 1.7596 | 30.6 | 0.81828 | 0.94129 | 47.8026 | 0.43023 | 18.37 | -0.50893 | 0.93917 | 30.7352 | 0.65948 | -2.24 | 1.1975 | -0.538 | -6.014 | 1.7596 | 30.6 | 0.81828 | 0.94129 | 47.8026 | 1.8095 | 29.76 | 0.95798 | 0.85151 | 46.0299 | 0.0057539 | 0.20228 | 0.070135 | 0.29819 | 4.3116 | 0.010124 | 0.0024755 | 0.0037946 | 0.010124 | 0.010412 | 0.17607 | 0.1057 | -0.012889 | 0.17607 | 0.17124 | 0.27505 | 0.17685 | -0.034604 | 0.27505 | 0.26485 | 0.0057539 | 0.20228 | 0.070135 | 0.29819 | 4.3116 | 0.010124 | 0.0024755 | 0.0037946 | 0.010124 | 0.010412 | 0.17607 | 0.1057 | -0.012889 | 0.17607 | 0.17124 | 0.27505 | 0.17685 | -0.034604 | 0.27505 | 0.26485
97 | 0.28 | 0.25 | South/Central | LA | Monroe.Rgnl.AP.722486 | 3 | 434906 | 34.2152 | 12.829 | 51.734 | 34.1581 | 17.5759 | 761.59 | 1.8491 | 18.34 | 1.7563 | 0.092833 | 26.1559 | 0.51981 | 6.11 | 0.4291 | 0.090713 | 9.0885 | 0.74906 | -14.5 | 2.1355 | -1.3865 | -27.6607 | 1.8491 | 18.34 | 1.7563 | 0.092833 | 26.1559 | 1.8991 | 17.5 | 1.896 | 0.003059 | 24.3832 | 0.0057539 | 0.19687 | 0.073817 | 0.29767 | 4.3821 | 0.01064 | 0.002991 | 0.00431 | 0.01064 | 0.010927 | 0.10553 | 0.035157 | -0.083432 | 0.10553 | 0.10069 | 0.1505 | 0.052295 | -0.15916 | 0.1505 | 0.1403 | 0.0057539 | 0.19687 | 0.073817 | 0.29767 | 4.3821 | 0.01064 | 0.002991 | 0.00431 | 0.01064 | 0.010927 | 0.10553 | 0.035157 | -0.083432 | 0.10553 | 0.10069 | 0.1505 | 0.052295 | -0.15916 | 0.1505 | 0.1403
98 | 0.28 | 0.3 | South/Central | LA | Monroe.Rgnl.AP.722486 | 3 | 434906 | 33.9053 | 13.009 | 51.7042 | 33.8487 | 17.8554 | 765.58 | 1.879 | 14.35 | 2.0657 | -0.18666 | 19.0298 | 0.54967 | 2.12 | 0.73845 | -0.18878 | 1.9624 | 0.77892 | -18.49 | 2.4449 | -1.6659 | -34.7868 | 1.879 | 14.35 | 2.0657 | -0.18666 | 19.0298 | 1.9289 | 13.51 | 2.2054 | -0.27643 | 17.2571 | 0.0057539 | 0.19509 | 0.074853 | 0.2975 | 4.4051 | 0.010812 | 0.0031628 | 0.0044819 | 0.010812 | 0.011099 | 0.082569 | 0.012198 | -0.10639 | 0.082569 | 0.077736 | 0.1095 | 0.011292 | -0.20016 | 0.1095 | 0.099296 | 0.0057539 | 0.19509 | 0.074853 | 0.2975 | 4.4051 | 0.010812 | 0.0031628 | 0.0044819 | 0.010812 | 0.011099 | 0.082569 | 0.012198 | -0.10639 | 0.082569 | 0.077736 | 0.1095 | 0.011292 | -0.20016 | 0.1095 | 0.099296
99 | 0.28 | 0.35 | South/Central | LA | Monroe.Rgnl.AP.722486 | 3 | 434906 | 33.1157 | 13.619 | 51.7245 | 33.0604 | 18.6641 | 778.25 | 1.8587 | 1.68 | 2.854 | -0.99531 | -2.9539 | 0.52936 | -10.55 | 1.5268 | -0.99743 | -20.0213 | 0.75861 | -31.16 | 3.2332 | -2.4746 | -56.7705 | 1.8587 | 1.68 | 2.854 | -0.99531 | -2.9539 | 1.9086 | 0.84 | 2.9937 | -1.0851 | -4.7266 | 0.0057539 | 0.19055 | 0.078363 | 0.29762 | 4.478 | 0.010695 | 0.0030459 | 0.004365 | 0.010695 | 0.010982 | 0.0096666 | -0.060704 | -0.17929 | 0.0096666 | 0.0048333 | -0.016997 | -0.1152 | -0.32665 | -0.016997 | -0.027197 | 0.0057539 | 0.19055 | 0.078363 | 0.29762 | 4.478 | 0.010695 | 0.0030459 | 0.004365 | 0.010695 | 0.010982 | 0.0096666 | -0.060704 | -0.17929 | 0.0096666 | 0.0048333 | -0.016997 | -0.1152 | -0.32665 | -0.016997 | -0.027197
100 | 0.28 | 0.4 | South/Central | LA | Monroe.Rgnl.AP.722486 | 3 | 434906 | 32.5459 | 14.059 | 51.7448 | 32.4916 | 19.2532 | 787.48 | 1.8384 | -7.55 | 3.4228 | -1.5844 | -19.0378 | 0.5091 | -19.78 | 2.0956 | -1.5865 | -36.1052 | 0.73835 | -40.39 | 3.802 | -3.0637 | -72.8544 | 1.8384 | -7.55 | 3.4228 | -1.5844 | -19.0378 | 1.8884 | -8.39 | 3.5625 | -1.6742 | -20.8105 | 0.0057539 | 0.18727 | 0.080895 | 0.29774 | 4.5311 | 0.010578 | 0.0029293 | 0.0042484 | 0.010578 | 0.010866 | -0.043442 | -0.11381 | -0.2324 | -0.043442 | -0.048276 | -0.10954 | -0.20775 | -0.4192 | -0.10954 | -0.11974 | 0.0057539 | 0.18727 | 0.080895 | 0.29774 | 4.5311 | 0.010578 | 0.0029293 | 0.0042484 | 0.010578 | 0.010866 | -0.043442 | -0.11381 | -0.2324 | -0.043442 | -0.048276 | -0.10954 | -0.20775 | -0.4192 | -0.10954 | -0.11974
101 | 0.27 | 0.2 | South/Central | LA | Monroe.Rgnl.AP.722486 | 3 | 434906 | 34.8749 | 12.199 | 51.5438 | 34.8167 | 16.727 | 746.75 | 2.0394 | 33.18 | 1.0977 | 0.94174 | 51.3959 | 0.7101 | 20.95 | -0.22952 | 0.93962 | 34.3285 | 0.93935 | 0.34 | 1.4769 | -0.53755 | -2.4207 | 2.0394 | 33.18 | 1.0977 | 0.94174 | 51.3959 | 2.0894 | 32.34 | 1.2374 | 0.85196 | 49.6231 | 0.0057539 | 0.20067 | 0.070192 | 0.29658 | 4.2968 | 0.011735 | 0.0040859 | 0.0054049 | 0.011735 | 0.012022 | 0.19092 | 0.12055 | 0.0019563 | 0.19092 | 0.18608 | 0.29573 | 0.19752 | -0.013929 | 0.29573 | 0.28553 | 0.0057539 | 0.20067 | 0.070192 | 0.29658 | 4.2968 | 0.011735 | 0.0040859 | 0.0054049 | 0.011735 | 0.012022 | 0.19092 | 0.12055 | 0.0019563 | 0.19092 | 0.18608 | 0.29573 | 0.19752 | -0.013929 | 0.29573 | 0.28553
102 | 0.27 | 0.25 | South/Central | LA | Monroe.Rgnl.AP.722486 | 3 | 434906 | 33.9453 | 12.839 | 51.4741 | 33.8887 | 17.5855 | 759.35 | 2.109 | 20.58 | 2.0257 | 0.083304 | 29.2258 | 0.77971 | 8.35 | 0.69853 | 0.081184 | 12.1583 | 1.009 | -12.26 | 2.4049 | -1.396 | -24.5909 | 2.109 | 20.58 | 2.0257 | 0.083304 | 29.2258 | 2.159 | 19.74 | 2.1654 | -0.00647 | 27.453 | 0.0057539 | 0.19532 | 0.073875 | 0.29618 | 4.3693 | 0.012135 | 0.0044864 | 0.0058055 | 0.012135 | 0.012423 | 0.11842 | 0.048045 | -0.070543 | 0.11842 | 0.11358 | 0.16816 | 0.069958 | -0.14149 | 0.16816 | 0.15796 | 0.0057539 | 0.19532 | 0.073875 | 0.29618 | 4.3693 | 0.012135 | 0.0044864 | 0.0058055 | 0.012135 | 0.012423 | 0.11842 | 0.048045 | -0.070543 | 0.11842 | 0.11358 | 0.16816 | 0.069958 | -0.14149 | 0.16816 | 0.15796
103 | 0.27 | 0.3 | South/Central | LA | Monroe.Rgnl.AP.722486 | 3 | 434906 | 33.5055 | 13.119 | 51.4344 | 33.4496 | 17.9848 | 765.11 | 2.1488 | 14.82 | 2.4648 | -0.31601 | 19.0076 | 0.81948 | 2.59 | 1.1376 | -0.31813 | 1.9402 | 1.0487 | -18.02 | 2.844 | -1.7953 | -34.809 | 2.1488 | 14.82 | 2.4648 | -0.31601 | 19.0076 | 2.1987 | 13.98 | 2.6045 | -0.40578 | 17.2348 | 0.0057539 | 0.19279 | 0.075486 | 0.29595 | 4.4024 | 0.012364 | 0.0047153 | 0.0060344 | 0.012364 | 0.012651 | 0.085273 | 0.014903 | -0.10369 | 0.085273 | 0.08044 | 0.10937 | 0.011164 | -0.20029 | 0.10937 | 0.099168 | 0.0057539 | 0.19279 | 0.075486 | 0.29595 | 4.4024 | 0.012364 | 0.0047153 | 0.0060344 | 0.012364 | 0.012651 | 0.085273 | 0.014903 | -0.10369 | 0.085273 | 0.08044 | 0.10937 | 0.011164 | -0.20029 | 0.10937 | 0.099168
104 | 0.27 | 0.35 | South/Central | LA | Monroe.Rgnl.AP.722486 | 3 | 434906 | 32.6959 | 13.779 | 51.4947 | 32.6413 | 18.8534 | 779.07 | 2.0885 | 0.86 | 3.2731 | -1.1846 | -5.0995 | 0.75915 | -11.37 | 1.9459 | -1.1868 | -22.1669 | 0.9884 | -31.98 | 3.6523 | -2.6639 | -58.9161 | 2.0885 | 0.86 | 3.2731 | -1.1846 | -5.0995 | 2.1384 | 0.02 | 3.4128 | -1.2744 | -6.8723 | 0.0057539 | 0.18813 | 0.079284 | 0.2963 | 4.4827 | 0.012017 | 0.0043681 | 0.0056872 | 0.012017 | 0.012304 | 0.0049484 | -0.065422 | -0.18401 | 0.0049484 | 0.00011508 | -0.029342 | -0.12755 | -0.339 | -0.029342 | -0.039543 | 0.0057539 | 0.18813 | 0.079284 | 0.2963 | 4.4827 | 0.012017 | 0.0043681 | 0.0056872 | 0.012017 | 0.012304 | 0.0049484 | -0.065422 | -0.18401 | 0.0049484 | 0.00011508 | -0.029342 | -0.12755 | -0.339 | -0.029342 | -0.039543
105 | 0.27 | 0.4 | South/Central | LA | Monroe.Rgnl.AP.722486 | 3 | 434906 | 32.2761 | 14.069 | 51.4848 | 32.2222 | 19.2627 | 785.24 | 2.0983 | -5.31 | 3.6922 | -1.5939 | -15.9681 | 0.769 | -17.54 | 2.365 | -1.596 | -33.0355 | 0.99825 | -38.15 | 4.0715 | -3.0732 | -69.7847 | 2.0983 | -5.31 | 3.6922 | -1.5939 | -15.9681 | 2.1483 | -6.15 | 3.832 | -1.6837 | -17.7408 | 0.0057539 | 0.18571 | 0.080952 | 0.29624 | 4.5182 | 0.012074 | 0.0044248 | 0.0057439 | 0.012074 | 0.012361 | -0.030553 | -0.10092 | -0.21951 | -0.030553 | -0.035387 | -0.09188 | -0.19008 | -0.40154 | -0.09188 | -0.10208 | 0.0057539 | 0.18571 | 0.080952 | 0.29624 | 4.5182 | 0.012074 | 0.0044248 | 0.0057439 | 0.012074 | 0.012361 | -0.030553 | -0.10092 | -0.21951 | -0.030553 | -0.035387 | -0.09188 | -0.19008 | -0.40154 | -0.09188 | -0.10208
106 | 0.26 | 0.2 | South/Central | LA | Monroe.Rgnl.AP.722486 | 3 | 434906 | 34.5851 | 12.209 | 51.2639 | 34.5273 | 16.7365 | 744.32 | 2.3193 | 35.61 | 1.3871 | 0.93223 | 54.7218 | 0.98998 | 23.38 | 0.05987 | 0.93011 | 37.6544 | 1.2192 | 2.77 | 1.7663 | -0.54706 | 0.90519 | 2.3193 | 35.61 | 1.3871 | 0.93223 | 54.7218 | 2.3692 | 34.77 | 1.5268 | 0.84245 | 52.9491 | 0.0057539 | 0.199 | 0.07025 | 0.29497 | 4.2828 | 0.013345 | 0.0056963 | 0.0070154 | 0.013345 | 0.013632 | 0.2049 | 0.13453 | 0.015938 | 0.2049 | 0.20006 | 0.31487 | 0.21666 | 0.0052084 | 0.31487 | 0.30467 | 0.0057539 | 0.199 | 0.07025 | 0.29497 | 4.2828 | 0.013345 | 0.0056963 | 0.0070154 | 0.013345 | 0.013632 | 0.2049 | 0.13453 | 0.015938 | 0.2049 | 0.20006 | 0.31487 | 0.21666 | 0.0052084 | 0.31487 | 0.30467
107 | 0.26 | 0.25 | South/Central | LA | Monroe.Rgnl.AP.722486 | 3 | 434906 | 33.6655 | 12.849 | 51.1943 | 33.6093 | 17.585 | 756.77 | 2.3889 | 23.16 | 2.3052 | 0.083731 | 32.8181 | 1.0596 | 10.93 | 0.97794 | 0.081611 | 15.7507 | 1.2888 | -9.68 | 2.6844 | -1.3956 | -20.9985 | 2.3889 | 23.16 | 2.3052 | 0.083731 | 32.8181 | 2.4388 | 22.32 | 2.4449 | -0.006043 | 31.0454 | 0.0057539 | 0.19371 | 0.073932 | 0.29457 | 4.3544 | 0.013746 | 0.0060966 | 0.0074157 | 0.013746 | 0.014033 | 0.13326 | 0.062891 | -0.055698 | 0.13326 | 0.12843 | 0.18883 | 0.090629 | -0.12082 | 0.18883 | 0.17863 | 0.0057539 | 0.19371 | 0.073932 | 0.29457 | 4.3544 | 0.013746 | 0.0060966 | 0.0074157 | 0.013746 | 0.014033 | 0.13326 | 0.062891 | -0.055698 | 0.13326 | 0.12843 | 0.18883 | 0.090629 | -0.12082 | 0.18883 | 0.17863
108 | 0.26 | 0.3 | South/Central | LA | Monroe.Rgnl.AP.722486 | 3 | 434906 | 33.0357 | 13.309 | 51.1946 | 32.9806 | 18.214 | 766.44 | 2.3886 | 13.49 | 2.9338 | -0.54521 | 15.9189 | 1.0593 | 1.26 | 1.6066 | -0.54733 | -1.1485 | 1.2885 | -19.35 | 3.313 | -2.0245 | -37.8977 | 2.3886 | 13.49 | 2.9338 | -0.54521 | 15.9189 | 2.4386 | 12.65 | 3.0735 | -0.63498 | 14.1461 | 0.0057539 | 0.19009 | 0.076579 | 0.29457 | 4.4101 | 0.013744 | 0.0060951 | 0.0074142 | 0.013744 | 0.014031 | 0.077621 | 0.00725 | -0.11134 | 0.077621 | 0.072787 | 0.091596 | -0.0066085 | -0.21806 | 0.091596 | 0.081396 | 0.0057539 | 0.19009 | 0.076579 | 0.29457 | 4.4101 | 0.013744 | 0.0060951 | 0.0074142 | 0.013744 | 0.014031 | 0.077621 | 0.00725 | -0.11134 | 0.077621 | 0.072787 | 0.091596 | -0.0066085 | -0.21806 | 0.091596 | 0.081396
109 | 0.26 | 0.35 | South/Central | LA | Monroe.Rgnl.AP.722486 | 3 | 434906 | 32.2761 | 13.949 | 51.2849 | 32.2222 | 19.0627 | 780.36 | 2.2983 | -0.43 | 3.6922 | -1.3939 | -8.0368 | 0.96898 | -12.66 | 2.365 | -1.396 | -25.1042 | 1.1982 | -33.27 | 4.0714 | -2.8732 | -61.8534 | 2.2983 | -0.43 | 3.6922 | -1.3939 | -8.0368 | 2.3482 | -1.27 | 3.8319 | -1.4837 | -9.8095 | 0.0057539 | 0.18571 | 0.080262 | 0.29509 | 4.4901 | 0.013224 | 0.0055755 | 0.0068946 | 0.013224 | 0.013512 | -0.0024742 | -0.072845 | -0.19143 | -0.0024742 | -0.0073075 | -0.046243 | -0.14445 | -0.3559 | -0.046243 | -0.056443 | 0.0057539 | 0.18571 | 0.080262 | 0.29509 | 4.4901 | 0.013224 | 0.0055755 | 0.0068946 | 0.013224 | 0.013512 | -0.0024742 | -0.072845 | -0.19143 | -0.0024742 | -0.0073075 | -0.046243 | -0.14445 | -0.3559 | -0.046243 | -0.056443
110 | 0.26 | 0.4 | South/Central | LA | Monroe.Rgnl.AP.722486 | 3 | 434906 | 32.0062 | 14.089 | 51.225 | 31.9527 | 19.2723 | 782.99 | 2.3582 | -3.06 | 3.9617 | -1.6035 | -12.9 | 1.0289 | -15.29 | 2.6345 | -1.6056 | -29.9674 | 1.2581 | -35.9 | 4.3409 | -3.0828 | -66.7166 | 2.3582 | -3.06 | 3.9617 | -1.6035 | -12.9 | 2.4081 | -3.9 | 4.1014 | -1.6933 | -14.6727 | 0.0057539 | 0.18416 | 0.081067 | 0.29475 | 4.5053 | 0.013569 | 0.00592 | 0.0072391 | 0.013569 | 0.013856 | -0.017607 | -0.087978 | -0.20657 | -0.017607 | -0.02244 | -0.074226 | -0.17243 | -0.38388 | -0.074226 | -0.084426 | 0.0057539 | 0.18416 | 0.081067 | 0.29475 | 4.5053 | 0.013569 | 0.00592 | 0.0072391 | 0.013569 | 0.013856 | -0.017607 | -0.087978 | -0.20657 | -0.017607 | -0.02244 | -0.074226 | -0.17243 | -0.38388 | -0.074226 | -0.084426
111 | 0.25 | 0.2 | South/Central | LA | Monroe.Rgnl.AP.722486 | 3 | 434906 | 34.2952 | 12.219 | 50.9741 | 34.2379 | 16.7361 | 741.64 | 2.6091 | 38.29 | 1.6765 | 0.93266 | 58.4419 | 1.2798 | 26.06 | 0.34926 | 0.93053 | 41.3745 | 1.509 | 5.45 | 2.0557 | -0.54663 | 4.6253 | 2.6091 | 38.29 | 1.6765 | 0.93266 | 58.4419 | 2.6591 | 37.45 | 1.8162 | 0.84288 | 56.6692 | 0.0057539 | 0.19733 | 0.070307 | 0.2933 | 4.2674 | 0.015013 | 0.0073639 | 0.008683 | 0.015013 | 0.0153 | 0.22032 | 0.14995 | 0.031359 | 0.22032 | 0.21549 | 0.33627 | 0.23807 | 0.026614 | 0.33627 | 0.32607 | 0.0057539 | 0.19733 | 0.070307 | 0.2933 | 4.2674 | 0.015013 | 0.0073639 | 0.008683 | 0.015013 | 0.0153 | 0.22032 | 0.14995 | 0.031359 | 0.22032 | 0.21549 | 0.33627 | 0.23807 | 0.026614 | 0.33627 | 0.32607
112 | 0.25 | 0.25 | South/Central | LA | Monroe.Rgnl.AP.722486 | 3 | 434906 | 33.3756 | 12.859 | 50.9044 | 33.3199 | 17.5846 | 754.08 | 2.6787 | 25.85 | 2.5945 | 0.0842 | 36.5398 | 1.3494 | 13.62 | 1.2673 | 0.08208 | 19.4724 | 1.5787 | -6.99 | 2.9738 | -1.3951 | -17.2768 | 2.6787 | 25.85 | 2.5945 | 0.0842 | 36.5398 | 2.7287 | 25.01 | 2.7343 | -0.005574 | 34.7671 | 0.0057539 | 0.19204 | 0.07399 | 0.2929 | 4.3389 | 0.015413 | 0.0077645 | 0.0090835 | 0.015413 | 0.015701 | 0.14874 | 0.078369 | -0.04022 | 0.14874 | 0.14391 | 0.21025 | 0.11204 | -0.09941 | 0.21025 | 0.20005 | 0.0057539 | 0.19204 | 0.07399 | 0.2929 | 4.3389 | 0.015413 | 0.0077645 | 0.0090835 | 0.015413 | 0.015701 | 0.14874 | 0.078369 | -0.04022 | 0.14874 | 0.14391 | 0.21025 | 0.11204 | -0.09941 | 0.21025 | 0.20005
113 | 0.25 | 0.3 | South/Central | LA | Monroe.Rgnl.AP.722486 | 3 | 434906 | 32.5759 | 13.499 | 50.9547 | 32.5215 | 18.4332 | 767.64 | 2.6284 | 12.29 | 3.3929 | -0.76444 | 13.0982 | 1.2991 | 0.06 | 2.0657 | -0.76656 | -3.9692 | 1.5284 | -20.55 | 3.7721 | -2.2437 | -40.7184 | 2.6284 | 12.29 | 3.3929 | -0.76444 | 13.0982 | 2.6784 | 11.45 | 3.5326 | -0.85421 | 11.3255 | 0.0057539 | 0.18744 | 0.077672 | 0.29319 | 4.417 | 0.015124 | 0.007475 | 0.0087941 | 0.015124 | 0.015411 | 0.070716 | 0.00034524 | -0.11824 | 0.070716 | 0.065883 | 0.075366 | -0.022838 | -0.23429 | 0.075366 | 0.065166 | 0.0057539 | 0.18744 | 0.077672 | 0.29319 | 4.417 | 0.015124 | 0.007475 | 0.0087941 | 0.015124 | 0.015411 | 0.070716 | 0.00034524 | -0.11824 | 0.070716 | 0.065883 | 0.075366 | -0.022838 | -0.23429 | 0.075366 | 0.065166
114 | 0.25 | 0.35 | South/Central | LA | Monroe.Rgnl.AP.722486 | 3 | 434906 | 31.8263 | 14.169 | 51.1051 | 31.7731 | 19.332 | 782.87 | 2.4781 | -2.94 | 4.1413 | -1.6632 | -12.9698 | 1.1488 | -15.17 | 2.8141 | -1.6653 | -30.0372 | 1.378 | -35.78 | 4.5205 | -3.1425 | -66.7864 | 2.4781 | -2.94 | 4.1413 | -1.6632 | -12.9698 | 2.528 | -3.78 | 4.281 | -1.753 | -14.7425 | 0.0057539 | 0.18313 | 0.081528 | 0.29406 | 4.5046 | 0.014259 | 0.00661 | 0.0079291 | 0.014259 | 0.014546 | -0.016917 | -0.087287 | -0.20588 | -0.016917 | -0.02175 | -0.074627 | -0.17283 | -0.38429 | -0.074627 | -0.084827 | 0.0057539 | 0.18313 | 0.081528 | 0.29406 | 4.5046 | 0.014259 | 0.00661 | 0.0079291 | 0.014259 | 0.014546 | -0.016917 | -0.087287 | -0.20588 | -0.016917 | -0.02175 | -0.074627 | -0.17283 | -0.38429 | -0.074627 | -0.084827
115 | 0.25 | 0.4 | South/Central | LA | Monroe.Rgnl.AP.722486 | 3 | 434906 | 31.7263 | 14.099 | 50.9451 | 31.6733 | 19.2718 | 780.4 | 2.638 | -0.47 | 4.2411 | -1.6031 | -9.3077 | 1.3087 | -12.7 | 2.9139 | -1.6052 | -26.3751 | 1.538 | -33.31 | 4.6203 | -3.0823 | -63.1243 | 2.638 | -0.47 | 4.2411 | -1.6031 | -9.3077 | 2.688 | -1.31 | 4.3808 | -1.6928 | -11.0804 | 0.0057539 | 0.18255 | 0.081125 | 0.29314 | 4.4904 | 0.015179 | 0.0075302 | 0.0088493 | 0.015179 | 0.015466 | -0.0027044 | -0.073075 | -0.19166 | -0.0027044 | -0.0075377 | -0.053556 | -0.15176 | -0.36321 | -0.053556 | -0.063756 | 0.0057539 | 0.18255 | 0.081125 | 0.29314 | 4.4904 | 0.015179 | 0.0075302 | 0.0088493 | 0.015179 | 0.015466 | -0.0027044 | -0.073075 | -0.19166 | -0.0027044 | -0.0075377 | -0.053556 | -0.15176 | -0.36321 | -0.053556 | -0.063756
116 | 0.24 | 0.2 | South/Central | LA | Monroe.Rgnl.AP.722486 | 3 | 434906 | 34.0153 | 12.219 | 50.6842 | 33.9585 | 16.7257 | 738.81 | 2.899 | 41.12 | 1.9559 | 0.94312 | 62.4325 | 1.5697 | 28.89 | 0.62868 | 0.941 | 45.3651 | 1.7989 | 8.28 | 2.3351 | -0.53617 | 8.6159 | 2.899 | 41.12 | 1.9559 | 0.94312 | 62.4325 | 2.9489 | 40.28 | 2.0956 | 0.85335 | 60.6598 | 0.0057539 | 0.19572 | 0.070307 | 0.29163 | 4.2511 | 0.016681 | 0.0090318 | 0.010351 | 0.016681 | 0.016968 | 0.2366 | 0.16623 | 0.047643 | 0.2366 | 0.23177 | 0.35923 | 0.26103 | 0.049575 | 0.35923 | 0.34903 | 0.0057539 | 0.19572 | 0.070307 | 0.29163 | 4.2511 | 0.016681 | 0.0090318 | 0.010351 | 0.016681 | 0.016968 | 0.2366 | 0.16623 | 0.047643 | 0.2366 | 0.23177 | 0.35923 | 0.26103 | 0.049575 | 0.35923 | 0.34903
117 | 0.24 | 0.25 | South/Central | LA | Monroe.Rgnl.AP.722486 | 3 | 434906 | 33.0957 | 12.869 | 50.6345 | 33.0404 | 17.5941 | 751.74 | 2.9486 | 28.19 | 2.874 | 0.074691 | 39.7382 | 1.6193 | 15.96 | 1.5467 | 0.072571 | 22.6707 | 1.8486 | -4.65 | 3.2532 | -1.4046 | -14.0784 | 2.9486 | 28.19 | 2.874 | 0.074691 | 39.7382 | 2.9986 | 27.35 | 3.0137 | -0.015083 | 37.9654 | 0.0057539 | 0.19043 | 0.074047 | 0.29135 | 4.3255 | 0.016966 | 0.0093175 | 0.010637 | 0.016966 | 0.017254 | 0.1622 | 0.091833 | -0.026756 | 0.1622 | 0.15737 | 0.22865 | 0.13045 | -0.081007 | 0.22865 | 0.21845 | 0.0057539 | 0.19043 | 0.074047 | 0.29135 | 4.3255 | 0.016966 | 0.0093175 | 0.010637 | 0.016966 | 0.017254 | 0.1622 | 0.091833 | -0.026756 | 0.1622 | 0.15737 | 0.22865 | 0.13045 | -0.081007 | 0.22865 | 0.21845
118 | 0.24 | 0.3 | South/Central | LA | Monroe.Rgnl.AP.722486 | 3 | 434906 | 32.2961 | 13.509 | 50.6849 | 32.2421 | 18.4428 | 765.3 | 2.8983 | 14.63 | 3.6723 | -0.77399 | 16.2948 | 1.569 | 2.4 | 2.3451 | -0.77611 | -0.77259 | 1.7982 | -18.21 | 4.0515 | -2.2533 | -37.5218 | 2.8983 | 14.63 | 3.6723 | -0.77399 | 16.2948 | 2.9482 | 13.79 | 3.812 | -0.86376 | 14.5221 | 0.0057539 | 0.18583 | 0.07773 | 0.29164 | 4.4035 | 0.016677 | 0.0090277 | 0.010347 | 0.016677 | 0.016964 | 0.08418 | 0.013809 | -0.10478 | 0.08418 | 0.079347 | 0.09376 | -0.0044454 | -0.2159 | 0.09376 | 0.083559 | 0.0057539 | 0.18583 | 0.07773 | 0.29164 | 4.4035 | 0.016677 | 0.0090277 | 0.010347 | 0.016677 | 0.016964 | 0.08418 | 0.013809 | -0.10478 | 0.08418 | 0.079347 | 0.09376 | -0.0044454 | -0.2159 | 0.09376 | 0.083559
119 | 0.24 | 0.35 | South/Central | LA | Monroe.Rgnl.AP.722486 | 3 | 434906 | 31.5464 | 14.179 | 50.8252 | 31.4937 | 19.3315 | 780.28 | 2.758 | -0.35 | 4.4207 | -1.6627 | -9.3766 | 1.4286 | -12.58 | 3.0935 | -1.6649 | -26.444 | 1.6579 | -33.19 | 4.7999 | -3.142 | -63.1932 | 2.758 | -0.35 | 4.4207 | -1.6627 | -9.3766 | 2.8079 | -1.19 | 4.5604 | -1.7525 | -11.1494 | 0.0057539 | 0.18152 | 0.081585 | 0.29245 | 4.4897 | 0.015869 | 0.0082203 | 0.0095394 | 0.015869 | 0.016156 | -0.0020139 | -0.072385 | -0.19097 | -0.0020139 | -0.0068472 | -0.053953 | -0.15216 | -0.36361 | -0.053953 | -0.064153 | 0.0057539 | 0.18152 | 0.081585 | 0.29245 | 4.4897 | 0.015869 | 0.0082203 | 0.0095394 | 0.015869 | 0.016156 | -0.0020139 | -0.072385 | -0.19097 | -0.0020139 | -0.0068472 | -0.053953 | -0.15216 | -0.36361 | -0.053953 | -0.064153
120 | 0.24 | 0.4 | South/Central | LA | Monroe.Rgnl.AP.722486 | 3 | 434906 | 31.4465 | 14.119 | 50.6853 | 31.3939 | 19.2914 | 778.3 | 2.8979 | 1.63 | 4.5205 | -1.6226 | -6.5084 | 1.5685 | -10.6 | 3.1933 | -1.6247 | -23.5758 | 1.7978 | -31.21 | 4.8997 | -3.1019 | -60.325 | 2.8979 | 1.63 | 4.5205 | -1.6226 | -6.5084 | 2.9478 | 0.79 | 4.6602 | -1.7124 | -8.2811 | 0.0057539 | 0.18094 | 0.08124 | 0.29164 | 4.4783 | 0.016674 | 0.0090253 | 0.010344 | 0.016674 | 0.016962 | 0.0093789 | -0.060992 | -0.17958 | 0.0093789 | 0.0045456 | -0.037449 | -0.13565 | -0.34711 | -0.037449 | -0.047649 | 0.0057539 | 0.18094 | 0.08124 | 0.29164 | 4.4783 | 0.016674 | 0.0090253 | 0.010344 | 0.016674 | 0.016962 | 0.0093789 | -0.060992 | -0.17958 | 0.0093789 | 0.0045456 | -0.037449 | -0.13565 | -0.34711 | -0.037449 | -0.047649
121 | 0.22 | 0.2 | South/Central | LA | Monroe.Rgnl.AP.722486 | 3 | 434906 | 33.4356 | 12.229 | 50.1045 | 33.3797 | 16.7247 | 733.46 | 3.4787 | 46.47 | 2.5347 | 0.94406 | 69.8759 | 2.1494 | 34.24 | 1.2075 | 0.94194 | 52.8085 | 2.3786 | 13.63 | 2.9139 | -0.53523 | 16.0593 | 3.4787 | 46.47 | 2.5347 | 0.94406 | 69.8759 | 3.5287 | 45.63 | 2.6744 | 0.85429 | 68.1032 | 0.0057539 | 0.19239 | 0.070365 | 0.2883 | 4.2203 | 0.020016 | 0.012368 | 0.013687 | 0.020016 | 0.020304 | 0.26739 | 0.19702 | 0.078426 | 0.26739 | 0.26255 | 0.40206 | 0.30386 | 0.092404 | 0.40206 | 0.39186 | 0.0057539 | 0.19239 | 0.070365 | 0.2883 | 4.2203 | 0.020016 | 0.012368 | 0.013687 | 0.020016 | 0.020304 | 0.26739 | 0.19702 | 0.078426 | 0.26739 | 0.26255 | 0.40206 | 0.30386 | 0.092404 | 0.40206 | 0.39186
122 | 0.22 | 0.25 | South/Central | LA | Monroe.Rgnl.AP.722486 | 3 | 434906 | 32.526 | 12.889 | 50.0748 | 32.4716 | 17.6032 | 746.72 | 3.5084 | 33.21 | 3.4428 | 0.065609 | 46.6565 | 2.179 | 20.98 | 2.1156 | 0.063489 | 29.5891 | 2.4083 | 0.37 | 3.822 | -1.4137 | -7.1601 | 3.5084 | 33.21 | 3.4428 | 0.065609 | 46.6565 | 3.5583 | 32.37 | 3.5825 | -0.024165 | 44.8838 | 0.0057539 | 0.18715 | 0.074163 | 0.28813 | 4.2966 | 0.020187 | 0.012538 | 0.013857 | 0.020187 | 0.020474 | 0.19109 | 0.12072 | 0.002129 | 0.19109 | 0.18626 | 0.26846 | 0.17025 | -0.041199 | 0.26846 | 0.25826 | 0.0057539 | 0.18715 | 0.074163 | 0.28813 | 4.2966 | 0.020187 | 0.012538 | 0.013857 | 0.020187 | 0.020474 | 0.19109 | 0.12072 | 0.002129 | 0.19109 | 0.18626 | 0.26846 | 0.17025 | -0.041199 | 0.26846 | 0.25826
123 | 0.22 | 0.3 | South/Central | LA | Monroe.Rgnl.AP.722486 | 3 | 434906 | 31.7264 | 13.529 | 50.1252 | 31.6733 | 18.4519 | 760.26 | 3.458 | 19.67 | 4.2411 | -0.78309 | 23.2124 | 2.1287 | 7.44 | 2.9139 | -0.78521 | 6.145 | 2.3579 | -13.17 | 4.6203 | -2.2624 | -30.6042 | 3.458 | 19.67 | 4.2411 | -0.78309 | 23.2124 | 3.5079 | 18.83 | 4.3808 | -0.87287 | 21.4396 | 0.0057539 | 0.18255 | 0.077845 | 0.28842 | 4.3745 | 0.019897 | 0.012248 | 0.013567 | 0.019897 | 0.020184 | 0.11318 | 0.042809 | -0.075779 | 0.11318 | 0.10835 | 0.13356 | 0.035358 | -0.1761 | 0.13356 | 0.12336 | 0.0057539 | 0.18255 | 0.077845 | 0.28842 | 4.3745 | 0.019897 | 0.012248 | 0.013567 | 0.019897 | 0.020184 | 0.11318 | 0.042809 | -0.075779 | 0.11318 | 0.10835 | 0.13356 | 0.035358 | -0.1761 | 0.13356 | 0.12336
124 | 0.22 | 0.35 | South/Central | LA | Monroe.Rgnl.AP.722486 | 3 | 434906 | 30.9867 | 14.209 | 50.2855 | 30.9349 | 19.3506 | 775.59 | 3.2977 | 4.34 | 4.9795 | -1.6819 | -2.9834 | 1.9684 | -7.89 | 3.6523 | -1.684 | -20.0508 | 2.1976 | -28.5 | 5.3587 | -3.1611 | -56.8 | 3.2977 | 4.34 | 4.9795 | -1.6819 | -2.9834 | 3.3476 | 3.5 | 5.1192 | -1.7716 | -4.7561 | 0.0057539 | 0.1783 | 0.081758 | 0.28934 | 4.4627 | 0.018975 | 0.011326 | 0.012645 | 0.018975 | 0.019262 | 0.024972 | -0.045399 | -0.16399 | 0.024972 | 0.020139 | -0.017166 | -0.11537 | -0.32682 | -0.017166 | -0.027367 | 0.0057539 | 0.1783 | 0.081758 | 0.28934 | 4.4627 | 0.018975 | 0.011326 | 0.012645 | 0.018975 | 0.019262 | 0.024972 | -0.045399 | -0.16399 | 0.024972 | 0.020139 | -0.017166 | -0.11537 | -0.32682 | -0.017166 | -0.027367
125 | 0.22 | 0.4 | South/Central | LA | Monroe.Rgnl.AP.722486 | 3 | 434906 | 30.8967 | 14.149 | 50.1555 | 30.8451 | 19.3105 | 773.7 | 3.4276 | 6.23 | 5.0693 | -1.6417 | -0.24209 | 2.0983 | -6 | 3.7421 | -1.6438 | -17.3095 | 2.3276 | -26.61 | 5.4486 | -3.121 | -54.0587 | 3.4276 | 6.23 | 5.0693 | -1.6417 | -0.24209 | 3.4776 | 5.39 | 5.2091 | -1.7315 | -2.0148 | 0.0057539 | 0.17778 | 0.081413 | 0.28859 | 4.4518 | 0.019722 | 0.012074 | 0.013393 | 0.019722 | 0.02001 | 0.035847 | -0.034524 | -0.15311 | 0.035847 | 0.031014 | -0.001393 | -0.099598 | -0.31105 | -0.001393 | -0.011593 | 0.0057539 | 0.17778 | 0.081413 | 0.28859 | 4.4518 | 0.019722 | 0.012074 | 0.013393 | 0.019722 | 0.02001 | 0.035847 | -0.034524 | -0.15311 | 0.035847 | 0.031014 | -0.001393 | -0.099598 | -0.31105 | -0.001393 | -0.011593
126 | 0.2 | 0.2 | South/Central | LA | Monroe.Rgnl.AP.722486 | 3 | 434906 | 32.8559 | 12.249 | 49.5347 | 32.801 | 16.7338 | 728.35 | 4.0485 | 51.58 | 3.1135 | 0.93502 | 76.9237 | 2.7191 | 39.35 | 1.7862 | 0.9329 | 59.8563 | 2.9484 | 18.74 | 3.4927 | -0.54427 | 23.1071 | 4.0485 | 51.58 | 3.1135 | 0.93502 | 76.9237 | 4.0984 | 50.74 | 3.2532 | 0.84525 | 75.1509 | 0.0057539 | 0.18905 | 0.07048 | 0.28502 | 4.1909 | 0.023295 | 0.015646 | 0.016965 | 0.023295 | 0.023582 | 0.29679 | 0.22642 | 0.10783 | 0.29679 | 0.29196 | 0.44261 | 0.34441 | 0.13296 | 0.44261 | 0.43241 | 0.0057539 | 0.18905 | 0.07048 | 0.28502 | 4.1909 | 0.023295 | 0.015646 | 0.016965 | 0.023295 | 0.023582 | 0.29679 | 0.22642 | 0.10783 | 0.29679 | 0.29196 | 0.44261 | 0.34441 | 0.13296 | 0.44261 | 0.43241
127 | 0.2 | 0.25 | South/Central | LA | Monroe.Rgnl.AP.722486 | 3 | 434906 | 31.9563 | 12.909 | 49.5051 | 31.9028 | 17.6022 | 741.45 | 4.0781 | 38.48 | 4.0116 | 0.066526 | 53.9715 | 2.7488 | 26.25 | 2.6844 | 0.064406 | 36.9041 | 2.978 | 5.64 | 4.3908 | -1.4128 | 0.15487 | 4.0781 | 38.48 | 4.0116 | 0.066526 | 53.9715 | 4.128 | 37.64 | 4.1513 | -0.023248 | 52.1987 | 0.0057539 | 0.18387 | 0.074278 | 0.28485 | 4.2663 | 0.023465 | 0.015816 | 0.017135 | 0.023465 | 0.023752 | 0.22141 | 0.15104 | 0.032452 | 0.22141 | 0.21658 | 0.31055 | 0.21234 | 0.00089109 | 0.31055 | 0.30035 | 0.0057539 | 0.18387 | 0.074278 | 0.28485 | 4.2663 | 0.023465 | 0.015816 | 0.017135 | 0.023465 | 0.023752 | 0.22141 | 0.15104 | 0.032452 | 0.22141 | 0.21658 | 0.31055 | 0.21234 | 0.00089109 | 0.31055 | 0.30035
128 | 0.2 | 0.3 | South/Central | LA | Monroe.Rgnl.AP.722486 | 3 | 434906 | 31.1566 | 13.559 | 49.5754 | 31.1045 | 18.4709 | 755.47 | 4.0078 | 24.46 | 4.8099 | -0.80213 | 29.7358 | 2.6784 | 12.23 | 3.4827 | -0.80425 | 12.6684 | 2.9077 | -8.38 | 5.1891 | -2.2814 | -24.0808 | 4.0078 | 24.46 | 4.8099 | -0.80213 | 29.7358 | 4.0577 | 23.62 | 4.9496 | -0.89191 | 27.963 | 0.0057539 | 0.17927 | 0.078018 | 0.28525 | 4.3469 | 0.02306 | 0.015412 | 0.016731 | 0.02306 | 0.023348 | 0.14074 | 0.070371 | -0.048218 | 0.14074 | 0.13591 | 0.1711 | 0.072893 | -0.13856 | 0.1711 | 0.1609 | 0.0057539 | 0.17927 | 0.078018 | 0.28525 | 4.3469 | 0.02306 | 0.015412 | 0.016731 | 0.02306 | 0.023348 | 0.14074 | 0.070371 | -0.048218 | 0.14074 | 0.13591 | 0.1711 | 0.072893 | -0.13856 | 0.1711 | 0.1609
129 | 0.2 | 0.35 | South/Central | LA | Monroe.Rgnl.AP.722486 | 3 | 434906 | 30.4269 | 14.239 | 49.7458 | 30.376 | 19.3697 | 770.89 | 3.8374 | 9.04 | 5.5384 | -1.7009 | 3.4107 | 2.5081 | -3.19 | 4.2112 | -1.7031 | -13.6567 | 2.7373 | -23.8 | 5.9176 | -3.1802 | -50.4059 | 3.8374 | 9.04 | 5.5384 | -1.7009 | 3.4107 | 3.8874 | 8.2 | 5.6781 | -1.7907 | 1.638 | 0.0057539 | 0.17507 | 0.08193 | 0.28623 | 4.4357 | 0.02208 | 0.014431 | 0.015751 | 0.02208 | 0.022368 | 0.052016 | -0.018355 | -0.13694 | 0.052016 | 0.047182 | 0.019625 | -0.07858 | -0.29003 | 0.019625 | 0.0094247 | 0.0057539 | 0.17507 | 0.08193 | 0.28623 | 4.4357 | 0.02208 | 0.014431 | 0.015751 | 0.02208 | 0.022368 | 0.052016 | -0.018355 | -0.13694 | 0.052016 | 0.047182 | 0.019625 | -0.07858 | -0.29003 | 0.019625 | 0.0094247
130 | 0.2 | 0.4 | South/Central | LA | Monroe.Rgnl.AP.722486 | 3 | 434906 | 30.337 | 14.179 | 49.6158 | 30.2862 | 19.3296 | 769 | 3.9674 | 10.93 | 5.6282 | -1.6608 | 6.1511 | 2.638 | -1.3 | 4.301 | -1.6629 | -10.9163 | 2.8673 | -21.91 | 6.0074 | -3.1401 | -47.6655 | 3.9674 | 10.93 | 5.6282 | -1.6608 | 6.1511 | 4.0173 | 10.09 | 5.7679 | -1.7506 | 4.3783 | 0.0057539 | 0.17456 | 0.081585 | 0.28549 | 4.4248 | 0.022828 | 0.015179 | 0.016498 | 0.022828 | 0.023115 | 0.062891 | -0.0074801 | -0.12607 | 0.062891 | 0.058057 | 0.035393 | -0.062812 | -0.27426 | 0.035393 | 0.025193 | 0.0057539 | 0.17456 | 0.081585 | 0.28549 | 4.4248 | 0.022828 | 0.015179 | 0.016498 | 0.022828 | 0.023115 | 0.062891 | -0.0074801 | -0.12607 | 0.062891 | 0.058057 | 0.035393 | -0.062812 | -0.27426 | 0.035393 | 0.025193
133 | 0.32 | 0.2 | South/Central | LA | Monroe.Rgnl.AP.722486 | 3 | 434906 | 36.2643 | 12.159 | 52.9231 | 36.2038 | 16.7193 | 759.31 | 0.66006 | 20.62 | -0.28939 | 0.94945 | 33.9524 | -0.66927 | 8.39 | -1.6166 | 0.94733 | 16.885 | -0.44002 | -12.22 | 0.089813 | -0.52984 | -19.8642 | 0.66006 | 20.62 | -0.28939 | 0.94945 | 33.9524 | 0.70999 | 19.78 | -0.14969 | 0.85968 | 32.1796 | 0.0057539 | 0.20866 | 0.069962 | 0.30452 | 4.369 | 0.0037979 | -0.003851 | -0.0025319 | 0.0037979 | 0.0040852 | 0.11865 | 0.048276 | -0.070313 | 0.11865 | 0.11381 | 0.19536 | 0.097155 | -0.1143 | 0.19536 | 0.18516 | 0.0057539 | 0.20866 | 0.069962 | 0.30452 | 4.369 | 0.0037979 | -0.003851 | -0.0025319 | 0.0037979 | 0.0040852 | 0.11865 | 0.048276 | -0.070313 | 0.11865 | 0.11381 | 0.19536 | 0.097155 | -0.1143 | 0.19536 | 0.18516
134 | 0.32 | 0.23 | South/Central | LA | Monroe.Rgnl.AP.722486 | 3 | 434906 | 35.6745 | 12.539 | 52.8434 | 35.615 | 17.2283 | 766.43 | 0.7398 | 13.5 | 0.29937 | 0.44043 | 21.2983 | -0.58953 | 1.27 | -1.0278 | 0.43831 | 4.2309 | -0.36029 | -19.34 | 0.67858 | -1.0389 | -32.5183 | 0.7398 | 13.5 | 0.29937 | 0.44043 | 21.2983 | 0.78973 | 12.66 | 0.43908 | 0.35065 | 19.5255 | 0.0057539 | 0.20527 | 0.072149 | 0.30406 | 4.41 | 0.0042567 | -0.0033922 | -0.0020731 | 0.0042567 | 0.0045441 | 0.077678 | 0.0073075 | -0.11128 | 0.077678 | 0.072845 | 0.12255 | 0.024344 | -0.18711 | 0.12255 | 0.11235 | 0.0057539 | 0.20527 | 0.072149 | 0.30406 | 4.41 | 0.0042567 | -0.0033922 | -0.0020731 | 0.0042567 | 0.0045441 | 0.077678 | 0.0073075 | -0.11128 | 0.077678 | 0.072845 | 0.12255 | 0.024344 | -0.18711 | 0.12255 | 0.11235
135 | 0.32 | 0.25 | South/Central | LA | Monroe.Rgnl.AP.722486 | 3 | 434906 | 35.3147 | 12.799 | 52.8335 | 35.2558 | 17.5777 | 771.74 | 0.74968 | 8.19 | 0.65861 | 0.091061 | 12.0393 | -0.57966 | -4.04 | -0.6686 | 0.088941 | -5.0281 | -0.35041 | -24.65 | 1.0378 | -1.3882 | -41.7773 | 0.74968 | 8.19 | 0.65861 | 0.091061 | 12.0393 | 0.79961 | 7.35 | 0.79832 | 0.001287 | 10.2666 | 0.0057539 | 0.2032 | 0.073645 | 0.304 | 4.4406 | 0.0043136 | -0.0033353 | -0.0020162 | 0.0043136 | 0.0046009 | 0.047125 | -0.023246 | -0.14183 | 0.047125 | 0.042292 | 0.069274 | -0.028931 | -0.24038 | 0.069274 | 0.059073 | 0.0057539 | 0.2032 | 0.073645 | 0.304 | 4.4406 | 0.0043136 | -0.0033353 | -0.0020162 | 0.0043136 | 0.0046009 | 0.047125 | -0.023246 | -0.14183 | 0.047125 | 0.042292 | 0.069274 | -0.028931 | -0.24038 | 0.069274 | 0.059073
136 | 0.32 | 0.3 | South/Central | LA | Monroe.Rgnl.AP.722486 | 3 | 434906 | 35.1847 | 12.829 | 52.7936 | 35.1261 | 17.6675 | 772.66 | 0.78959 | 7.27 | 0.78834 | 0.001246 | 10.1373 | -0.53974 | -4.96 | -0.53887 | -0.000874 | -6.9301 | -0.31049 | -25.57 | 1.1676 | -1.478 | -43.6793 | 0.78959 | 7.27 | 0.78834 | 0.001246 | 10.1373 | 0.83952 | 6.43 | 0.92805 | -0.088528 | 8.3645 | 0.0057539 | 0.20245 | 0.073817 | 0.30377 | 4.4458 | 0.0045433 | -0.0031056 | -0.0017865 | 0.0045433 | 0.0048306 | 0.041831 | -0.02854 | -0.14713 | 0.041831 | 0.036998 | 0.058329 | -0.039876 | -0.25133 | 0.058329 | 0.048129 | 0.0057539 | 0.20245 | 0.073817 | 0.30377 | 4.4458 | 0.0045433 | -0.0031056 | -0.0017865 | 0.0045433 | 0.0048306 | 0.041831 | -0.02854 | -0.14713 | 0.041831 | 0.036998 | 0.058329 | -0.039876 | -0.25133 | 0.058329 | 0.048129
137 | 0.32 | 0.35 | South/Central | LA | Monroe.Rgnl.AP.722486 | 3 | 434906 | 34.3551 | 13.419 | 52.7439 | 34.2978 | 18.4461 | 784.24 | 0.83925 | -4.31 | 1.6166 | -0.77735 | -10.1436 | -0.49008 | -16.54 | 0.28939 | -0.77947 | -27.211 | -0.26083 | -37.15 | 1.9958 | -2.2566 | -63.9602 | 0.83925 | -4.31 | 1.6166 | -0.77735 | -10.1436 | 0.88918 | -5.15 | 1.7563 | -0.86713 | -11.9163 | 0.0057539 | 0.19768 | 0.077212 | 0.30349 | 4.5125 | 0.004829 | -0.0028199 | -0.0015008 | 0.004829 | 0.0051163 | -0.0248 | -0.09517 | -0.21376 | -0.0248 | -0.029633 | -0.058366 | -0.15657 | -0.36802 | -0.058366 | -0.068566 | 0.0057539 | 0.19768 | 0.077212 | 0.30349 | 4.5125 | 0.004829 | -0.0028199 | -0.0015008 | 0.004829 | 0.0051163 | -0.0248 | -0.09517 | -0.21376 | -0.0248 | -0.029633 | -0.058366 | -0.15657 | -0.36802 | -0.058366 | -0.068566
138 | 0.32 | 0.4 | South/Central | LA | Monroe.Rgnl.AP.722486 | 3 | 434906 | 33.6254 | 13.999 | 52.7842 | 33.5693 | 19.2149 | 796.48 | 0.79894 | -16.55 | 2.3451 | -1.5461 | -31.3119 | -0.53039 | -28.78 | 1.0179 | -1.5483 | -48.3793 | -0.30114 | -49.39 | 2.7243 | -3.0254 | -85.1285 | 0.79894 | -16.55 | 2.3451 | -1.5461 | -31.3119 | 0.84888 | -17.39 | 2.4848 | -1.6359 | -33.0847 | 0.0057539 | 0.19348 | 0.08055 | 0.30372 | 4.5829 | 0.0045971 | -0.0030518 | -0.0017327 | 0.0045971 | 0.0048844 | -0.095228 | -0.1656 | -0.28419 | -0.095228 | -0.10006 | -0.18017 | -0.27837 | -0.48982 | -0.18017 | -0.19037 | 0.0057539 | 0.19348 | 0.08055 | 0.30372 | 4.5829 | 0.0045971 | -0.0030518 | -0.0017327 | 0.0045971 | 0.0048844 | -0.095228 | -0.1656 | -0.28419 | -0.095228 | -0.10006 | -0.18017 | -0.27837 | -0.48982 | -0.18017 | -0.19037
140 | 0.2 | 0.45 | South/Central | LA | Monroe.Rgnl.AP.722486 | 3 | 434906 | 29.9372 | 14.599 | 49.7859 | 29.8871 | 19.8989 | 779.26 | 3.7972 | 0.67 | 6.0273 | -2.2301 | -11.3192 | 2.4679 | -11.56 | 4.7001 | -2.2322 | -28.3866 | 2.6972 | -32.17 | 6.4065 | -3.7094 | -65.1358 | 3.7972 | 0.67 | 6.0273 | -2.2301 | -11.3192 | 3.8472 | -0.17 | 6.167 | -2.3199 | -13.0919 | 0.0057539 | 0.17226 | 0.084002 | 0.28647 | 4.4838 | 0.021849 | 0.0142 | 0.015519 | 0.021849 | 0.022136 | 0.0038551 | -0.066516 | -0.1851 | 0.0038551 | -0.00097817 | -0.06513 | -0.16333 | -0.37479 | -0.06513 | -0.07533 | 0.0057539 | 0.17226 | 0.084002 | 0.28647 | 4.4838 | 0.021849 | 0.0142 | 0.015519 | 0.021849 | 0.022136 | 0.0038551 | -0.066516 | -0.1851 | 0.0038551 | -0.00097817 | -0.06513 | -0.16333 | -0.37479 | -0.06513 | -0.07533
141 | 0.22 | 0.45 | South/Central | LA | Monroe.Rgnl.AP.722486 | 3 | 434906 | 30.4969 | 14.569 | 50.3257 | 30.4459 | 19.8798 | 783.96 | 3.2575 | -4.03 | 5.4685 | -2.211 | -17.7132 | 1.9282 | -16.26 | 4.1413 | -2.2131 | -34.7806 | 2.1574 | -36.87 | 5.8477 | -3.6903 | -71.5298 | 3.2575 | -4.03 | 5.4685 | -2.211 | -17.7132 | 3.3074 | -4.87 | 5.6082 | -2.3008 | -19.4859 | 0.0057539 | 0.17548 | 0.083829 | 0.28957 | 4.5109 | 0.018743 | 0.011095 | 0.012414 | 0.018743 | 0.019031 | -0.023188 | -0.093559 | -0.21215 | -0.023188 | -0.028022 | -0.10192 | -0.20013 | -0.41158 | -0.10192 | -0.11212 | 0.0057539 | 0.17548 | 0.083829 | 0.28957 | 4.5109 | 0.018743 | 0.011095 | 0.012414 | 0.018743 | 0.019031 | -0.023188 | -0.093559 | -0.21215 | -0.023188 | -0.028022 | -0.10192 | -0.20013 | -0.41158 | -0.10192 | -0.11212
142 | 0.24 | 0.45 | South/Central | LA | Monroe.Rgnl.AP.722486 | 3 | 434906 | 31.0466 | 14.539 | 50.8554 | 30.9947 | 19.8607 | 788.57 | 2.7278 | -8.64 | 4.9197 | -2.1919 | -23.9779 | 1.3984 | -20.87 | 3.5925 | -2.194 | -41.0453 | 1.6277 | -41.48 | 5.2989 | -3.6712 | -77.7945 | 2.7278 | -8.64 | 4.9197 | -2.1919 | -23.9779 | 2.7777 | -9.48 | 5.0594 | -2.2817 | -25.7506 | 0.0057539 | 0.17864 | 0.083656 | 0.29262 | 4.5374 | 0.015695 | 0.0080465 | 0.0093656 | 0.015695 | 0.015983 | -0.049714 | -0.12008 | -0.23867 | -0.049714 | -0.054547 | -0.13797 | -0.23617 | -0.44763 | -0.13797 | -0.14817 | 0.0057539 | 0.17864 | 0.083656 | 0.29262 | 4.5374 | 0.015695 | 0.0080465 | 0.0093656 | 0.015695 | 0.015983 | -0.049714 | -0.12008 | -0.23867 | -0.049714 | -0.054547 | -0.13797 | -0.23617 | -0.44763 | -0.13797 | -0.14817
143 | 0.25 | 0.45 | South/Central | LA | Monroe.Rgnl.AP.722486 | 3 | 434906 | 31.3165 | 14.519 | 51.1053 | 31.2642 | 19.8411 | 790.59 | 2.4779 | -10.66 | 4.6502 | -2.1724 | -26.6511 | 1.1485 | -22.89 | 3.323 | -2.1745 | -43.7185 | 1.3778 | -43.5 | 5.0294 | -3.6517 | -80.4677 | 2.4779 | -10.66 | 4.6502 | -2.1724 | -26.6511 | 2.5278 | -11.5 | 4.7899 | -2.2621 | -28.4239 | 0.0057539 | 0.18019 | 0.083542 | 0.29406 | 4.549 | 0.014258 | 0.0066086 | 0.0079277 | 0.014258 | 0.014545 | -0.061337 | -0.13171 | -0.2503 | -0.061337 | -0.06617 | -0.15335 | -0.25155 | -0.46301 | -0.15335 | -0.16355 | 0.0057539 | 0.18019 | 0.083542 | 0.29406 | 4.549 | 0.014258 | 0.0066086 | 0.0079277 | 0.014258 | 0.014545 | -0.061337 | -0.13171 | -0.2503 | -0.061337 | -0.06617 | -0.15335 | -0.25155 | -0.46301 | -0.15335 | -0.16355
144 | 0.26 | 0.45 | South/Central | LA | Monroe.Rgnl.AP.722486 | 3 | 434906 | 31.5464 | 14.539 | 51.3652 | 31.4937 | 19.8715 | 793.47 | 2.218 | -13.54 | 4.4207 | -2.2027 | -30.7924 | 0.88865 | -25.77 | 3.0935 | -2.2049 | -47.8598 | 1.1179 | -46.38 | 4.7999 | -3.682 | -84.609 | 2.218 | -13.54 | 4.4207 | -2.2027 | -30.7924 | 2.2679 | -14.38 | 4.5604 | -2.2925 | -32.5651 | 0.0057539 | 0.18152 | 0.083657 | 0.29555 | 4.5656 | 0.012762 | 0.0051133 | 0.0064323 | 0.012762 | 0.013049 | -0.077908 | -0.14828 | -0.26687 | -0.077908 | -0.082742 | -0.17718 | -0.27538 | -0.48684 | -0.17718 | -0.18738 | 0.0057539 | 0.18152 | 0.083657 | 0.29555 | 4.5656 | 0.012762 | 0.0051133 | 0.0064323 | 0.012762 | 0.013049 | -0.077908 | -0.14828 | -0.26687 | -0.077908 | -0.082742 | -0.17718 | -0.27538 | -0.48684 | -0.17718 | -0.18738
145 | 0.27 | 0.45 | South/Central | LA | Monroe.Rgnl.AP.722486 | 3 | 434906 | 31.7763 | 14.559 | 51.6351 | 31.7232 | 19.9119 | 796.6 | 1.9481 | -16.67 | 4.1912 | -2.2431 | -35.3295 | 0.61879 | -28.9 | 2.864 | -2.2452 | -52.397 | 0.84804 | -49.51 | 4.5704 | -3.7224 | -89.1462 | 1.9481 | -16.67 | 4.1912 | -2.2431 | -35.3295 | 1.9981 | -17.51 | 4.3309 | -2.3329 | -37.1023 | 0.0057539 | 0.18284 | 0.083772 | 0.29711 | 4.5836 | 0.011209 | 0.0035605 | 0.0048796 | 0.011209 | 0.011497 | -0.095918 | -0.16629 | -0.28488 | -0.095918 | -0.10075 | -0.20328 | -0.30149 | -0.51294 | -0.20328 | -0.21348 | 0.0057539 | 0.18284 | 0.083772 | 0.29711 | 4.5836 | 0.011209 | 0.0035605 | 0.0048796 | 0.011209 | 0.011497 | -0.095918 | -0.16629 | -0.28488 | -0.095918 | -0.10075 | -0.20328 | -0.30149 | -0.51294 | -0.20328 | -0.21348
146 | 0.28 | 0.45 | South/Central | LA | Monroe.Rgnl.AP.722486 | 3 | 434906 | 32.0062 | 14.579 | 51.895 | 31.9527 | 19.9422 | 799.48 | 1.6882 | -19.55 | 3.9617 | -2.2735 | -39.4717 | 0.35888 | -31.78 | 2.6345 | -2.2756 | -56.5391 | 0.58813 | -52.39 | 4.3409 | -3.7528 | -93.2883 | 1.6882 | -19.55 | 3.9617 | -2.2735 | -39.4717 | 1.7381 | -20.39 | 4.1014 | -2.3632 | -41.2444 | 0.0057539 | 0.18416 | 0.083887 | 0.2986 | 4.6002 | 0.0097139 | 0.002065 | 0.0033841 | 0.0097139 | 0.010001 | -0.11249 | -0.18286 | -0.30145 | -0.11249 | -0.11732 | -0.22712 | -0.32532 | -0.53678 | -0.22712 | -0.23732 | 0.0057539 | 0.18416 | 0.083887 | 0.2986 | 4.6002 | 0.0097139 | 0.002065 | 0.0033841 | 0.0097139 | 0.010001 | -0.11249 | -0.18286 | -0.30145 | -0.11249 | -0.11732 | -0.22712 | -0.32532 | -0.53678 | -0.22712 | -0.23732
147 | 0.3 | 0.45 | South/Central | LA | Monroe.Rgnl.AP.722486 | 3 | 434906 | 32.396 | 14.669 | 52.4248 | 32.3419 | 20.0829 | 806.57 | 1.1584 | -26.64 | 3.5725 | -2.4141 | -50.0285 | -0.17091 | -38.87 | 2.2453 | -2.4162 | -67.0959 | 0.058338 | -59.48 | 3.9517 | -3.8934 | -103.8451 | 1.1584 | -26.64 | 3.5725 | -2.4141 | -50.0285 | 1.2084 | -27.48 | 3.7122 | -2.5039 | -51.8012 | 0.0057539 | 0.1864 | 0.084405 | 0.30165 | 4.641 | 0.0066655 | -0.00098342 | 0.00033567 | 0.0066655 | 0.0069528 | -0.15329 | -0.22366 | -0.34224 | -0.15329 | -0.15812 | -0.28786 | -0.38607 | -0.59752 | -0.28786 | -0.29806 | 0.0057539 | 0.1864 | 0.084405 | 0.30165 | 4.641 | 0.0066655 | -0.00098342 | 0.00033567 | 0.0066655 | 0.0069528 | -0.15329 | -0.22366 | -0.34224 | -0.15329 | -0.15812 | -0.28786 | -0.38607 | -0.59752 | -0.28786 | -0.29806
148 | 0.2 | 0.5 | South/Central | LA | Monroe.Rgnl.AP.722486 | 3 | 434906 | 29.3274 | 15.249 | 50.0462 | 29.2783 | 20.7679 | 795.04 | 3.537 | -15.11 | 6.6361 | -3.0991 | -37.9941 | 2.2076 | -27.34 | 5.3088 | -3.1012 | -55.0615 | 2.4369 | -47.95 | 7.0153 | -4.5784 | -91.8107 | 3.537 | -15.11 | 6.6361 | -3.0991 | -37.9941 | 3.5869 | -15.95 | 6.7758 | -3.1889 | -39.7668 | 0.0057539 | 0.16875 | 0.087742 | 0.28796 | 4.5746 | 0.020352 | 0.012703 | 0.014022 | 0.020352 | 0.020639 | -0.086942 | -0.15731 | -0.2759 | -0.086942 | -0.091775 | -0.21862 | -0.31682 | -0.52827 | -0.21862 | -0.22882 | 0.0057539 | 0.16875 | 0.087742 | 0.28796 | 4.5746 | 0.020352 | 0.012703 | 0.014022 | 0.020352 | 0.020639 | -0.086942 | -0.15731 | -0.2759 | -0.086942 | -0.091775 | -0.21862 | -0.31682 | -0.52827 | -0.21862 | -0.22882
149 | 0.22 | 0.5 | South/Central | LA | Monroe.Rgnl.AP.722486 | 3 | 434906 | 29.8772 | 15.209 | 50.566 | 29.8272 | 20.7388 | 799.41 | 3.0172 | -19.48 | 6.0872 | -3.07 | -43.8629 | 1.6879 | -31.71 | 4.76 | -3.0721 | -60.9303 | 1.9171 | -52.32 | 6.4664 | -4.5493 | -97.6795 | 3.0172 | -19.48 | 6.0872 | -3.07 | -43.8629 | 3.0672 | -20.32 | 6.2269 | -3.1598 | -45.6357 | 0.0057539 | 0.17191 | 0.087512 | 0.29095 | 4.5998 | 0.017361 | 0.0097121 | 0.011031 | 0.017361 | 0.017648 | -0.11209 | -0.18246 | -0.30105 | -0.11209 | -0.11692 | -0.25238 | -0.35059 | -0.56204 | -0.25238 | -0.26259 | 0.0057539 | 0.17191 | 0.087512 | 0.29095 | 4.5998 | 0.017361 | 0.0097121 | 0.011031 | 0.017361 | 0.017648 | -0.11209 | -0.18246 | -0.30105 | -0.11209 | -0.11692 | -0.25238 | -0.35059 | -0.56204 | -0.25238 | -0.26259
150 | 0.24 | 0.5 | South/Central | LA | Monroe.Rgnl.AP.722486 | 3 | 434906 | 30.4169 | 15.179 | 51.0857 | 30.3661 | 20.7196 | 803.92 | 2.4975 | -23.99 | 5.5483 | -3.0509 | -50 | 1.1682 | -36.22 | 4.2211 | -3.053 | -67.0674 | 1.3974 | -56.83 | 5.9276 | -4.5301 | -103.8166 | 2.4975 | -23.99 | 5.5483 | -3.0509 | -50 | 2.5474 | -24.83 | 5.6881 | -3.1406 | -51.7727 | 0.0057539 | 0.17502 | 0.087339 | 0.29394 | 4.6257 | 0.01437 | 0.0067215 | 0.0080406 | 0.01437 | 0.014658 | -0.13804 | -0.20841 | -0.327 | -0.13804 | -0.14287 | -0.2877 | -0.3859 | -0.59735 | -0.2877 | -0.2979 | 0.0057539 | 0.17502 | 0.087339 | 0.29394 | 4.6257 | 0.01437 | 0.0067215 | 0.0080406 | 0.01437 | 0.014658 | -0.13804 | -0.20841 | -0.327 | -0.13804 | -0.14287 | -0.2877 | -0.3859 | -0.59735 | -0.2877 | -0.2979
151 | 0.25 | 0.5 | South/Central | LA | Monroe.Rgnl.AP.722486 | 3 | 434906 | 30.6968 | 15.159 | 51.3456 | 30.6455 | 20.7001 | 806.04 | 2.2376 | -26.11 | 5.2689 | -3.0313 | -52.8 | 0.90829 | -38.34 | 3.9417 | -3.0334 | -69.8674 | 1.1375 | -58.95 | 5.6481 | -4.5106 | -106.6166 | 2.2376 | -26.11 | 5.2689 | -3.0313 | -52.8 | 2.2876 | -26.95 | 5.4086 | -3.1211 | -54.5727 | 0.0057539 | 0.17663 | 0.087224 | 0.29544 | 4.6379 | 0.012875 | 0.0052263 | 0.0065454 | 0.012875 | 0.013162 | -0.15024 | -0.22061 | -0.3392 | -0.15024 | -0.15507 | -0.30381 | -0.40201 | -0.61347 | -0.30381 | -0.31401 | 0.0057539 | 0.17663 | 0.087224 | 0.29544 | 4.6379 | 0.012875 | 0.0052263 | 0.0065454 | 0.012875 | 0.013162 | -0.15024 | -0.22061 | -0.3392 | -0.15024 | -0.15507 | -0.30381 | -0.40201 | -0.61347 | -0.30381 | -0.31401
152 | 0.26 | 0.5 | South/Central | LA | Monroe.Rgnl.AP.722486 | 3 | 434906 | 30.9267 | 15.169 | 51.5955 | 30.875 | 20.7205 | 808.67 | 1.9877 | -28.74 | 5.0394 | -3.0517 | -56.5455 | 0.65839 | -40.97 | 3.7122 | -3.0538 | -73.6129 | 0.88764 | -61.58 | 5.4186 | -4.531 | -110.3621 | 1.9877 | -28.74 | 5.0394 | -3.0517 | -56.5455 | 2.0377 | -29.58 | 5.1791 | -3.1415 | -58.3183 | 0.0057539 | 0.17795 | 0.087281 | 0.29688 | 4.653 | 0.011437 | 0.0037883 | 0.0051074 | 0.011437 | 0.011725 | -0.16537 | -0.23574 | -0.35433 | -0.16537 | -0.1702 | -0.32536 | -0.42356 | -0.63502 | -0.32536 | -0.33556 | 0.0057539 | 0.17795 | 0.087281 | 0.29688 | 4.653 | 0.011437 | 0.0037883 | 0.0051074 | 0.011437 | 0.011725 | -0.16537 | -0.23574 | -0.35433 | -0.16537 | -0.1702 | -0.32536 | -0.42356 | -0.63502 | -0.32536 | -0.33556
153 | 0.27 | 0.5 | South/Central | LA | Monroe.Rgnl.AP.722486 | 3 | 434906 | 31.1665 | 15.179 | 51.8553 | 31.1145 | 20.7409 | 811.4 | 1.7278 | -31.47 | 4.7999 | -3.0721 | -60.4188 | 0.3985 | -43.7 | 3.4727 | -3.0742 | -77.4862 | 0.62775 | -64.31 | 5.1791 | -4.5514 | -114.2354 | 1.7278 | -31.47 | 4.7999 | -3.0721 | -60.4188 | 1.7778 | -32.31 | 4.9396 | -3.1619 | -62.1915 | 0.0057539 | 0.17933 | 0.087339 | 0.29837 | 4.6688 | 0.0099419 | 0.002293 | 0.0036121 | 0.0099419 | 0.010229 | -0.18108 | -0.25145 | -0.37004 | -0.18108 | -0.18591 | -0.34765 | -0.44585 | -0.6573 | -0.34765 | -0.35785 | 0.0057539 | 0.17933 | 0.087339 | 0.29837 | 4.6688 | 0.0099419 | 0.002293 | 0.0036121 | 0.0099419 | 0.010229 | -0.18108 | -0.25145 | -0.37004 | -0.18108 | -0.18591 | -0.34765 | -0.44585 | -0.6573 | -0.34765 | -0.35785
154 | 0.28 | 0.5 | South/Central | LA | Monroe.Rgnl.AP.722486 | 3 | 434906 | 31.3665 | 15.229 | 52.1252 | 31.3141 | 20.8112 | 814.99 | 1.4579 | -35.06 | 4.6003 | -3.1424 | -65.761 | 0.12862 | -47.29 | 3.2731 | -3.1445 | -82.8285 | 0.35787 | -67.9 | 4.9795 | -4.6217 | -119.5776 | 1.4579 | -35.06 | 4.6003 | -3.1424 | -65.761 | 1.5079 | -35.9 | 4.74 | -3.2322 | -67.5338 | 0.0057539 | 0.18048 | 0.087627 | 0.29993 | 4.6894 | 0.008389 | 0.00074006 | 0.0020591 | 0.008389 | 0.0086763 | -0.20173 | -0.2721 | -0.39069 | -0.20173 | -0.20657 | -0.37839 | -0.47659 | -0.68804 | -0.37839 | -0.38859 | 0.0057539 | 0.18048 | 0.087627 | 0.29993 | 4.6894 | 0.008389 | 0.00074006 | 0.0020591 | 0.008389 | 0.0086763 | -0.20173 | -0.2721 | -0.39069 | -0.20173 | -0.20657 | -0.37839 | -0.47659 | -0.68804 | -0.37839 | -0.38859
155 | 0.3 | 0.5 | South/Central | LA | Monroe.Rgnl.AP.722486 | 3 | 434906 | 31.7563 | 15.339 | 52.665 | 31.7032 | 20.9618 | 822.34 | 0.91813 | -42.41 | 4.2112 | -3.293 | -76.7153 | -0.4112 | -54.64 | 2.8839 | -3.2951 | -93.7827 | -0.18195 | -75.25 | 4.5904 | -4.7723 | -130.5319 | 0.91813 | -42.41 | 4.2112 | -3.293 | -76.7153 | 0.96807 | -43.25 | 4.3509 | -3.3828 | -78.488 | 0.0057539 | 0.18272 | 0.08826 | 0.30303 | 4.7317 | 0.0052829 | -0.002366 | -0.0010469 | 0.0052829 | 0.0055702 | -0.24402 | -0.3144 | -0.43298 | -0.24402 | -0.24886 | -0.44142 | -0.53962 | -0.75107 | -0.44142 | -0.45162 | 0.0057539 | 0.18272 | 0.08826 | 0.30303 | 4.7317 | 0.0052829 | -0.002366 | -0.0010469 | 0.0052829 | 0.0055702 | -0.24402 | -0.3144 | -0.43298 | -0.24402 | -0.24886 | -0.44142 | -0.53962 | -0.75107 | -0.44142 | -0.45162
156 | 0.37 | 0.17 | South/Central | LA | Monroe.Rgnl.AP.722486 | 3 | 434906 | 38.2333 | 11.759 | 54.4022 | 38.1697 | 16.2325 | 765.34 | -0.819 | 14.59 | -2.2553 | 1.4363 | 28.1039 | -2.1483 | 2.36 | -3.5825 | 1.4341 | 11.0365 | -1.9191 | -18.25 | -1.8761 | -0.04302 | -25.7127 | -0.819 | 14.59 | -2.2553 | 1.4363 | 28.1039 | -0.76906 | 13.75 | -2.1156 | 1.3465 | 26.3312 | 0.0057539 | 0.21999 | 0.067661 | 0.31303 | 4.4037 | -0.0047125 | -0.012361 | -0.011042 | -0.0047125 | -0.0044251 | 0.08395 | 0.013579 | -0.10501 | 0.08395 | 0.079117 | 0.16171 | 0.063504 | -0.14795 | 0.16171 | 0.15151 | 0.0057539 | 0.21999 | 0.067661 | 0.31303 | 4.4037 | -0.0047125 | -0.012361 | -0.011042 | -0.0047125 | -0.0044251 | 0.08395 | 0.013579 | -0.10501 | 0.08395 | 0.079117 | 0.16171 | 0.063504 | -0.14795 | 0.16171 | 0.15151
157 | 0.37 | 0.19 | South/Central | LA | Monroe.Rgnl.AP.722486 | 3 | 434906 | 37.8035 | 12.019 | 54.3124 | 37.7406 | 16.5718 | 769.75 | -0.7292 | 10.18 | -1.8262 | 1.097 | 20.1377 | -2.0585 | -2.05 | -3.1534 | 1.0948 | 3.0703 | -1.8293 | -22.66 | -1.447 | -0.38233 | -33.6789 | -0.7292 | 10.18 | -1.8262 | 1.097 | 20.1377 | -0.67927 | 9.34 | -1.6865 | 1.0072 | 18.365 | 0.0057539 | 0.21752 | 0.069157 | 0.31251 | 4.4291 | -0.0041958 | -0.011845 | -0.010526 | -0.0041958 | -0.0039085 | 0.058575 | -0.011796 | -0.13038 | 0.058575 | 0.053742 | 0.11587 | 0.017666 | -0.19379 | 0.11587 | 0.10567 | 0.0057539 | 0.21752 | 0.069157 | 0.31251 | 4.4291 | -0.0041958 | -0.011845 | -0.010526 | -0.0041958 | -0.0039085 | 0.058575 | -0.011796 | -0.13038 | 0.058575 | 0.053742 | 0.11587 | 0.017666 | -0.19379 | 0.11587 | 0.10567
158 | 0.37 | 0.2 | South/Central | LA | Monroe.Rgnl.AP.722486 | 3 | 434906 | 37.5936 | 12.139 | 54.2625 | 37.531 | 16.7315 | 771.76 | -0.67932 | 8.17 | -1.6166 | 0.93728 | 16.4865 | -2.0087 | -4.06 | -2.9438 | 0.93516 | -0.5809 | -1.7794 | -24.67 | -1.2374 | -0.542 | -37.3301 | -0.67932 | 8.17 | -1.6166 | 0.93728 | 16.4865 | -0.62939 | 7.33 | -1.4769 | 0.84751 | 14.7138 | 0.0057539 | 0.21631 | 0.069847 | 0.31222 | 4.4407 | -0.0039088 | -0.011558 | -0.010239 | -0.0039088 | -0.0036215 | 0.04701 | -0.023361 | -0.14195 | 0.04701 | 0.042176 | 0.094862 | -0.0033424 | -0.2148 | 0.094862 | 0.084662 | 0.0057539 | 0.21631 | 0.069847 | 0.31222 | 4.4407 | -0.0039088 | -0.011558 | -0.010239 | -0.0039088 | -0.0036215 | 0.04701 | -0.023361 | -0.14195 | 0.04701 | 0.042176 | 0.094862 | -0.0033424 | -0.2148 | 0.094862 | 0.084662
159 | 0.37 | 0.23 | South/Central | LA | Monroe.Rgnl.AP.722486 | 3 | 434906 | 37.0039 | 12.519 | 54.1827 | 36.9422 | 17.2405 | 778.92 | -0.59955 | 1.01 | -1.0278 | 0.42829 | 3.8334 | -1.9289 | -11.22 | -2.3551 | 0.42617 | -13.234 | -1.6996 | -31.83 | -0.64863 | -1.051 | -49.9832 | -0.59955 | 1.01 | -1.0278 | 0.42829 | 3.8334 | -0.54962 | 0.17 | -0.88813 | 0.33851 | 2.0607 | 0.0057539 | 0.21292 | 0.072034 | 0.31176 | 4.4819 | -0.0034498 | -0.011099 | -0.0097796 | -0.0034498 | -0.0031625 | 0.0058115 | -0.064559 | -0.18315 | 0.0058115 | 0.00097817 | 0.022057 | -0.076148 | -0.2876 | 0.022057 | 0.011857 | 0.0057539 | 0.21292 | 0.072034 | 0.31176 | 4.4819 | -0.0034498 | -0.011099 | -0.0097796 | -0.0034498 | -0.0031625 | 0.0058115 | -0.064559 | -0.18315 | 0.0058115 | 0.00097817 | 0.022057 | -0.076148 | -0.2876 | 0.022057 | 0.011857
160 | 0.37 | 0.25 | South/Central | LA | Monroe.Rgnl.AP.722486 | 3 | 434906 | 36.634 | 12.769 | 54.1529 | 36.573 | 17.5799 | 783.88 | -0.5697 | -3.95 | -0.65862 | 0.088917 | -4.9014 | -1.899 | -16.18 | -1.9858 | 0.086797 | -21.9688 | -1.6698 | -36.79 | -0.27941 | -1.3904 | -58.718 | -0.5697 | -3.95 | -0.65862 | 0.088917 | -4.9014 | -0.51977 | -4.79 | -0.51891 | -0.000857 | -6.6741 | 0.0057539 | 0.21079 | 0.073472 | 0.31159 | 4.5104 | -0.003278 | -0.010927 | -0.0096078 | -0.003278 | -0.0029907 | -0.022728 | -0.093099 | -0.21169 | -0.022728 | -0.027561 | -0.028202 | -0.12641 | -0.33786 | -0.028202 | -0.038402 | 0.0057539 | 0.21079 | 0.073472 | 0.31159 | 4.5104 | -0.003278 | -0.010927 | -0.0096078 | -0.003278 | -0.0029907 | -0.022728 | -0.093099 | -0.21169 | -0.022728 | -0.027561 | -0.028202 | -0.12641 | -0.33786 | -0.028202 | -0.038402
161 | 0.4 | 0.17 | South/Central | LA | Monroe.Rgnl.AP.722486 | 3 | 434906 | 39.013 | 11.759 | 55.2018 | 38.948 | 16.2538 | 772.98 | -1.6186 | 6.95 | -3.0336 | 1.415 | 17.2996 | -2.948 | -5.28 | -4.3608 | 1.4129 | 0.23221 | -2.7187 | -25.89 | -2.6544 | -0.064305 | -36.517 | -1.6186 | 6.95 | -3.0336 | 1.415 | 17.2996 | -1.5687 | 6.11 | -2.8939 | 1.3252 | 15.5269 | 0.0057539 | 0.22448 | 0.067661 | 0.31763 | 4.4477 | -0.0093136 | -0.016962 | -0.015643 | -0.0093136 | -0.0090263 | 0.03999 | -0.030381 | -0.14897 | 0.03999 | 0.035157 | 0.099541 | 0.0013361 | -0.21012 | 0.099541 | 0.089341 | 0.0057539 | 0.22448 | 0.067661 | 0.31763 | 4.4477 | -0.0093136 | -0.016962 | -0.015643 | -0.0093136 | -0.0090263 | 0.03999 | -0.030381 | -0.14897 | 0.03999 | 0.035157 | 0.099541 | 0.0013361 | -0.21012 | 0.099541 | 0.089341
162 | 0.4 | 0.19 | South/Central | LA | Monroe.Rgnl.AP.722486 | 3 | 434906 | 38.5832 | 12.009 | 55.102 | 38.5189 | 16.5831 | 777.16 | -1.5189 | 2.77 | -2.6045 | 1.0857 | 9.73 | -2.8482 | -9.46 | -3.9317 | 1.0836 | -7.3374 | -2.6189 | -30.07 | -2.2253 | -0.39361 | -44.0866 | -1.5189 | 2.77 | -2.6045 | 1.0857 | 9.73 | -1.4689 | 1.93 | -2.4648 | 0.9959 | 7.9573 | 0.0057539 | 0.22201 | 0.069099 | 0.31705 | 4.4717 | -0.0087394 | -0.016388 | -0.015069 | -0.0087394 | -0.0084521 | 0.015938 | -0.054432 | -0.17302 | 0.015938 | 0.011105 | 0.055986 | -0.042219 | -0.25367 | 0.055986 | 0.045786 | 0.0057539 | 0.22201 | 0.069099 | 0.31705 | 4.4717 | -0.0087394 | -0.016388 | -0.015069 | -0.0087394 | -0.0084521 | 0.015938 | -0.054432 | -0.17302 | 0.015938 | 0.011105 | 0.055986 | -0.042219 | -0.25367 | 0.055986 | 0.045786
163 | 0.4 | 0.2 | South/Central | LA | Monroe.Rgnl.AP.722486 | 3 | 434906 | 38.3733 | 12.129 | 55.0621 | 38.3094 | 16.7528 | 779.41 | -1.4789 | 0.52 | -2.395 | 0.91602 | 5.6831 | -2.8083 | -11.71 | -3.7222 | 0.9139 | -11.3843 | -2.579 | -32.32 | -2.0158 | -0.56327 | -48.1335 | -1.4789 | 0.52 | -2.395 | 0.91602 | 5.6831 | -1.429 | -0.32 | -2.2553 | 0.82625 | 3.9103 | 0.0057539 | 0.2208 | 0.06979 | 0.31682 | 4.4847 | -0.0085098 | -0.016159 | -0.01484 | -0.0085098 | -0.0082225 | 0.0029921 | -0.067379 | -0.18597 | 0.0029921 | -0.0018413 | 0.0327 | -0.065505 | -0.27696 | 0.0327 | 0.0225 | 0.0057539 | 0.2208 | 0.06979 | 0.31682 | 4.4847 | -0.0085098 | -0.016159 | -0.01484 | -0.0085098 | -0.0082225 | 0.0029921 | -0.067379 | -0.18597 | 0.0029921 | -0.0018413 | 0.0327 | -0.065505 | -0.27696 | 0.0327 | 0.0225
164 | 0.4 | 0.23 | South/Central | LA | Monroe.Rgnl.AP.722486 | 3 | 434906 | 37.7835 | 12.509 | 54.9724 | 37.7206 | 17.2518 | 786.33 | -1.3892 | -6.4 | -1.8062 | 0.41702 | -6.5735 | -2.7185 | -18.63 | -3.1334 | 0.4149 | -23.6409 | -2.4893 | -39.24 | -1.427 | -1.0623 | -60.3901 | -1.3892 | -6.4 | -1.8062 | 0.41702 | -6.5735 | -1.3393 | -7.24 | -1.6665 | 0.32725 | -8.3463 | 0.0057539 | 0.2174 | 0.071976 | 0.31631 | 4.5245 | -0.0079933 | -0.015642 | -0.014323 | -0.0079933 | -0.007706 | -0.036825 | -0.1072 | -0.22578 | -0.036825 | -0.041659 | -0.037824 | -0.13603 | -0.34748 | -0.037824 | -0.048024 | 0.0057539 | 0.2174 | 0.071976 | 0.31631 | 4.5245 | -0.0079933 | -0.015642 | -0.014323 | -0.0079933 | -0.007706 | -0.036825 | -0.1072 | -0.22578 | -0.036825 | -0.041659 | -0.037824 | -0.13603 | -0.34748 | -0.037824 | -0.048024
165 | 0.4 | 0.25 | South/Central | LA | Monroe.Rgnl.AP.722486 | 3 | 434906 | 37.4037 | 12.759 | 54.9325 | 37.3414 | 17.5911 | 791.2 | -1.3493 | -11.27 | -1.427 | 0.077672 | -15.1798 | -2.6787 | -23.5 | -2.7542 | 0.075552 | -32.2472 | -2.4494 | -44.11 | -1.0478 | -1.4016 | -68.9964 | -1.3493 | -11.27 | -1.427 | 0.077672 | -15.1798 | -1.2994 | -12.11 | -1.2873 | -0.012102 | -16.9525 | 0.0057539 | 0.21522 | 0.073415 | 0.31608 | 4.5525 | -0.007764 | -0.015413 | -0.014094 | -0.007764 | -0.0074767 | -0.064847 | -0.13522 | -0.25381 | -0.064847 | -0.06968 | -0.087344 | -0.18555 | -0.397 | -0.087344 | -0.097544 | 0.0057539 | 0.21522 | 0.073415 | 0.31608 | 4.5525 | -0.007764 | -0.015413 | -0.014094 | -0.007764 | -0.0074767 | -0.064847 | -0.13522 | -0.25381 | -0.064847 | -0.06968 | -0.087344 | -0.18555 | -0.397 | -0.087344 | -0.097544
166 | 0.21 | 0.17 | South/Central | LA | Monroe.Rgnl.AP.722486 | 3 | 434906 | 33.7555 | 11.839 | 49.9043 | 33.6991 | 16.2052 | 723.62 | 3.6789 | 56.31 | 2.2153 | 1.4635 | 86.3922 | 2.3495 | 44.08 | 0.88813 | 1.4614 | 69.3248 | 2.5788 | 23.47 | 2.5945 | -0.015756 | 32.5756 | 3.6789 | 56.31 | 2.2153 | 1.4635 | 86.3922 | 3.7288 | 55.47 | 2.355 | 1.3738 | 84.6194 | 0.0057539 | 0.19423 | 0.068121 | 0.28715 | 4.1637 | 0.021168 | 0.013519 | 0.014838 | 0.021168 | 0.021455 | 0.324 | 0.25363 | 0.13505 | 0.324 | 0.31917 | 0.4971 | 0.39889 | 0.18744 | 0.4971 | 0.4869 | 0.0057539 | 0.19423 | 0.068121 | 0.28715 | 4.1637 | 0.021168 | 0.013519 | 0.014838 | 0.021168 | 0.021455 | 0.324 | 0.25363 | 0.13505 | 0.324 | 0.31917 | 0.4971 | 0.39889 | 0.18744 | 0.4971 | 0.4869
167 | 0.21 | 0.19 | South/Central | LA | Monroe.Rgnl.AP.722486 | 3 | 434906 | 33.3457 | 12.109 | 49.8445 | 33.2899 | 16.5546 | 728.44 | 3.7387 | 51.49 | 2.6245 | 1.1142 | 77.7732 | 2.4094 | 39.26 | 1.2973 | 1.1121 | 60.7058 | 2.6386 | 18.65 | 3.0037 | -0.36508 | 23.9566 | 3.7387 | 51.49 | 2.6245 | 1.1142 | 77.7732 | 3.7886 | 50.65 | 2.7642 | 1.0244 | 76.0005 | 0.0057539 | 0.19187 | 0.069674 | 0.2868 | 4.1914 | 0.021512 | 0.013863 | 0.015182 | 0.021512 | 0.0218 | 0.29627 | 0.2259 | 0.10731 | 0.29627 | 0.29144 | 0.4475 | 0.3493 | 0.13785 | 0.4475 | 0.4373 | 0.0057539 | 0.19187 | 0.069674 | 0.2868 | 4.1914 | 0.021512 | 0.013863 | 0.015182 | 0.021512 | 0.0218 | 0.29627 | 0.2259 | 0.10731 | 0.29627 | 0.29144 | 0.4475 | 0.3493 | 0.13785 | 0.4475 | 0.4373
168 | 0.21 | 0.2 | South/Central | LA | Monroe.Rgnl.AP.722486 | 3 | 434906 | 33.1458 | 12.239 | 49.8246 | 33.0903 | 16.7342 | 731.03 | 3.7586 | 48.9 | 2.8241 | 0.93455 | 73.2019 | 2.4293 | 36.67 | 1.4968 | 0.93243 | 56.1345 | 2.6585 | 16.06 | 3.2033 | -0.54474 | 19.3853 | 3.7586 | 48.9 | 2.8241 | 0.93455 | 73.2019 | 3.8085 | 48.06 | 2.9638 | 0.84478 | 71.4292 | 0.0057539 | 0.19072 | 0.070423 | 0.28669 | 4.2063 | 0.021627 | 0.013978 | 0.015297 | 0.021627 | 0.021914 | 0.28137 | 0.211 | 0.092408 | 0.28137 | 0.27653 | 0.4212 | 0.323 | 0.11154 | 0.4212 | 0.411 | 0.0057539 | 0.19072 | 0.070423 | 0.28669 | 4.2063 | 0.021627 | 0.013978 | 0.015297 | 0.021627 | 0.021914 | 0.28137 | 0.211 | 0.092408 | 0.28137 | 0.27653 | 0.4212 | 0.323 | 0.11154 | 0.4212 | 0.411
169 | 0.21 | 0.23 | South/Central | LA | Monroe.Rgnl.AP.722486 | 3 | 434906 | 32.586 | 12.629 | 49.7748 | 32.5315 | 17.2433 | 738.41 | 3.8083 | 41.52 | 3.3829 | 0.42545 | 60.1616 | 2.479 | 29.29 | 2.0557 | 0.42333 | 43.0942 | 2.7083 | 8.68 | 3.7621 | -1.0538 | 6.345 | 3.8083 | 41.52 | 3.3829 | 0.42545 | 60.1616 | 3.8583 | 40.68 | 3.5226 | 0.33567 | 58.3888 | 0.0057539 | 0.1875 | 0.072667 | 0.2864 | 4.2488 | 0.021913 | 0.014264 | 0.015583 | 0.021913 | 0.0222 | 0.2389 | 0.16853 | 0.049944 | 0.2389 | 0.23407 | 0.34617 | 0.24796 | 0.036509 | 0.34617 | 0.33597 | 0.0057539 | 0.1875 | 0.072667 | 0.2864 | 4.2488 | 0.021913 | 0.014264 | 0.015583 | 0.021913 | 0.0222 | 0.2389 | 0.16853 | 0.049944 | 0.2389 | 0.23407 | 0.34617 | 0.24796 | 0.036509 | 0.34617 | 0.33597
170 | 0.21 | 0.25 | South/Central | LA | Monroe.Rgnl.AP.722486 | 3 | 434906 | 32.2461 | 12.899 | 49.7949 | 32.1922 | 17.6027 | 744.14 | 3.7882 | 35.79 | 3.7222 | 0.066058 | 50.2498 | 2.4589 | 23.56 | 2.395 | 0.063938 | 33.1824 | 2.6882 | 2.95 | 4.1014 | -1.4132 | -3.5668 | 3.7882 | 35.79 | 3.7222 | 0.066058 | 50.2498 | 3.8382 | 34.95 | 3.8619 | -0.023716 | 48.477 | 0.0057539 | 0.18554 | 0.07422 | 0.28652 | 4.2817 | 0.021797 | 0.014148 | 0.015467 | 0.021797 | 0.022085 | 0.20593 | 0.13556 | 0.016974 | 0.20593 | 0.2011 | 0.28913 | 0.19093 | -0.020523 | 0.28913 | 0.27893 | 0.0057539 | 0.18554 | 0.07422 | 0.28652 | 4.2817 | 0.021797 | 0.014148 | 0.015467 | 0.021797 | 0.022085 | 0.20593 | 0.13556 | 0.016974 | 0.20593 | 0.2011 | 0.28913 | 0.19093 | -0.020523 | 0.28913 | 0.27893
171 | 0.21 | 0.27 | South/Central | LA | Monroe.Rgnl.AP.722486 | 3 | 434906 | 31.9063 | 13.159 | 49.8051 | 31.8529 | 17.9521 | 749.61 | 3.7781 | 30.32 | 4.0615 | -0.28337 | 40.7328 | 2.4488 | 18.09 | 2.7343 | -0.28549 | 23.6654 | 2.678 | -2.52 | 4.4407 | -1.7627 | -13.0838 | 3.7781 | 30.32 | 4.0615 | -0.28337 | 40.7328 | 3.828 | 29.48 | 4.2012 | -0.37315 | 38.9601 | 0.0057539 | 0.18359 | 0.075716 | 0.28658 | 4.3132 | 0.021739 | 0.01409 | 0.015409 | 0.021739 | 0.022026 | 0.17446 | 0.10409 | -0.0145 | 0.17446 | 0.16963 | 0.23437 | 0.13617 | -0.075283 | 0.23437 | 0.22417 | 0.0057539 | 0.18359 | 0.075716 | 0.28658 | 4.3132 | 0.021739 | 0.01409 | 0.015409 | 0.021739 | 0.022026 | 0.17446 | 0.10409 | -0.0145 | 0.17446 | 0.16963 | 0.23437 | 0.13617 | -0.075283 | 0.23437 | 0.22417
172 | 0.21 | 0.3 | South/Central | LA | Monroe.Rgnl.AP.722486 | 3 | 434906 | 31.4465 | 13.539 | 49.8453 | 31.3939 | 18.4514 | 757.67 | 3.7379 | 22.26 | 4.5205 | -0.78265 | 26.8055 | 2.4085 | 10.03 | 3.1933 | -0.78477 | 9.7381 | 2.6378 | -10.58 | 4.8997 | -2.2619 | -27.0111 | 3.7379 | 22.26 | 4.5205 | -0.78265 | 26.8055 | 3.7878 | 21.42 | 4.6602 | -0.87242 | 25.0328 | 0.0057539 | 0.18094 | 0.077903 | 0.28681 | 4.3596 | 0.021507 | 0.013859 | 0.015178 | 0.021507 | 0.021795 | 0.12808 | 0.057712 | -0.060877 | 0.12808 | 0.12325 | 0.15424 | 0.056032 | -0.15542 | 0.15424 | 0.14404 | 0.0057539 | 0.18094 | 0.077903 | 0.28681 | 4.3596 | 0.021507 | 0.013859 | 0.015178 | 0.021507 | 0.021795 | 0.12808 | 0.057712 | -0.060877 | 0.12808 | 0.12325 | 0.15424 | 0.056032 | -0.15542 | 0.15424 | 0.14404
173 | 0.21 | 0.32 | South/Central | LA | Monroe.Rgnl.AP.722486 | 3 | 434906 | 31.1466 | 13.799 | 49.8954 | 31.0945 | 18.8009 | 763.52 | 3.6878 | 16.41 | 4.8199 | -1.1321 | 16.7763 | 2.3584 | 4.18 | 3.4927 | -1.1342 | -0.29113 | 2.5877 | -16.43 | 5.1991 | -2.6114 | -37.0403 | 3.6878 | 16.41 | 4.8199 | -1.1321 | 16.7763 | 3.7377 | 15.57 | 4.9596 | -1.2219 | 15.0035 | 0.0057539 | 0.17922 | 0.079399 | 0.2871 | 4.3933 | 0.021219 | 0.01357 | 0.014889 | 0.021219 | 0.021506 | 0.094422 | 0.024051 | -0.094537 | 0.094422 | 0.089589 | 0.09653 | -0.0016752 | -0.21313 | 0.09653 | 0.08633 | 0.0057539 | 0.17922 | 0.079399 | 0.2871 | 4.3933 | 0.021219 | 0.01357 | 0.014889 | 0.021219 | 0.021506 | 0.094422 | 0.024051 | -0.094537 | 0.094422 | 0.089589 | 0.09653 | -0.0016752 | -0.21313 | 0.09653 | 0.08633
174 | 0.21 | 0.35 | South/Central | LA | Monroe.Rgnl.AP.722486 | 3 | 434906 | 30.7068 | 14.229 | 50.0256 | 30.6555 | 19.3701 | 773.48 | 3.5576 | 6.45 | 5.2589 | -1.7014 | -0.18164 | 2.2283 | -5.78 | 3.9317 | -1.7035 | -17.249 | 2.4575 | -26.39 | 5.6382 | -3.1806 | -53.9982 | 3.5576 | 6.45 | 5.2589 | -1.7014 | -0.18164 | 3.6075 | 5.61 | 5.3987 | -1.7911 | -1.9544 | 0.0057539 | 0.17669 | 0.081873 | 0.28784 | 4.4506 | 0.02047 | 0.012821 | 0.01414 | 0.02047 | 0.020757 | 0.037113 | -0.033258 | -0.15185 | 0.037113 | 0.03228 | -0.0010452 | -0.09925 | -0.3107 | -0.0010452 | -0.011245 | 0.0057539 | 0.17669 | 0.081873 | 0.28784 | 4.4506 | 0.02047 | 0.012821 | 0.01414 | 0.02047 | 0.020757 | 0.037113 | -0.033258 | -0.15185 | 0.037113 | 0.03228 | -0.0010452 | -0.09925 | -0.3107 | -0.0010452 | -0.011245
175 | 0.21 | 0.37 | South/Central | LA | Monroe.Rgnl.AP.722486 | 3 | 434906 | 30.7368 | 14.139 | 49.9556 | 30.6854 | 19.2702 | 771.27 | 3.6276 | 8.66 | 5.229 | -1.6014 | 3.3996 | 2.2983 | -3.57 | 3.9018 | -1.6035 | -13.6678 | 2.5275 | -24.18 | 5.6082 | -3.0807 | -50.417 | 3.6276 | 8.66 | 5.229 | -1.6014 | 3.3996 | 3.6775 | 7.82 | 5.3687 | -1.6912 | 1.6269 | 0.0057539 | 0.17686 | 0.081355 | 0.28744 | 4.4378 | 0.020873 | 0.013224 | 0.014543 | 0.020873 | 0.02116 | 0.049829 | -0.020542 | -0.13913 | 0.049829 | 0.044996 | 0.019561 | -0.078644 | -0.2901 | 0.019561 | 0.0093609 | 0.0057539 | 0.17686 | 0.081355 | 0.28744 | 4.4378 | 0.020873 | 0.013224 | 0.014543 | 0.020873 | 0.02116 | 0.049829 | -0.020542 | -0.13913 | 0.049829 | 0.044996 | 0.019561 | -0.078644 | -0.2901 | 0.019561 | 0.0093609
176 | 0.21 | 0.4 | South/Central | LA | Monroe.Rgnl.AP.722486 | 3 | 434906 | 30.6169 | 14.169 | 49.8957 | 30.5656 | 19.33 | 771.6 | 3.6875 | 8.33 | 5.3488 | -1.6613 | 2.558 | 2.3582 | -3.9 | 4.0216 | -1.6634 | -14.5094 | 2.5874 | -24.51 | 5.728 | -3.1405 | -51.2586 | 3.6875 | 8.33 | 5.3488 | -1.6613 | 2.558 | 3.7374 | 7.49 | 5.4885 | -1.751 | 0.78529 | 0.0057539 | 0.17617 | 0.081528 | 0.2871 | 4.4397 | 0.021218 | 0.013569 | 0.014888 | 0.021218 | 0.021505 | 0.04793 | -0.02244 | -0.14103 | 0.04793 | 0.043097 | 0.014719 | -0.083486 | -0.29494 | 0.014719 | 0.0045185 | 0.0057539 | 0.17617 | 0.081528 | 0.2871 | 4.4397 | 0.021218 | 0.013569 | 0.014888 | 0.021218 | 0.021505 | 0.04793 | -0.02244 | -0.14103 | 0.04793 | 0.043097 | 0.014719 | -0.083486 | -0.29494 | 0.014719 | 0.0045185
177 | 0.21 | 0.42 | South/Central | LA | Monroe.Rgnl.AP.722486 | 3 | 434906 | 30.4669 | 14.319 | 49.9457 | 30.416 | 19.5298 | 775.11 | 3.6375 | 4.82 | 5.4984 | -1.861 | -3.4474 | 2.3081 | -7.41 | 4.1712 | -1.8631 | -20.5148 | 2.5374 | -28.02 | 5.8777 | -3.3403 | -57.264 | 3.6375 | 4.82 | 5.4984 | -1.861 | -3.4474 | 3.6874 | 3.98 | 5.6382 | -1.9508 | -5.2201 | 0.0057539 | 0.17531 | 0.082391 | 0.28738 | 4.4599 | 0.02093 | 0.013281 | 0.0146 | 0.02093 | 0.021217 | 0.027734 | -0.042637 | -0.16123 | 0.027734 | 0.022901 | -0.019836 | -0.11804 | -0.32949 | -0.019836 | -0.030036 | 0.0057539 | 0.17531 | 0.082391 | 0.28738 | 4.4599 | 0.02093 | 0.013281 | 0.0146 | 0.02093 | 0.021217 | 0.027734 | -0.042637 | -0.16123 | 0.027734 | 0.022901 | -0.019836 | -0.11804 | -0.32949 | -0.019836 | -0.030036
178 | 0.21 | 0.45 | South/Central | LA | Monroe.Rgnl.AP.722486 | 3 | 434906 | 30.217 | 14.579 | 50.0558 | 30.1665 | 19.8893 | 781.61 | 3.5274 | -1.68 | 5.7479 | -2.2205 | -14.5158 | 2.198 | -13.91 | 4.4207 | -2.2227 | -31.5832 | 2.4273 | -34.52 | 6.1271 | -3.6998 | -68.3324 | 3.5274 | -1.68 | 5.7479 | -2.2205 | -14.5158 | 3.5773 | -2.52 | 5.8876 | -2.3103 | -16.2885 | 0.0057539 | 0.17387 | 0.083887 | 0.28802 | 4.4973 | 0.020296 | 0.012647 | 0.013967 | 0.020296 | 0.020584 | -0.0096666 | -0.080037 | -0.19863 | -0.0096666 | -0.0145 | -0.083523 | -0.18173 | -0.39318 | -0.083523 | -0.093723 | 0.0057539 | 0.17387 | 0.083887 | 0.28802 | 4.4973 | 0.020296 | 0.012647 | 0.013967 | 0.020296 | 0.020584 | -0.0096666 | -0.080037 | -0.19863 | -0.0096666 | -0.0145 | -0.083523 | -0.18173 | -0.39318 | -0.083523 | -0.093723
179 | 0.21 | 0.47 | South/Central | LA | Monroe.Rgnl.AP.722486 | 3 | 434906 | 29.9671 | 14.849 | 50.1659 | 29.917 | 20.2489 | 788.17 | 3.4173 | -8.24 | 5.9974 | -2.5801 | -25.5841 | 2.0879 | -20.47 | 4.6702 | -2.5822 | -42.6515 | 2.3172 | -41.08 | 6.3766 | -4.0594 | -79.4007 | 3.4173 | -8.24 | 5.9974 | -2.5801 | -25.5841 | 3.4672 | -9.08 | 6.1371 | -2.6699 | -27.3569 | 0.0057539 | 0.17243 | 0.08544 | 0.28865 | 4.5351 | 0.019663 | 0.012014 | 0.013333 | 0.019663 | 0.01995 | -0.047413 | -0.11778 | -0.23637 | -0.047413 | -0.052246 | -0.14721 | -0.24541 | -0.45687 | -0.14721 | -0.15741 | 0.0057539 | 0.17243 | 0.08544 | 0.28865 | 4.5351 | 0.019663 | 0.012014 | 0.013333 | 0.019663 | 0.01995 | -0.047413 | -0.11778 | -0.23637 | -0.047413 | -0.052246 | -0.14721 | -0.24541 | -0.45687 | -0.14721 | -0.15741
180 | 0.21 | 0.5 | South/Central | LA | Monroe.Rgnl.AP.722486 | 3 | 434906 | 29.6073 | 15.229 | 50.316 | 29.5578 | 20.7583 | 797.39 | 3.2671 | -17.46 | 6.3566 | -3.0895 | -41.1898 | 1.9378 | -29.69 | 5.0294 | -3.0916 | -58.2572 | 2.1671 | -50.3 | 6.7359 | -4.5688 | -95.0064 | 3.2671 | -17.46 | 6.3566 | -3.0895 | -41.1898 | 3.3171 | -18.3 | 6.4964 | -3.1793 | -42.9626 | 0.0057539 | 0.17036 | 0.087627 | 0.28952 | 4.5881 | 0.018799 | 0.01115 | 0.012469 | 0.018799 | 0.019086 | -0.10046 | -0.17083 | -0.28942 | -0.10046 | -0.1053 | -0.237 | -0.33521 | -0.54666 | -0.237 | -0.2472 | 0.0057539 | 0.17036 | 0.087627 | 0.28952 | 4.5881 | 0.018799 | 0.01115 | 0.012469 | 0.018799 | 0.019086 | -0.10046 | -0.17083 | -0.28942 | -0.10046 | -0.1053 | -0.237 | -0.33521 | -0.54666 | -0.237 | -0.2472
181 | 0.23 | 0.17 | South/Central | LA | Monroe.Rgnl.AP.722486 | 3 | 434906 | 34.3352 | 11.829 | 50.4841 | 34.2779 | 16.2062 | 728.98 | 3.0991 | 50.95 | 1.6366 | 1.4626 | 78.9479 | 1.7698 | 38.72 | 0.30934 | 1.4605 | 61.8805 | 1.999 | 18.11 | 2.0158 | -0.016715 | 25.1313 | 3.0991 | 50.95 | 1.6366 | 1.4626 | 78.9479 | 3.1491 | 50.11 | 1.7763 | 1.3728 | 77.1751 | 0.0057539 | 0.19756 | 0.068063 | 0.29048 | 4.1945 | 0.017832 | 0.010183 | 0.011502 | 0.017832 | 0.01812 | 0.29316 | 0.22279 | 0.1042 | 0.29316 | 0.28833 | 0.45426 | 0.35606 | 0.1446 | 0.45426 | 0.44406 | 0.0057539 | 0.19756 | 0.068063 | 0.29048 | 4.1945 | 0.017832 | 0.010183 | 0.011502 | 0.017832 | 0.01812 | 0.29316 | 0.22279 | 0.1042 | 0.29316 | 0.28833 | 0.45426 | 0.35606 | 0.1446 | 0.45426 | 0.44406
182 | 0.23 | 0.19 | South/Central | LA | Monroe.Rgnl.AP.722486 | 3 | 434906 | 33.9254 | 12.089 | 50.4242 | 33.8687 | 16.5555 | 733.8 | 3.159 | 46.13 | 2.0457 | 1.1133 | 70.3305 | 1.8297 | 33.9 | 0.71849 | 1.1112 | 53.2631 | 2.0589 | 13.29 | 2.4249 | -0.366 | 16.5139 | 3.159 | 46.13 | 2.0457 | 1.1133 | 70.3305 | 3.2089 | 45.29 | 2.1854 | 1.0235 | 68.5578 | 0.0057539 | 0.1952 | 0.069559 | 0.29014 | 4.2222 | 0.018177 | 0.010528 | 0.011847 | 0.018177 | 0.018464 | 0.26543 | 0.19506 | 0.07647 | 0.26543 | 0.2606 | 0.40468 | 0.30647 | 0.09502 | 0.40468 | 0.39448 | 0.0057539 | 0.1952 | 0.069559 | 0.29014 | 4.2222 | 0.018177 | 0.010528 | 0.011847 | 0.018177 | 0.018464 | 0.26543 | 0.19506 | 0.07647 | 0.26543 | 0.2606 | 0.40468 | 0.30647 | 0.09502 | 0.40468 | 0.39448
183 | 0.23 | 0.2 | South/Central | LA | Monroe.Rgnl.AP.722486 | 3 | 434906 | 33.7255 | 12.229 | 50.4043 | 33.6691 | 16.7352 | 736.38 | 3.1789 | 43.55 | 2.2453 | 0.93361 | 65.7585 | 1.8496 | 31.32 | 0.91807 | 0.93149 | 48.6911 | 2.0788 | 10.71 | 2.6245 | -0.54567 | 11.9419 | 3.1789 | 43.55 | 2.2453 | 0.93361 | 65.7585 | 3.2288 | 42.71 | 2.385 | 0.84384 | 63.9858 | 0.0057539 | 0.19405 | 0.070365 | 0.29002 | 4.2371 | 0.018291 | 0.010642 | 0.011961 | 0.018291 | 0.018578 | 0.25058 | 0.18021 | 0.061625 | 0.25058 | 0.24575 | 0.37837 | 0.28017 | 0.068713 | 0.37837 | 0.36817 | 0.0057539 | 0.19405 | 0.070365 | 0.29002 | 4.2371 | 0.018291 | 0.010642 | 0.011961 | 0.018291 | 0.018578 | 0.25058 | 0.18021 | 0.061625 | 0.25058 | 0.24575 | 0.37837 | 0.28017 | 0.068713 | 0.37837 | 0.36817
184 | 0.23 | 0.23 | South/Central | LA | Monroe.Rgnl.AP.722486 | 3 | 434906 | 33.1657 | 12.619 | 50.3645 | 33.1103 | 17.2542 | 744.02 | 3.2187 | 35.91 | 2.8041 | 0.41455 | 52.3232 | 1.8893 | 23.68 | 1.4769 | 0.41243 | 35.2558 | 2.1186 | 3.07 | 3.1833 | -1.0647 | -1.4934 | 3.2187 | 35.91 | 2.8041 | 0.41455 | 52.3232 | 3.2686 | 35.07 | 2.9438 | 0.32478 | 50.5505 | 0.0057539 | 0.19083 | 0.072609 | 0.28979 | 4.2811 | 0.01852 | 0.010871 | 0.01219 | 0.01852 | 0.018807 | 0.20662 | 0.13625 | 0.017665 | 0.20662 | 0.20179 | 0.30106 | 0.20286 | -0.008593 | 0.30106 | 0.29086 | 0.0057539 | 0.19083 | 0.072609 | 0.28979 | 4.2811 | 0.01852 | 0.010871 | 0.01219 | 0.01852 | 0.018807 | 0.20662 | 0.13625 | 0.017665 | 0.20662 | 0.20179 | 0.30106 | 0.20286 | -0.008593 | 0.30106 | 0.29086
185 | 0.23 | 0.25 | South/Central | LA | Monroe.Rgnl.AP.722486 | 3 | 434906 | 32.8159 | 12.879 | 50.3547 | 32.761 | 17.5936 | 749.16 | 3.2285 | 30.77 | 3.1534 | 0.075139 | 43.3314 | 1.8992 | 18.54 | 1.8262 | 0.073019 | 26.264 | 2.1284 | -2.07 | 3.5326 | -1.4041 | -10.4852 | 3.2285 | 30.77 | 3.1534 | 0.075139 | 43.3314 | 3.2784 | 29.93 | 3.2931 | -0.014635 | 41.5586 | 0.0057539 | 0.18882 | 0.074105 | 0.28974 | 4.3106 | 0.018577 | 0.010928 | 0.012247 | 0.018577 | 0.018864 | 0.17705 | 0.10668 | -0.011911 | 0.17705 | 0.17222 | 0.24933 | 0.15112 | -0.060332 | 0.24933 | 0.23913 | 0.0057539 | 0.18882 | 0.074105 | 0.28974 | 4.3106 | 0.018577 | 0.010928 | 0.012247 | 0.018577 | 0.018864 | 0.17705 | 0.10668 | -0.011911 | 0.17705 | 0.17222 | 0.24933 | 0.15112 | -0.060332 | 0.24933 | 0.23913
186 | 0.23 | 0.27 | South/Central | LA | Monroe.Rgnl.AP.722486 | 3 | 434906 | 32.476 | 13.139 | 50.3648 | 32.4217 | 17.9431 | 754.63 | 3.2184 | 25.3 | 3.4927 | -0.27429 | 33.8144 | 1.889 | 13.07 | 2.1654 | -0.27641 | 16.747 | 2.1183 | -7.54 | 3.8719 | -1.7536 | -20.0022 | 3.2184 | 25.3 | 3.4927 | -0.27429 | 33.8144 | 3.2683 | 24.46 | 3.6324 | -0.36407 | 32.0417 | 0.0057539 | 0.18687 | 0.075601 | 0.2898 | 4.3421 | 0.018518 | 0.010869 | 0.012189 | 0.018518 | 0.018806 | 0.14557 | 0.075204 | -0.043385 | 0.14557 | 0.14074 | 0.19457 | 0.096362 | -0.11509 | 0.19457 | 0.18437 | 0.0057539 | 0.18687 | 0.075601 | 0.2898 | 4.3421 | 0.018518 | 0.010869 | 0.012189 | 0.018518 | 0.018806 | 0.14557 | 0.075204 | -0.043385 | 0.14557 | 0.14074 | 0.19457 | 0.096362 | -0.11509 | 0.19457 | 0.18437
187 | 0.23 | 0.3 | South/Central | LA | Monroe.Rgnl.AP.722486 | 3 | 434906 | 32.0062 | 13.519 | 50.3951 | 31.9527 | 18.4423 | 762.61 | 3.1881 | 17.32 | 3.9617 | -0.77356 | 20.0149 | 1.8588 | 5.09 | 2.6345 | -0.77568 | 2.9475 | 2.088 | -15.52 | 4.3409 | -2.2528 | -33.8017 | 3.1881 | 17.32 | 3.9617 | -0.77356 | 20.0149 | 3.238 | 16.48 | 4.1014 | -0.86333 | 18.2422 | 0.0057539 | 0.18416 | 0.077788 | 0.28997 | 4.388 | 0.018344 | 0.010695 | 0.012014 | 0.018344 | 0.018632 | 0.099658 | 0.029288 | -0.089301 | 0.099658 | 0.094825 | 0.11516 | 0.01696 | -0.19449 | 0.11516 | 0.10496 | 0.0057539 | 0.18416 | 0.077788 | 0.28997 | 4.388 | 0.018344 | 0.010695 | 0.012014 | 0.018344 | 0.018632 | 0.099658 | 0.029288 | -0.089301 | 0.099658 | 0.094825 | 0.11516 | 0.01696 | -0.19449 | 0.11516 | 0.10496
188 | 0.23 | 0.32 | South/Central | LA | Monroe.Rgnl.AP.722486 | 3 | 434906 | 31.7164 | 13.779 | 50.4551 | 31.6633 | 18.7918 | 768.55 | 3.128 | 11.38 | 4.2511 | -1.123 | 9.858 | 1.7987 | -0.85 | 2.9239 | -1.1251 | -7.2094 | 2.028 | -21.46 | 4.6303 | -2.6023 | -43.9586 | 3.128 | 11.38 | 4.2511 | -1.123 | 9.858 | 3.178 | 10.54 | 4.3908 | -1.2128 | 8.0853 | 0.0057539 | 0.18249 | 0.079284 | 0.29032 | 4.4222 | 0.017999 | 0.01035 | 0.011669 | 0.017999 | 0.018286 | 0.06548 | -0.0048909 | -0.12348 | 0.06548 | 0.060647 | 0.056723 | -0.041482 | -0.25294 | 0.056723 | 0.046522 | 0.0057539 | 0.18249 | 0.079284 | 0.29032 | 4.4222 | 0.017999 | 0.01035 | 0.011669 | 0.017999 | 0.018286 | 0.06548 | -0.0048909 | -0.12348 | 0.06548 | 0.060647 | 0.056723 | -0.041482 | -0.25294 | 0.056723 | 0.046522
189 | 0.23 | 0.35 | South/Central | LA | Monroe.Rgnl.AP.722486 | 3 | 434906 | 31.2665 | 14.199 | 50.5653 | 31.2143 | 19.351 | 778.18 | 3.0179 | 1.75 | 4.7001 | -1.6823 | -6.5749 | 1.6885 | -10.48 | 3.3729 | -1.6844 | -23.6423 | 1.9178 | -31.09 | 5.0793 | -3.1615 | -60.3915 | 3.0179 | 1.75 | 4.7001 | -1.6823 | -6.5749 | 3.0678 | 0.91 | 4.8398 | -1.772 | -8.3477 | 0.0057539 | 0.17991 | 0.0817 | 0.29095 | 4.4776 | 0.017365 | 0.0097157 | 0.011035 | 0.017365 | 0.017652 | 0.010069 | -0.060301 | -0.17889 | 0.010069 | 0.0052361 | -0.037832 | -0.13604 | -0.34749 | -0.037832 | -0.048032 | 0.0057539 | 0.17991 | 0.0817 | 0.29095 | 4.4776 | 0.017365 | 0.0097157 | 0.011035 | 0.017365 | 0.017652 | 0.010069 | -0.060301 | -0.17889 | 0.010069 | 0.0052361 | -0.037832 | -0.13604 | -0.34749 | -0.037832 | -0.048032
190 | 0.23 | 0.37 | South/Central | LA | Monroe.Rgnl.AP.722486 | 3 | 434906 | 31.2865 | 14.109 | 50.4853 | 31.2342 | 19.2511 | 775.87 | 3.0978 | 4.06 | 4.6802 | -1.5823 | -2.8667 | 1.7685 | -8.17 | 3.353 | -1.5844 | -19.9341 | 1.9978 | -28.78 | 5.0594 | -3.0616 | -56.6833 | 3.0978 | 4.06 | 4.6802 | -1.5823 | -2.8667 | 3.1478 | 3.22 | 4.8199 | -1.6721 | -4.6394 | 0.0057539 | 0.18002 | 0.081182 | 0.29049 | 4.4643 | 0.017825 | 0.010176 | 0.011495 | 0.017825 | 0.018112 | 0.023361 | -0.04701 | -0.1656 | 0.023361 | 0.018528 | -0.016495 | -0.1147 | -0.32615 | -0.016495 | -0.026695 | 0.0057539 | 0.18002 | 0.081182 | 0.29049 | 4.4643 | 0.017825 | 0.010176 | 0.011495 | 0.017825 | 0.018112 | 0.023361 | -0.04701 | -0.1656 | 0.023361 | 0.018528 | -0.016495 | -0.1147 | -0.32615 | -0.016495 | -0.026695
191 | 0.23 | 0.4 | South/Central | LA | Monroe.Rgnl.AP.722486 | 3 | 434906 | 31.1766 | 14.129 | 50.4254 | 31.1245 | 19.301 | 776.05 | 3.1578 | 3.88 | 4.7899 | -1.6322 | -3.4395 | 1.8284 | -8.35 | 3.4627 | -1.6343 | -20.5069 | 2.0577 | -28.96 | 5.1691 | -3.1115 | -57.2561 | 3.1578 | 3.88 | 4.7899 | -1.6322 | -3.4395 | 3.2077 | 3.04 | 4.9296 | -1.722 | -5.2122 | 0.0057539 | 0.17939 | 0.081298 | 0.29015 | 4.4653 | 0.01817 | 0.010521 | 0.01184 | 0.01817 | 0.018457 | 0.022325 | -0.048045 | -0.16663 | 0.022325 | 0.017492 | -0.019791 | -0.118 | -0.32945 | -0.019791 | -0.029991 | 0.0057539 | 0.17939 | 0.081298 | 0.29015 | 4.4653 | 0.01817 | 0.010521 | 0.01184 | 0.01817 | 0.018457 | 0.022325 | -0.048045 | -0.16663 | 0.022325 | 0.017492 | -0.019791 | -0.118 | -0.32945 | -0.019791 | -0.029991
192 | 0.23 | 0.42 | South/Central | LA | Monroe.Rgnl.AP.722486 | 3 | 434906 | 31.0167 | 14.289 | 50.4755 | 30.9648 | 19.5106 | 779.72 | 3.1077 | 0.21 | 4.9496 | -1.8419 | -9.7129 | 1.7784 | -12.02 | 3.6224 | -1.844 | -26.7803 | 2.0076 | -32.63 | 5.3288 | -3.3212 | -63.5295 | 3.1077 | 0.21 | 4.9496 | -1.8419 | -9.7129 | 3.1577 | -0.63 | 5.0893 | -1.9316 | -11.4856 | 0.0057539 | 0.17847 | 0.082218 | 0.29043 | 4.4865 | 0.017882 | 0.010233 | 0.011552 | 0.017882 | 0.018169 | 0.0012083 | -0.069162 | -0.18775 | 0.0012083 | -0.003625 | -0.055887 | -0.15409 | -0.36555 | -0.055887 | -0.066088 | 0.0057539 | 0.17847 | 0.082218 | 0.29043 | 4.4865 | 0.017882 | 0.010233 | 0.011552 | 0.017882 | 0.018169 | 0.0012083 | -0.069162 | -0.18775 | 0.0012083 | -0.003625 | -0.055887 | -0.15409 | -0.36555 | -0.055887 | -0.066088
193 | 0.23 | 0.45 | South/Central | LA | Monroe.Rgnl.AP.722486 | 3 | 434906 | 30.7768 | 14.549 | 50.5955 | 30.7253 | 19.8702 | 786.32 | 2.9876 | -6.39 | 5.1891 | -2.2015 | -20.9098 | 1.6583 | -18.62 | 3.8619 | -2.2036 | -37.9772 | 1.8876 | -39.23 | 5.5683 | -3.6808 | -74.7264 | 2.9876 | -6.39 | 5.1891 | -2.2015 | -20.9098 | 3.0376 | -7.23 | 5.3288 | -2.2912 | -22.6826 | 0.0057539 | 0.17709 | 0.083714 | 0.29112 | 4.5244 | 0.017191 | 0.0095418 | 0.010861 | 0.017191 | 0.017478 | -0.036768 | -0.10714 | -0.22573 | -0.036768 | -0.041601 | -0.12031 | -0.21852 | -0.42997 | -0.12031 | -0.13051 | 0.0057539 | 0.17709 | 0.083714 | 0.29112 | 4.5244 | 0.017191 | 0.0095418 | 0.010861 | 0.017191 | 0.017478 | -0.036768 | -0.10714 | -0.22573 | -0.036768 | -0.041601 | -0.12031 | -0.21852 | -0.42997 | -0.12031 | -0.13051
194 | 0.23 | 0.47 | South/Central | LA | Monroe.Rgnl.AP.722486 | 3 | 434906 | 30.5169 | 14.809 | 50.6856 | 30.4659 | 20.2198 | 792.53 | 2.8975 | -12.6 | 5.4486 | -2.551 | -31.4531 | 1.5682 | -24.83 | 4.1213 | -2.5531 | -48.5205 | 1.7975 | -45.44 | 5.8278 | -4.0303 | -85.2697 | 2.8975 | -12.6 | 5.4486 | -2.551 | -31.4531 | 2.9475 | -13.44 | 5.5883 | -2.6408 | -33.2259 | 0.0057539 | 0.17559 | 0.08521 | 0.29164 | 4.5602 | 0.016672 | 0.0090234 | 0.010342 | 0.016672 | 0.01696 | -0.0725 | -0.14287 | -0.26146 | -0.0725 | -0.077333 | -0.18098 | -0.27918 | -0.49064 | -0.18098 | -0.19118 | 0.0057539 | 0.17559 | 0.08521 | 0.29164 | 4.5602 | 0.016672 | 0.0090234 | 0.010342 | 0.016672 | 0.01696 | -0.0725 | -0.14287 | -0.26146 | -0.0725 | -0.077333 | -0.18098 | -0.27918 | -0.49064 | -0.18098 | -0.19118
195 | 0.23 | 0.5 | South/Central | LA | Monroe.Rgnl.AP.722486 | 3 | 434906 | 30.147 | 15.189 | 50.8258 | 30.0966 | 20.7292 | 801.67 | 2.7574 | -21.74 | 5.8178 | -3.0604 | -46.9311 | 1.428 | -33.97 | 4.4906 | -3.0625 | -63.9985 | 1.6573 | -54.58 | 6.197 | -4.5397 | -100.7477 | 2.7574 | -21.74 | 5.8178 | -3.0604 | -46.9311 | 2.8073 | -22.58 | 5.9575 | -3.1502 | -48.7038 | 0.0057539 | 0.17346 | 0.087397 | 0.29245 | 4.6128 | 0.015866 | 0.0082168 | 0.0095359 | 0.015866 | 0.016153 | -0.12509 | -0.19546 | -0.31405 | -0.12509 | -0.12992 | -0.27004 | -0.36824 | -0.5797 | -0.27004 | -0.28024 | 0.0057539 | 0.17346 | 0.087397 | 0.29245 | 4.6128 | 0.015866 | 0.0082168 | 0.0095359 | 0.015866 | 0.016153 | -0.12509 | -0.19546 | -0.31405 | -0.12509 | -0.12992 | -0.27004 | -0.36824 | -0.5797 | -0.27004 | -0.28024
196 | 0.29 | 0.17 | South/Central | LA | Monroe.Rgnl.AP.722486 | 3 | 434906 | 36.0644 | 11.779 | 52.1933 | 36.0042 | 16.189 | 744.42 | 1.3899 | 35.51 | -0.089816 | 1.4797 | 57.5375 | 0.060591 | 23.28 | -1.417 | 1.4776 | 40.4701 | 0.28984 | 2.67 | 0.28939 | 0.000449 | 3.7209 | 1.3899 | 35.51 | -0.089816 | 1.4797 | 57.5375 | 1.4399 | 34.67 | 0.049891 | 1.39 | 55.7648 | 0.0057539 | 0.20751 | 0.067776 | 0.30032 | 4.2834 | 0.0079975 | 0.00034864 | 0.0016677 | 0.0079975 | 0.0082848 | 0.20432 | 0.13395 | 0.015363 | 0.20432 | 0.19949 | 0.33107 | 0.23286 | 0.02141 | 0.33107 | 0.32087 | 0.0057539 | 0.20751 | 0.067776 | 0.30032 | 4.2834 | 0.0079975 | 0.00034864 | 0.0016677 | 0.0079975 | 0.0082848 | 0.20432 | 0.13395 | 0.015363 | 0.20432 | 0.19949 | 0.33107 | 0.23286 | 0.02141 | 0.33107 | 0.32087
197 | 0.29 | 0.19 | South/Central | LA | Monroe.Rgnl.AP.722486 | 3 | 434906 | 35.6446 | 12.049 | 52.1334 | 35.5851 | 16.5483 | 749.42 | 1.4498 | 30.51 | 0.3293 | 1.1205 | 48.6521 | 0.12045 | 18.28 | -0.99791 | 1.1184 | 31.5847 | 0.34969 | -2.33 | 0.70851 | -0.35882 | -5.1645 | 1.4498 | 30.51 | 0.3293 | 1.1205 | 48.6521 | 1.4997 | 29.67 | 0.46901 | 1.0307 | 46.8794 | 0.0057539 | 0.2051 | 0.069329 | 0.29997 | 4.3121 | 0.0083419 | 0.00069303 | 0.0020121 | 0.0083419 | 0.0086292 | 0.17555 | 0.10518 | -0.013407 | 0.17555 | 0.17072 | 0.27994 | 0.18174 | -0.029716 | 0.27994 | 0.26974 | 0.0057539 | 0.2051 | 0.069329 | 0.29997 | 4.3121 | 0.0083419 | 0.00069303 | 0.0020121 | 0.0083419 | 0.0086292 | 0.17555 | 0.10518 | -0.013407 | 0.17555 | 0.17072 | 0.27994 | 0.18174 | -0.029716 | 0.27994 | 0.26974
198 | 0.29 | 0.2 | South/Central | LA | Monroe.Rgnl.AP.722486 | 3 | 434906 | 35.4347 | 12.179 | 52.0935 | 35.3755 | 16.718 | 751.67 | 1.4897 | 28.26 | 0.53886 | 0.95082 | 44.6051 | 0.16035 | 16.03 | -0.78835 | 0.9487 | 27.5377 | 0.3896 | -4.58 | 0.91807 | -0.52847 | -9.2115 | 1.4897 | 28.26 | 0.53886 | 0.95082 | 44.6051 | 1.5396 | 27.42 | 0.67857 | 0.86104 | 42.8324 | 0.0057539 | 0.20389 | 0.070077 | 0.29974 | 4.3251 | 0.0085715 | 0.00092265 | 0.0022417 | 0.0085715 | 0.0088589 | 0.16261 | 0.092236 | -0.026353 | 0.16261 | 0.15777 | 0.25666 | 0.15845 | -0.053002 | 0.25666 | 0.24646 | 0.0057539 | 0.20389 | 0.070077 | 0.29974 | 4.3251 | 0.0085715 | 0.00092265 | 0.0022417 | 0.0085715 | 0.0088589 | 0.16261 | 0.092236 | -0.026353 | 0.16261 | 0.15777 | 0.25666 | 0.15845 | -0.053002 | 0.25666 | 0.24646
199 | 0.29 | 0.23 | South/Central | LA | Monroe.Rgnl.AP.722486 | 3 | 434906 | 34.8549 | 12.559 | 52.0238 | 34.7968 | 17.227 | 758.87 | 1.5594 | 21.06 | 1.1176 | 0.44175 | 31.8218 | 0.23007 | 8.83 | -0.20956 | 0.43963 | 14.7544 | 0.45932 | -11.78 | 1.4969 | -1.0375 | -21.9948 | 1.5594 | 21.06 | 1.1176 | 0.44175 | 31.8218 | 1.6093 | 20.22 | 1.2574 | 0.35198 | 30.0491 | 0.0057539 | 0.20055 | 0.072264 | 0.29934 | 4.3665 | 0.0089727 | 0.0013238 | 0.0026429 | 0.0089727 | 0.00926 | 0.12118 | 0.050807 | -0.067781 | 0.12118 | 0.11634 | 0.1831 | 0.084896 | -0.12656 | 0.1831 | 0.1729 | 0.0057539 | 0.20055 | 0.072264 | 0.29934 | 4.3665 | 0.0089727 | 0.0013238 | 0.0026429 | 0.0089727 | 0.00926 | 0.12118 | 0.050807 | -0.067781 | 0.12118 | 0.11634 | 0.1831 | 0.084896 | -0.12656 | 0.1831 | 0.1729
200 | 0.29 | 0.25 | South/Central | LA | Monroe.Rgnl.AP.722486 | 3 | 434906 | 34.4951 | 12.819 | 52.0139 | 34.4375 | 17.5764 | 764.18 | 1.5693 | 15.75 | 1.4769 | 0.092405 | 22.5635 | 0.23997 | 3.52 | 0.14968 | 0.090285 | 5.4961 | 0.46922 | -17.09 | 1.8561 | -1.3869 | -31.2531 | 1.5693 | 15.75 | 1.4769 | 0.092405 | 22.5635 | 1.6192 | 14.91 | 1.6166 | 0.002631 | 20.7908 | 0.0057539 | 0.19848 | 0.07376 | 0.29929 | 4.3971 | 0.0090297 | 0.0013808 | 0.0026999 | 0.0090297 | 0.009317 | 0.090625 | 0.020254 | -0.098335 | 0.090625 | 0.085791 | 0.12983 | 0.031624 | -0.17983 | 0.12983 | 0.11963 | 0.0057539 | 0.19848 | 0.07376 | 0.29929 | 4.3971 | 0.0090297 | 0.0013808 | 0.0026999 | 0.0090297 | 0.009317 | 0.090625 | 0.020254 | -0.098335 | 0.090625 | 0.085791 | 0.12983 | 0.031624 | -0.17983 | 0.12983 | 0.11963
201 | 0.29 | 0.27 | South/Central | LA | Monroe.Rgnl.AP.722486 | 3 | 434906 | 34.4951 | 12.789 | 51.9939 | 34.4375 | 17.5564 | 763.66 | 1.5893 | 16.27 | 1.4769 | 0.11237 | 23.3552 | 0.25993 | 4.04 | 0.14968 | 0.11025 | 6.2878 | 0.48918 | -16.57 | 1.8561 | -1.3669 | -30.4614 | 1.5893 | 16.27 | 1.4769 | 0.11237 | 23.3552 | 1.6392 | 15.43 | 1.6166 | 0.022591 | 21.5824 | 0.0057539 | 0.19848 | 0.073587 | 0.29917 | 4.3941 | 0.0091445 | 0.0014956 | 0.0028147 | 0.0091445 | 0.0094318 | 0.093617 | 0.023246 | -0.095343 | 0.093617 | 0.088783 | 0.13438 | 0.036179 | -0.17527 | 0.13438 | 0.12418 | 0.0057539 | 0.19848 | 0.073587 | 0.29917 | 4.3941 | 0.0091445 | 0.0014956 | 0.0028147 | 0.0091445 | 0.0094318 | 0.093617 | 0.023246 | -0.095343 | 0.093617 | 0.088783 | 0.13438 | 0.036179 | -0.17527 | 0.13438 | 0.12418
202 | 0.29 | 0.3 | South/Central | LA | Monroe.Rgnl.AP.722486 | 3 | 434906 | 34.2752 | 12.919 | 51.974 | 34.218 | 17.756 | 766.52 | 1.6092 | 13.41 | 1.6964 | -0.087267 | 18.247 | 0.27984 | 1.18 | 0.36922 | -0.089387 | 1.1796 | 0.50909 | -19.43 | 2.0756 | -1.5666 | -35.5696 | 1.6092 | 13.41 | 1.6964 | -0.087267 | 18.247 | 1.6591 | 12.57 | 1.8361 | -0.17704 | 16.4742 | 0.0057539 | 0.19722 | 0.074335 | 0.29906 | 4.4105 | 0.0092591 | 0.0016102 | 0.0029293 | 0.0092591 | 0.0095464 | 0.07716 | 0.0067897 | -0.1118 | 0.07716 | 0.072327 | 0.10499 | 0.0067872 | -0.20467 | 0.10499 | 0.094792 | 0.0057539 | 0.19722 | 0.074335 | 0.29906 | 4.4105 | 0.0092591 | 0.0016102 | 0.0029293 | 0.0092591 | 0.0095464 | 0.07716 | 0.0067897 | -0.1118 | 0.07716 | 0.072327 | 0.10499 | 0.0067872 | -0.20467 | 0.10499 | 0.094792
203 | 0.29 | 0.32 | South/Central | LA | Monroe.Rgnl.AP.722486 | 3 | 434906 | 33.9453 | 13.159 | 51.9641 | 33.8887 | 18.0755 | 771.36 | 1.619 | 8.57 | 2.0257 | -0.4067 | 9.7922 | 0.28971 | -3.66 | 0.69853 | -0.40882 | -7.2752 | 0.51896 | -24.27 | 2.405 | -1.886 | -44.0244 | 1.619 | 8.57 | 2.0257 | -0.4067 | 9.7922 | 1.669 | 7.73 | 2.1654 | -0.49647 | 8.0195 | 0.0057539 | 0.19532 | 0.075716 | 0.299 | 4.4384 | 0.0093159 | 0.001667 | 0.0029861 | 0.0093159 | 0.0096032 | 0.049311 | -0.021059 | -0.13965 | 0.049311 | 0.044478 | 0.056344 | -0.041861 | -0.25331 | 0.056344 | 0.046143 | 0.0057539 | 0.19532 | 0.075716 | 0.299 | 4.4384 | 0.0093159 | 0.001667 | 0.0029861 | 0.0093159 | 0.0096032 | 0.049311 | -0.021059 | -0.13965 | 0.049311 | 0.044478 | 0.056344 | -0.041861 | -0.25331 | 0.056344 | 0.046143
204 | 0.29 | 0.35 | South/Central | LA | Monroe.Rgnl.AP.722486 | 3 | 434906 | 33.4855 | 13.509 | 51.9643 | 33.4296 | 18.5347 | 778.46 | 1.6188 | 1.47 | 2.4848 | -0.86595 | -2.5478 | 0.2895 | -10.76 | 1.1576 | -0.86807 | -19.6152 | 0.51875 | -31.37 | 2.864 | -2.3452 | -56.3644 | 1.6188 | 1.47 | 2.4848 | -0.86595 | -2.5478 | 1.6688 | 0.63 | 2.6245 | -0.95572 | -4.3205 | 0.0057539 | 0.19267 | 0.07773 | 0.299 | 4.4792 | 0.0093147 | 0.0016658 | 0.0029849 | 0.0093147 | 0.009602 | 0.0084583 | -0.061912 | -0.1805 | 0.0084583 | 0.003625 | -0.01466 | -0.11286 | -0.32432 | -0.01466 | -0.02486 | 0.0057539 | 0.19267 | 0.07773 | 0.299 | 4.4792 | 0.0093147 | 0.0016658 | 0.0029849 | 0.0093147 | 0.009602 | 0.0084583 | -0.061912 | -0.1805 | 0.0084583 | 0.003625 | -0.01466 | -0.11286 | -0.32432 | -0.01466 | -0.02486
205 | 0.29 | 0.37 | South/Central | LA | Monroe.Rgnl.AP.722486 | 3 | 434906 | 33.2056 | 13.719 | 51.9645 | 33.1502 | 18.8143 | 782.76 | 1.6187 | -2.83 | 2.7642 | -1.1455 | -10.0588 | 0.28938 | -15.06 | 1.437 | -1.1476 | -27.1262 | 0.51863 | -35.67 | 3.1434 | -2.6248 | -63.8754 | 1.6187 | -2.83 | 2.7642 | -1.1455 | -10.0588 | 1.6686 | -3.67 | 2.9039 | -1.2353 | -11.8315 | 0.0057539 | 0.19106 | 0.078938 | 0.299 | 4.504 | 0.009314 | 0.0016651 | 0.0029842 | 0.009314 | 0.0096013 | -0.016284 | -0.086654 | -0.20524 | -0.016284 | -0.021117 | -0.057878 | -0.15608 | -0.36754 | -0.057878 | -0.068078 | 0.0057539 | 0.19106 | 0.078938 | 0.299 | 4.504 | 0.009314 | 0.0016651 | 0.0029842 | 0.009314 | 0.0096013 | -0.016284 | -0.086654 | -0.20524 | -0.016284 | -0.021117 | -0.057878 | -0.15608 | -0.36754 | -0.057878 | -0.068078
206 | 0.29 | 0.4 | South/Central | LA | Monroe.Rgnl.AP.722486 | 3 | 434906 | 32.8158 | 14.039 | 52.0046 | 32.761 | 19.2436 | 789.74 | 1.5786 | -9.81 | 3.1534 | -1.5748 | -22.106 | 0.24924 | -22.04 | 1.8262 | -1.5769 | -39.1734 | 0.47849 | -42.65 | 3.5326 | -3.0541 | -75.9226 | 1.5786 | -9.81 | 3.1534 | -1.5748 | -22.106 | 1.6285 | -10.65 | 3.2931 | -1.6646 | -23.8787 | 0.0057539 | 0.18882 | 0.08078 | 0.29923 | 4.5441 | 0.009083 | 0.0014341 | 0.0027532 | 0.009083 | 0.0093703 | -0.056446 | -0.12682 | -0.24541 | -0.056446 | -0.06128 | -0.1272 | -0.2254 | -0.43685 | -0.1272 | -0.1374 | 0.0057539 | 0.18882 | 0.08078 | 0.29923 | 4.5441 | 0.009083 | 0.0014341 | 0.0027532 | 0.009083 | 0.0093703 | -0.056446 | -0.12682 | -0.24541 | -0.056446 | -0.06128 | -0.1272 | -0.2254 | -0.43685 | -0.1272 | -0.1374
207 | 0.29 | 0.42 | South/Central | LA | Monroe.Rgnl.AP.722486 | 3 | 434906 | 32.5759 | 14.269 | 52.0647 | 32.5215 | 19.5431 | 794.9 | 1.5185 | -14.97 | 3.3929 | -1.8744 | -30.9216 | 0.18918 | -27.2 | 2.0657 | -1.8765 | -47.989 | 0.41843 | -47.81 | 3.7721 | -3.3536 | -84.7382 | 1.5185 | -14.97 | 3.3929 | -1.8744 | -30.9216 | 1.5684 | -15.81 | 3.5326 | -1.9641 | -32.6943 | 0.0057539 | 0.18744 | 0.082103 | 0.29958 | 4.5738 | 0.0087374 | 0.0010885 | 0.0024076 | 0.0087374 | 0.0090248 | -0.086137 | -0.15651 | -0.2751 | -0.086137 | -0.09097 | -0.17792 | -0.27613 | -0.48758 | -0.17792 | -0.18812 | 0.0057539 | 0.18744 | 0.082103 | 0.29958 | 4.5738 | 0.0087374 | 0.0010885 | 0.0024076 | 0.0087374 | 0.0090248 | -0.086137 | -0.15651 | -0.2751 | -0.086137 | -0.09097 | -0.17792 | -0.27613 | -0.48758 | -0.17792 | -0.18812
208 | 0.29 | 0.47 | South/Central | LA | Monroe.Rgnl.AP.722486 | 3 | 434906 | 31.9562 | 14.869 | 52.235 | 31.9028 | 20.3322 | 808.64 | 1.3482 | -28.71 | 4.0116 | -2.6634 | -54.2985 | 0.018835 | -40.94 | 2.6844 | -2.6655 | -71.3659 | 0.24808 | -61.55 | 4.3908 | -4.1427 | -108.1151 | 1.3482 | -28.71 | 4.0116 | -2.6634 | -54.2985 | 1.3981 | -29.55 | 4.1513 | -2.7532 | -56.0712 | 0.0057539 | 0.18387 | 0.085556 | 0.30056 | 4.6529 | 0.0077573 | 0.00010838 | 0.0014275 | 0.0077573 | 0.0080446 | -0.1652 | -0.23557 | -0.35416 | -0.1652 | -0.17003 | -0.31243 | -0.41064 | -0.62209 | -0.31243 | -0.32263 | 0.0057539 | 0.18387 | 0.085556 | 0.30056 | 4.6529 | 0.0077573 | 0.00010838 | 0.0014275 | 0.0077573 | 0.0080446 | -0.1652 | -0.23557 | -0.35416 | -0.1652 | -0.17003 | -0.31243 | -0.41064 | -0.62209 | -0.31243 | -0.32263
209 | 0.31 | 0.17 | South/Central | LA | Monroe.Rgnl.AP.722486 | 3 | 434906 | 36.6241 | 11.769 | 52.763 | 36.563 | 16.1999 | 749.81 | 0.82022 | 30.12 | -0.64864 | 1.4689 | 49.9552 | -0.50911 | 17.89 | -1.9759 | 1.4667 | 32.8878 | -0.27986 | -2.72 | -0.26943 | -0.010429 | -3.8614 | 0.82022 | 30.12 | -0.64864 | 1.4689 | 49.9552 | 0.87015 | 29.28 | -0.50893 | 1.3791 | 48.1825 | 0.0057539 | 0.21073 | 0.067718 | 0.3036 | 4.3144 | 0.0047195 | -0.0029294 | -0.0016103 | 0.0047195 | 0.0050068 | 0.17331 | 0.10294 | -0.015651 | 0.17331 | 0.16848 | 0.28744 | 0.18923 | -0.022218 | 0.28744 | 0.27724 | 0.0057539 | 0.21073 | 0.067718 | 0.3036 | 4.3144 | 0.0047195 | -0.0029294 | -0.0016103 | 0.0047195 | 0.0050068 | 0.17331 | 0.10294 | -0.015651 | 0.17331 | 0.16848 | 0.28744 | 0.18923 | -0.022218 | 0.28744 | 0.27724
210 | 0.31 | 0.19 | South/Central | LA | Monroe.Rgnl.AP.722486 | 3 | 434906 | 36.1943 | 12.039 | 52.6831 | 36.1339 | 16.5492 | 754.48 | 0.90003 | 25.45 | -0.21954 | 1.1196 | 41.5933 | -0.4293 | 13.22 | -1.5468 | 1.1175 | 24.5259 | -0.20005 | -7.39 | 0.15966 | -0.35971 | -12.2233 | 0.90003 | 25.45 | -0.21954 | 1.1196 | 41.5933 | 0.94996 | 24.61 | -0.079836 | 1.0298 | 39.8206 | 0.0057539 | 0.20826 | 0.069272 | 0.30314 | 4.3412 | 0.0051787 | -0.0024702 | -0.0011511 | 0.0051787 | 0.005466 | 0.14644 | 0.076067 | -0.042522 | 0.14644 | 0.1416 | 0.23933 | 0.14112 | -0.070332 | 0.23933 | 0.22913 | 0.0057539 | 0.20826 | 0.069272 | 0.30314 | 4.3412 | 0.0051787 | -0.0024702 | -0.0011511 | 0.0051787 | 0.005466 | 0.14644 | 0.076067 | -0.042522 | 0.14644 | 0.1416 | 0.23933 | 0.14112 | -0.070332 | 0.23933 | 0.22913
211 | 0.31 | 0.2 | South/Central | LA | Monroe.Rgnl.AP.722486 | 3 | 434906 | 35.9944 | 12.169 | 52.6632 | 35.9344 | 16.7288 | 757.07 | 0.91998 | 22.86 | -0.019961 | 0.93994 | 37.0229 | -0.40935 | 10.63 | -1.3472 | 0.93782 | 19.9555 | -0.1801 | -9.98 | 0.35925 | -0.53935 | -16.7937 | 0.91998 | 22.86 | -0.019961 | 0.93994 | 37.0229 | 0.96991 | 22.02 | 0.11975 | 0.85017 | 35.2502 | 0.0057539 | 0.20711 | 0.07002 | 0.30302 | 4.3561 | 0.0052935 | -0.0023554 | -0.0010363 | 0.0052935 | 0.0055808 | 0.13154 | 0.061164 | -0.057424 | 0.13154 | 0.1267 | 0.21303 | 0.11482 | -0.09663 | 0.21303 | 0.20283 | 0.0057539 | 0.20711 | 0.07002 | 0.30302 | 4.3561 | 0.0052935 | -0.0023554 | -0.0010363 | 0.0052935 | 0.0055808 | 0.13154 | 0.061164 | -0.057424 | 0.13154 | 0.1267 | 0.21303 | 0.11482 | -0.09663 | 0.21303 | 0.20283
212 | 0.31 | 0.23 | South/Central | LA | Monroe.Rgnl.AP.722486 | 3 | 434906 | 35.4047 | 12.549 | 52.5735 | 35.3456 | 17.2279 | 763.94 | 1.0097 | 15.99 | 0.5688 | 0.4409 | 24.7647 | -0.31963 | 3.76 | -0.75841 | 0.43878 | 7.6973 | -0.090381 | -16.85 | 0.94801 | -1.0384 | -29.0519 | 1.0097 | 15.99 | 0.5688 | 0.4409 | 24.7647 | 1.0596 | 15.15 | 0.70851 | 0.35112 | 22.9919 | 0.0057539 | 0.20372 | 0.072206 | 0.3025 | 4.3957 | 0.0058098 | -0.0018391 | -0.00052005 | 0.0058098 | 0.0060971 | 0.092006 | 0.021635 | -0.096954 | 0.092006 | 0.087172 | 0.14249 | 0.04429 | -0.16716 | 0.14249 | 0.13229 | 0.0057539 | 0.20372 | 0.072206 | 0.3025 | 4.3957 | 0.0058098 | -0.0018391 | -0.00052005 | 0.0058098 | 0.0060971 | 0.092006 | 0.021635 | -0.096954 | 0.092006 | 0.087172 | 0.14249 | 0.04429 | -0.16716 | 0.14249 | 0.13229
213 | 0.31 | 0.25 | South/Central | LA | Monroe.Rgnl.AP.722486 | 3 | 434906 | 35.0448 | 12.809 | 52.5636 | 34.9864 | 17.5773 | 769.25 | 1.0196 | 10.68 | 0.92805 | 0.091509 | 15.5048 | -0.30977 | -1.55 | -0.39916 | 0.089389 | -1.5626 | -0.080523 | -22.16 | 1.3073 | -1.3878 | -38.3118 | 1.0196 | 10.68 | 0.92805 | 0.091509 | 15.5048 | 1.0695 | 9.84 | 1.0678 | 0.001735 | 13.7321 | 0.0057539 | 0.20165 | 0.073702 | 0.30245 | 4.4262 | 0.0058665 | -0.0017824 | -0.00046333 | 0.0058665 | 0.0061538 | 0.061452 | -0.0089186 | -0.12751 | 0.061452 | 0.056619 | 0.089214 | -0.008991 | -0.22044 | 0.089214 | 0.079014 | 0.0057539 | 0.20165 | 0.073702 | 0.30245 | 4.4262 | 0.0058665 | -0.0017824 | -0.00046333 | 0.0058665 | 0.0061538 | 0.061452 | -0.0089186 | -0.12751 | 0.061452 | 0.056619 | 0.089214 | -0.008991 | -0.22044 | 0.089214 | 0.079014
214 | 0.31 | 0.27 | South/Central | LA | Monroe.Rgnl.AP.722486 | 3 | 434906 | 35.0948 | 12.729 | 52.5336 | 35.0363 | 17.4974 | 767.69 | 1.0496 | 12.24 | 0.87815 | 0.17141 | 18.0351 | -0.27977 | 0.01 | -0.44906 | 0.16929 | 0.96771 | -0.050521 | -20.6 | 1.2574 | -1.3079 | -35.7815 | 1.0496 | 12.24 | 0.87815 | 0.17141 | 18.0351 | 1.0995 | 11.4 | 1.0179 | 0.081633 | 16.2624 | 0.0057539 | 0.20193 | 0.073242 | 0.30228 | 4.4172 | 0.0060391 | -0.0016098 | -0.0002907 | 0.0060391 | 0.0063264 | 0.070428 | 5.7539e-05 | -0.11853 | 0.070428 | 0.065595 | 0.10377 | 0.0055682 | -0.20588 | 0.10377 | 0.093573 | 0.0057539 | 0.20193 | 0.073242 | 0.30228 | 4.4172 | 0.0060391 | -0.0016098 | -0.0002907 | 0.0060391 | 0.0063264 | 0.070428 | 5.7539e-05 | -0.11853 | 0.070428 | 0.065595 | 0.10377 | 0.0055682 | -0.20588 | 0.10377 | 0.093573
215 | 0.31 | 0.3 | South/Central | LA | Monroe.Rgnl.AP.722486 | 3 | 434906 | 34.9149 | 12.839 | 52.5237 | 34.8566 | 17.6671 | 770.18 | 1.0595 | 9.75 | 1.0578 | 0.001693 | 13.6027 | -0.26986 | -2.48 | -0.26943 | -0.000427 | -3.4647 | -0.040611 | -23.09 | 1.437 | -1.4776 | -40.2139 | 1.0595 | 9.75 | 1.0578 | 0.001693 | 13.6027 | 1.1094 | 8.91 | 1.1975 | -0.088081 | 11.83 | 0.0057539 | 0.2009 | 0.073875 | 0.30222 | 4.4316 | 0.0060961 | -0.0015528 | -0.00023367 | 0.0060961 | 0.0063834 | 0.056101 | -0.01427 | -0.13286 | 0.056101 | 0.051268 | 0.078269 | -0.019936 | -0.23139 | 0.078269 | 0.068069 | 0.0057539 | 0.2009 | 0.073875 | 0.30222 | 4.4316 | 0.0060961 | -0.0015528 | -0.00023367 | 0.0060961 | 0.0063834 | 0.056101 | -0.01427 | -0.13286 | 0.056101 | 0.051268 | 0.078269 | -0.019936 | -0.23139 | 0.078269 | 0.068069
216 | 0.31 | 0.32 | South/Central | LA | Monroe.Rgnl.AP.722486 | 3 | 434906 | 34.575 | 13.069 | 52.4939 | 34.5173 | 17.9765 | 774.69 | 1.0893 | 5.24 | 1.3971 | -0.30776 | 5.6714 | -0.24002 | -6.99 | 0.069854 | -0.30988 | -11.396 | -0.010774 | -27.6 | 1.7763 | -1.787 | -48.1452 | 1.0893 | 5.24 | 1.3971 | -0.30776 | 5.6714 | 1.1392 | 4.4 | 1.5368 | -0.39753 | 3.8987 | 0.0057539 | 0.19894 | 0.075198 | 0.30205 | 4.4575 | 0.0062678 | -0.0013811 | -6.1993e-05 | 0.0062678 | 0.0065551 | 0.030151 | -0.04022 | -0.15881 | 0.030151 | 0.025317 | 0.032633 | -0.065572 | -0.27702 | 0.032633 | 0.022433 | 0.0057539 | 0.19894 | 0.075198 | 0.30205 | 4.4575 | 0.0062678 | -0.0013811 | -6.1993e-05 | 0.0062678 | 0.0065551 | 0.030151 | -0.04022 | -0.15881 | 0.030151 | 0.025317 | 0.032633 | -0.065572 | -0.27702 | 0.032633 | 0.022433
217 | 0.31 | 0.35 | South/Central | LA | Monroe.Rgnl.AP.722486 | 3 | 434906 | 34.0952 | 13.429 | 52.494 | 34.0383 | 18.4557 | 782.09 | 1.0891 | -2.16 | 1.8761 | -0.78692 | -7.2031 | -0.2402 | -14.39 | 0.54885 | -0.78904 | -24.2705 | -0.010945 | -35 | 2.2553 | -2.2662 | -61.0197 | 1.0891 | -2.16 | 1.8761 | -0.78692 | -7.2031 | 1.1391 | -3 | 2.0158 | -0.8767 | -8.9758 | 0.0057539 | 0.19618 | 0.07727 | 0.30205 | 4.5001 | 0.0062668 | -0.0013821 | -6.2977e-05 | 0.0062668 | 0.0065541 | -0.012429 | -0.082799 | -0.20139 | -0.012429 | -0.017262 | -0.041446 | -0.13965 | -0.3511 | -0.041446 | -0.051646 | 0.0057539 | 0.19618 | 0.07727 | 0.30205 | 4.5001 | 0.0062668 | -0.0013821 | -6.2977e-05 | 0.0062668 | 0.0065541 | -0.012429 | -0.082799 | -0.20139 | -0.012429 | -0.017262 | -0.041446 | -0.13965 | -0.3511 | -0.041446 | -0.051646
218 | 0.31 | 0.37 | South/Central | LA | Monroe.Rgnl.AP.722486 | 3 | 434906 | 33.7854 | 13.659 | 52.4842 | 33.729 | 18.7552 | 786.64 | 1.099 | -6.71 | 2.1854 | -1.0864 | -15.1234 | -0.23036 | -18.94 | 0.8582 | -1.0886 | -32.1908 | -0.00111 | -39.55 | 2.5646 | -2.5657 | -68.94 | 1.099 | -6.71 | 2.1854 | -1.0864 | -15.1234 | 1.1489 | -7.55 | 2.3251 | -1.1762 | -16.8962 | 0.0057539 | 0.1944 | 0.078593 | 0.30199 | 4.5263 | 0.0063234 | -0.0013255 | -6.3869e-06 | 0.0063234 | 0.0066107 | -0.038609 | -0.10898 | -0.22757 | -0.038609 | -0.043442 | -0.087019 | -0.18522 | -0.39668 | -0.087019 | -0.09722 | 0.0057539 | 0.1944 | 0.078593 | 0.30199 | 4.5263 | 0.0063234 | -0.0013255 | -6.3869e-06 | 0.0063234 | 0.0066107 | -0.038609 | -0.10898 | -0.22757 | -0.038609 | -0.043442 | -0.087019 | -0.18522 | -0.39668 | -0.087019 | -0.09722
219 | 0.31 | 0.4 | South/Central | LA | Monroe.Rgnl.AP.722486 | 3 | 434906 | 33.3555 | 14.019 | 52.5343 | 33.2999 | 19.2344 | 794.47 | 1.0488 | -14.54 | 2.6145 | -1.5657 | -28.6387 | -0.28048 | -26.77 | 1.2873 | -1.5678 | -45.7061 | -0.051234 | -47.38 | 2.9937 | -3.045 | -82.4553 | 1.0488 | -14.54 | 2.6145 | -1.5657 | -28.6387 | 1.0988 | -15.38 | 2.7542 | -1.6554 | -30.4114 | 0.0057539 | 0.19193 | 0.080665 | 0.30228 | 4.5713 | 0.006035 | -0.0016139 | -0.0002948 | 0.006035 | 0.0063223 | -0.083662 | -0.15403 | -0.27262 | -0.083662 | -0.088496 | -0.16479 | -0.26299 | -0.47444 | -0.16479 | -0.17499 | 0.0057539 | 0.19193 | 0.080665 | 0.30228 | 4.5713 | 0.006035 | -0.0016139 | -0.0002948 | 0.006035 | 0.0063223 | -0.083662 | -0.15403 | -0.27262 | -0.083662 | -0.088496 | -0.16479 | -0.26299 | -0.47444 | -0.16479 | -0.17499
220 | 0.31 | 0.42 | South/Central | LA | Monroe.Rgnl.AP.722486 | 3 | 434906 | 33.0857 | 14.259 | 52.5745 | 33.0305 | 19.544 | 799.62 | 1.0087 | -19.69 | 2.8839 | -1.8752 | -37.4687 | -0.32062 | -31.92 | 1.5567 | -1.8774 | -54.5361 | -0.091373 | -52.53 | 3.2632 | -3.3545 | -91.2853 | 1.0087 | -19.69 | 2.8839 | -1.8752 | -37.4687 | 1.0586 | -20.53 | 3.0236 | -1.965 | -39.2415 | 0.0057539 | 0.19037 | 0.082045 | 0.30251 | 4.601 | 0.0058041 | -0.0018448 | -0.00052576 | 0.0058041 | 0.0060914 | -0.1133 | -0.18367 | -0.30225 | -0.1133 | -0.11813 | -0.21559 | -0.3138 | -0.52525 | -0.21559 | -0.22579 | 0.0057539 | 0.19037 | 0.082045 | 0.30251 | 4.601 | 0.0058041 | -0.0018448 | -0.00052576 | 0.0058041 | 0.0060914 | -0.1133 | -0.18367 | -0.30225 | -0.1133 | -0.11813 | -0.21559 | -0.3138 | -0.52525 | -0.21559 | -0.22579
221 | 0.31 | 0.47 | South/Central | LA | Monroe.Rgnl.AP.722486 | 3 | 434906 | 32.3959 | 14.919 | 52.7548 | 32.3419 | 20.4129 | 814.7 | 0.82839 | -34.77 | 3.5725 | -2.7441 | -63.1174 | -0.50094 | -47 | 2.2453 | -2.7462 | -80.1848 | -0.27169 | -67.61 | 3.9517 | -4.2234 | -116.934 | 0.82839 | -34.77 | 3.5725 | -2.7441 | -63.1174 | 0.87833 | -35.61 | 3.7122 | -2.8339 | -64.8901 | 0.0057539 | 0.1864 | 0.085843 | 0.30355 | 4.6877 | 0.0047665 | -0.0028824 | -0.0015633 | 0.0047665 | 0.0050539 | -0.20006 | -0.27044 | -0.38902 | -0.20006 | -0.2049 | -0.36317 | -0.46138 | -0.67283 | -0.36317 | -0.37337 | 0.0057539 | 0.1864 | 0.085843 | 0.30355 | 4.6877 | 0.0047665 | -0.0028824 | -0.0015633 | 0.0047665 | 0.0050539 | -0.20006 | -0.27044 | -0.38902 | -0.20006 | -0.2049 | -0.36317 | -0.46138 | -0.67283 | -0.36317 | -0.37337
222 | 0.32 | 0.17 | South/Central | LA | Monroe.Rgnl.AP.722486 | 3 | 434906 | 36.894 | 11.769 | 53.0328 | 36.8325 | 16.2004 | 752.29 | 0.55034 | 27.64 | -0.91808 | 1.4684 | 46.4897 | -0.77899 | 15.41 | -2.2453 | 1.4663 | 29.4223 | -0.54974 | -5.2 | -0.53887 | -0.010877 | -7.3269 | 0.55034 | 27.64 | -0.91808 | 1.4684 | 46.4897 | 0.60027 | 26.8 | -0.77837 | 1.3786 | 44.717 | 0.0057539 | 0.21229 | 0.067718 | 0.30515 | 4.3286 | 0.0031666 | -0.0044823 | -0.0031632 | 0.0031666 | 0.0034539 | 0.15904 | 0.088668 | -0.029921 | 0.15904 | 0.15421 | 0.2675 | 0.16929 | -0.042158 | 0.2675 | 0.2573 | 0.0057539 | 0.21229 | 0.067718 | 0.30515 | 4.3286 | 0.0031666 | -0.0044823 | -0.0031632 | 0.0031666 | 0.0034539 | 0.15904 | 0.088668 | -0.029921 | 0.15904 | 0.15421 | 0.2675 | 0.16929 | -0.042158 | 0.2675 | 0.2573
223 | 0.32 | 0.19 | South/Central | LA | Monroe.Rgnl.AP.722486 | 3 | 434906 | 36.4742 | 12.029 | 52.963 | 36.4134 | 16.5497 | 757.06 | 0.62015 | 22.87 | -0.49895 | 1.1191 | 37.9992 | -0.70918 | 10.64 | -1.8262 | 1.117 | 20.9318 | -0.47993 | -9.97 | -0.11975 | -0.36018 | -15.8174 | 0.62015 | 22.87 | -0.49895 | 1.1191 | 37.9992 | 0.67008 | 22.03 | -0.35925 | 1.0293 | 36.2265 | 0.0057539 | 0.20987 | 0.069214 | 0.30475 | 4.3561 | 0.0035683 | -0.0040806 | -0.0027615 | 0.0035683 | 0.0038556 | 0.13159 | 0.061222 | -0.057367 | 0.13159 | 0.12676 | 0.21865 | 0.12044 | -0.091012 | 0.21865 | 0.20845 | 0.0057539 | 0.20987 | 0.069214 | 0.30475 | 4.3561 | 0.0035683 | -0.0040806 | -0.0027615 | 0.0035683 | 0.0038556 | 0.13159 | 0.061222 | -0.057367 | 0.13159 | 0.12676 | 0.21865 | 0.12044 | -0.091012 | 0.21865 | 0.20845
227 | 0.32 | 0.27 | South/Central | LA | Monroe.Rgnl.AP.722486 | 3 | 434906 | 35.3647 | 12.719 | 52.8035 | 35.3057 | 17.4978 | 770.18 | 0.77966 | 9.75 | 0.60872 | 0.17094 | 14.5688 | -0.54967 | -2.48 | -0.71849 | 0.16882 | -2.4986 | -0.32042 | -23.09 | 0.98793 | -1.3083 | -39.2478 | 0.77966 | 9.75 | 0.60872 | 0.17094 | 14.5688 | 0.82959 | 8.91 | 0.74843 | 0.081165 | 12.7961 | 0.0057539 | 0.20349 | 0.073185 | 0.30383 | 4.4316 | 0.0044861 | -0.0031628 | -0.0018437 | 0.0044861 | 0.0047734 | 0.056101 | -0.01427 | -0.13286 | 0.056101 | 0.051268 | 0.083828 | -0.014377 | -0.22583 | 0.083828 | 0.073628 | 0.0057539 | 0.20349 | 0.073185 | 0.30383 | 4.4316 | 0.0044861 | -0.0031628 | -0.0018437 | 0.0044861 | 0.0047734 | 0.056101 | -0.01427 | -0.13286 | 0.056101 | 0.051268 | 0.083828 | -0.014377 | -0.22583 | 0.083828 | 0.073628
229 | 0.32 | 0.32 | South/Central | LA | Monroe.Rgnl.AP.722486 | 3 | 434906 | 34.8449 | 13.069 | 52.7737 | 34.7868 | 17.9869 | 777.42 | 0.80949 | 2.51 | 1.1276 | -0.31814 | 1.8118 | -0.51984 | -9.72 | -0.19958 | -0.32026 | -15.2556 | -0.29059 | -30.33 | 1.5068 | -1.7974 | -52.0048 | 0.80949 | 2.51 | 1.1276 | -0.31814 | 1.8118 | 0.85942 | 1.67 | 1.2673 | -0.40792 | 0.039064 | 0.0057539 | 0.2005 | 0.075198 | 0.30366 | 4.4732 | 0.0046578 | -0.0029911 | -0.0016721 | 0.0046578 | 0.0049451 | 0.014442 | -0.055928 | -0.17452 | 0.014442 | 0.0096091 | 0.010425 | -0.08778 | -0.29923 | 0.010425 | 0.00022477 | 0.0057539 | 0.2005 | 0.075198 | 0.30366 | 4.4732 | 0.0046578 | -0.0029911 | -0.0016721 | 0.0046578 | 0.0049451 | 0.014442 | -0.055928 | -0.17452 | 0.014442 | 0.0096091 | 0.010425 | -0.08778 | -0.29923 | 0.010425 | 0.00022477
231 | 0.32 | 0.37 | South/Central | LA | Monroe.Rgnl.AP.722486 | 3 | 434906 | 34.0552 | 13.649 | 52.7541 | 33.9984 | 18.7556 | 789.12 | 0.82911 | -9.19 | 1.916 | -1.0869 | -18.5881 | -0.50022 | -21.42 | 0.58876 | -1.089 | -35.6555 | -0.27097 | -42.03 | 2.2952 | -2.5662 | -72.4047 | 0.82911 | -9.19 | 1.916 | -1.0869 | -18.5881 | 0.87904 | -10.03 | 2.0557 | -1.1766 | -20.3608 | 0.0057539 | 0.19595 | 0.078536 | 0.30354 | 4.5406 | 0.0047707 | -0.0028782 | -0.0015591 | 0.0047707 | 0.005058 | -0.052879 | -0.12325 | -0.24184 | -0.052879 | -0.057712 | -0.10695 | -0.20516 | -0.41661 | -0.10695 | -0.11716 | 0.0057539 | 0.19595 | 0.078536 | 0.30354 | 4.5406 | 0.0047707 | -0.0028782 | -0.0015591 | 0.0047707 | 0.005058 | -0.052879 | -0.12325 | -0.24184 | -0.052879 | -0.057712 | -0.10695 | -0.20516 | -0.41661 | -0.10695 | -0.11716
233 | 0.32 | 0.42 | South/Central | LA | Monroe.Rgnl.AP.722486 | 3 | 434906 | 33.3455 | 14.249 | 52.8343 | 33.2899 | 19.5444 | 802.02 | 0.74884 | -22.09 | 2.6245 | -1.8756 | -40.805 | -0.58049 | -34.32 | 1.2973 | -1.8778 | -57.8724 | -0.35124 | -54.93 | 3.0037 | -3.3549 | -94.6216 | 0.74884 | -22.09 | 2.6245 | -1.8756 | -40.805 | 0.79878 | -22.93 | 2.7642 | -1.9654 | -42.5777 | 0.0057539 | 0.19187 | 0.081988 | 0.30401 | 4.6148 | 0.0043088 | -0.0033401 | -0.002021 | 0.0043088 | 0.0045961 | -0.1271 | -0.19748 | -0.31606 | -0.1271 | -0.13194 | -0.23479 | -0.33299 | -0.54445 | -0.23479 | -0.24499 | 0.0057539 | 0.19187 | 0.081988 | 0.30401 | 4.6148 | 0.0043088 | -0.0033401 | -0.002021 | 0.0043088 | 0.0045961 | -0.1271 | -0.19748 | -0.31606 | -0.1271 | -0.13194 | -0.23479 | -0.33299 | -0.54445 | -0.23479 | -0.24499
234 | 0.32 | 0.47 | South/Central | LA | Monroe.Rgnl.AP.722486 | 3 | 434906 | 32.6558 | 14.909 | 53.0146 | 32.6014 | 20.4133 | 817.11 | 0.56853 | -37.18 | 3.313 | -2.7445 | -66.4535 | -0.7608 | -49.41 | 1.9858 | -2.7466 | -83.5209 | -0.53155 | -70.02 | 3.6923 | -4.2238 | -120.2701 | 0.56853 | -37.18 | 3.313 | -2.7445 | -66.4535 | 0.61847 | -38.02 | 3.4528 | -2.8343 | -68.2263 | 0.0057539 | 0.1879 | 0.085786 | 0.30504 | 4.7016 | 0.0032713 | -0.0043776 | -0.0030585 | 0.0032713 | 0.0035586 | -0.21393 | -0.2843 | -0.40289 | -0.21393 | -0.21877 | -0.38237 | -0.48058 | -0.69203 | -0.38237 | -0.39257 | 0.0057539 | 0.1879 | 0.085786 | 0.30504 | 4.7016 | 0.0032713 | -0.0043776 | -0.0030585 | 0.0032713 | 0.0035586 | -0.21393 | -0.2843 | -0.40289 | -0.21393 | -0.21877 | -0.38237 | -0.48058 | -0.69203 | -0.38237 | -0.39257
235 | 0.34 | 0.17 | South/Central | LA | Monroe.Rgnl.AP.722486 | 3 | 434906 | 37.4337 | 11.769 | 53.5826 | 37.3713 | 16.2112 | 757.5 | 0.00059101 | 22.43 | -1.4569 | 1.4575 | 39.1628 | -1.3287 | 10.2 | -2.7842 | 1.4554 | 22.0954 | -1.0995 | -10.41 | -1.0777 | -0.021755 | -14.6538 | 0.00059101 | 22.43 | -1.4569 | 1.4575 | 39.1628 | 0.050524 | 21.59 | -1.3172 | 1.3678 | 37.3901 | 0.0057539 | 0.21539 | 0.067718 | 0.30831 | 4.3586 | 3.4006e-06 | -0.0076455 | -0.0063264 | 3.4006e-06 | 0.00029071 | 0.12906 | 0.05869 | -0.059899 | 0.12906 | 0.12423 | 0.22534 | 0.12714 | -0.084317 | 0.22534 | 0.21514 | 0.0057539 | 0.21539 | 0.067718 | 0.30831 | 4.3586 | 3.4006e-06 | -0.0076455 | -0.0063264 | 3.4006e-06 | 0.00029071 | 0.12906 | 0.05869 | -0.059899 | 0.12906 | 0.12423 | 0.22534 | 0.12714 | -0.084317 | 0.22534 | 0.21514
236 | 0.34 | 0.19 | South/Central | LA | Monroe.Rgnl.AP.722486 | 3 | 434906 | 37.0039 | 12.029 | 53.5028 | 36.9422 | 16.5605 | 762.16 | 0.080404 | 17.77 | -1.0278 | 1.1082 | 30.8009 | -1.2489 | 5.54 | -2.3551 | 1.1061 | 13.7335 | -1.0197 | -15.07 | -0.64864 | -0.37104 | -23.0157 | 0.080404 | 17.77 | -1.0278 | 1.1082 | 30.8009 | 0.13034 | 16.93 | -0.88814 | 1.0185 | 29.0282 | 0.0057539 | 0.21292 | 0.069214 | 0.30785 | 4.3854 | 0.00046264 | -0.0071863 | -0.0058672 | 0.00046264 | 0.00074995 | 0.10225 | 0.031877 | -0.086712 | 0.10225 | 0.097414 | 0.17723 | 0.079022 | -0.13243 | 0.17723 | 0.16703 | 0.0057539 | 0.21292 | 0.069214 | 0.30785 | 4.3854 | 0.00046264 | -0.0071863 | -0.0058672 | 0.00046264 | 0.00074995 | 0.10225 | 0.031877 | -0.086712 | 0.10225 | 0.097414 | 0.17723 | 0.079022 | -0.13243 | 0.17723 | 0.16703
237 | 0.34 | 0.2 | South/Central | LA | Monroe.Rgnl.AP.722486 | 3 | 434906 | 36.804 | 12.149 | 53.4629 | 36.7427 | 16.7202 | 764.28 | 0.12031 | 15.65 | -0.82826 | 0.94857 | 27.022 | -1.209 | 3.42 | -2.1555 | 0.94645 | 9.9546 | -0.97977 | -17.19 | -0.44905 | -0.53072 | -26.7946 | 0.12031 | 15.65 | -0.82826 | 0.94857 | 27.022 | 0.17024 | 14.81 | -0.68855 | 0.8588 | 25.2493 | 0.0057539 | 0.21177 | 0.069905 | 0.30762 | 4.3976 | 0.00069226 | -0.0069566 | -0.0056375 | 0.00069226 | 0.00097957 | 0.090049 | 0.019678 | -0.09891 | 0.090049 | 0.085216 | 0.15548 | 0.057278 | -0.15417 | 0.15548 | 0.14528 | 0.0057539 | 0.21177 | 0.069905 | 0.30762 | 4.3976 | 0.00069226 | -0.0069566 | -0.0056375 | 0.00069226 | 0.00097957 | 0.090049 | 0.019678 | -0.09891 | 0.090049 | 0.085216 | 0.15548 | 0.057278 | -0.15417 | 0.15548 | 0.14528
238 | 0.34 | 0.23 | South/Central | LA | Monroe.Rgnl.AP.722486 | 3 | 434906 | 36.2143 | 12.539 | 53.3931 | 36.1539 | 17.2392 | 771.65 | 0.19009 | 8.28 | -0.2395 | 0.42959 | 13.973 | -1.1392 | -3.95 | -1.5667 | 0.42747 | -3.0944 | -0.90999 | -24.56 | 0.13971 | -1.0497 | -39.8436 | 0.19009 | 8.28 | -0.2395 | 0.42959 | 13.973 | 0.24003 | 7.44 | -0.099791 | 0.33982 | 12.2003 | 0.0057539 | 0.20837 | 0.072149 | 0.30722 | 4.44 | 0.0010938 | -0.0065551 | -0.005236 | 0.0010938 | 0.0013811 | 0.047643 | -0.022728 | -0.14132 | 0.047643 | 0.042809 | 0.0804 | -0.017805 | -0.22926 | 0.0804 | 0.0702 | 0.0057539 | 0.20837 | 0.072149 | 0.30722 | 4.44 | 0.0010938 | -0.0065551 | -0.005236 | 0.0010938 | 0.0013811 | 0.047643 | -0.022728 | -0.14132 | 0.047643 | 0.042809 | 0.0804 | -0.017805 | -0.22926 | 0.0804 | 0.0702
239 | 0.34 | 0.25 | South/Central | LA | Monroe.Rgnl.AP.722486 | 3 | 434906 | 35.8444 | 12.789 | 53.3633 | 35.7847 | 17.5786 | 776.61 | 0.21991 | 3.32 | 0.12973 | 0.090182 | 5.2367 | -1.1094 | -8.91 | -1.1975 | 0.088062 | -11.8308 | -0.88017 | -29.52 | 0.50893 | -1.3891 | -48.58 | 0.21991 | 3.32 | 0.12973 | 0.090182 | 5.2367 | 0.26984 | 2.48 | 0.26943 | 0.00040801 | 3.4639 | 0.0057539 | 0.20625 | 0.073587 | 0.30705 | 4.4686 | 0.0012653 | -0.0063836 | -0.0050645 | 0.0012653 | 0.0015527 | 0.019103 | -0.051268 | -0.16986 | 0.019103 | 0.01427 | 0.030131 | -0.068074 | -0.27953 | 0.030131 | 0.019931 | 0.0057539 | 0.20625 | 0.073587 | 0.30705 | 4.4686 | 0.0012653 | -0.0063836 | -0.0050645 | 0.0012653 | 0.0015527 | 0.019103 | -0.051268 | -0.16986 | 0.019103 | 0.01427 | 0.030131 | -0.068074 | -0.27953 | 0.030131 | 0.019931
240 | 0.34 | 0.27 | South/Central | LA | Monroe.Rgnl.AP.722486 | 3 | 434906 | 35.9044 | 12.709 | 53.3432 | 35.8446 | 17.4987 | 775.15 | 0.23996 | 4.78 | 0.069853 | 0.1701 | 7.6402 | -1.0894 | -7.45 | -1.2574 | 0.16798 | -9.4273 | -0.86013 | -28.06 | 0.44906 | -1.3092 | -46.1764 | 0.23996 | 4.78 | 0.069853 | 0.1701 | 7.6402 | 0.28989 | 3.94 | 0.20956 | 0.080328 | 5.8674 | 0.0057539 | 0.20659 | 0.073127 | 0.30693 | 4.4602 | 0.0013807 | -0.0062682 | -0.0049491 | 0.0013807 | 0.001668 | 0.027504 | -0.042867 | -0.16146 | 0.027504 | 0.022671 | 0.043961 | -0.054244 | -0.2657 | 0.043961 | 0.033761 | 0.0057539 | 0.20659 | 0.073127 | 0.30693 | 4.4602 | 0.0013807 | -0.0062682 | -0.0049491 | 0.0013807 | 0.001668 | 0.027504 | -0.042867 | -0.16146 | 0.027504 | 0.022671 | 0.043961 | -0.054244 | -0.2657 | 0.043961 | 0.033761
241 | 0.34 | 0.3 | South/Central | LA | Monroe.Rgnl.AP.722486 | 3 | 434906 | 35.7145 | 12.809 | 53.3134 | 35.655 | 17.6584 | 777.29 | 0.26982 | 2.64 | 0.25945 | 0.010366 | 3.7312 | -1.0595 | -9.59 | -1.0678 | 0.008246 | -13.3362 | -0.83026 | -30.2 | 0.63866 | -1.4689 | -50.0854 | 0.26982 | 2.64 | 0.25945 | 0.010366 | 3.7312 | 0.31975 | 1.8 | 0.39916 | -0.079408 | 1.9584 | 0.0057539 | 0.2055 | 0.073703 | 0.30676 | 4.4725 | 0.0015525 | -0.0060964 | -0.0047773 | 0.0015525 | 0.0018398 | 0.01519 | -0.05518 | -0.17377 | 0.01519 | 0.010357 | 0.021469 | -0.076736 | -0.28819 | 0.021469 | 0.011269 | 0.0057539 | 0.2055 | 0.073703 | 0.30676 | 4.4725 | 0.0015525 | -0.0060964 | -0.0047773 | 0.0015525 | 0.0018398 | 0.01519 | -0.05518 | -0.17377 | 0.01519 | 0.010357 | 0.021469 | -0.076736 | -0.28819 | 0.021469 | 0.011269
242 | 0.34 | 0.32 | South/Central | LA | Monroe.Rgnl.AP.722486 | 3 | 434906 | 35.3746 | 13.049 | 53.2935 | 35.3157 | 17.9778 | 782.06 | 0.28972 | -2.13 | 0.59874 | -0.30902 | -4.5942 | -1.0396 | -14.36 | -0.72847 | -0.31114 | -21.6616 | -0.81036 | -34.97 | 0.97795 | -1.7883 | -58.4108 | 0.28972 | -2.13 | 0.59874 | -0.30902 | -4.5942 | 0.33965 | -2.97 | 0.73845 | -0.3988 | -6.367 | 0.0057539 | 0.20354 | 0.075083 | 0.30665 | 4.4999 | 0.001667 | -0.0059819 | -0.0046628 | 0.001667 | 0.0019544 | -0.012256 | -0.082627 | -0.20122 | -0.012256 | -0.017089 | -0.026435 | -0.12464 | -0.33609 | -0.026435 | -0.036635 | 0.0057539 | 0.20354 | 0.075083 | 0.30665 | 4.4999 | 0.001667 | -0.0059819 | -0.0046628 | 0.001667 | 0.0019544 | -0.012256 | -0.082627 | -0.20122 | -0.012256 | -0.017089 | -0.026435 | -0.12464 | -0.33609 | -0.026435 | -0.036635
243 | 0.34 | 0.35 | South/Central | LA | Monroe.Rgnl.AP.722486 | 3 | 434906 | 34.8848 | 13.399 | 53.2637 | 34.8267 | 18.437 | 788.88 | 0.31951 | -8.95 | 1.0877 | -0.76821 | -16.5488 | -1.0098 | -21.18 | -0.2395 | -0.77033 | -33.6162 | -0.78058 | -41.79 | 1.4669 | -2.2475 | -70.3654 | 0.31951 | -8.95 | 1.0877 | -0.76821 | -16.5488 | 0.36944 | -9.79 | 1.2274 | -0.85798 | -18.3215 | 0.0057539 | 0.20073 | 0.077097 | 0.30648 | 4.5392 | 0.0018384 | -0.0058105 | -0.0044914 | 0.0018384 | 0.0021257 | -0.051498 | -0.12187 | -0.24046 | -0.051498 | -0.056331 | -0.095221 | -0.19343 | -0.40488 | -0.095221 | -0.10542 | 0.0057539 | 0.20073 | 0.077097 | 0.30648 | 4.5392 | 0.0018384 | -0.0058105 | -0.0044914 | 0.0018384 | 0.0021257 | -0.051498 | -0.12187 | -0.24046 | -0.051498 | -0.056331 | -0.095221 | -0.19343 | -0.40488 | -0.095221 | -0.10542
244 | 0.34 | 0.37 | South/Central | LA | Monroe.Rgnl.AP.722486 | 3 | 434906 | 34.575 | 13.629 | 53.2638 | 34.5173 | 18.7465 | 793.66 | 0.31935 | -13.73 | 1.3971 | -1.0777 | -24.8656 | -1.01 | -25.96 | 0.069856 | -1.0798 | -41.933 | -0.78074 | -46.57 | 1.7763 | -2.557 | -78.6822 | 0.31935 | -13.73 | 1.3971 | -1.0777 | -24.8656 | 0.36928 | -14.57 | 1.5368 | -1.1675 | -26.6383 | 0.0057539 | 0.19894 | 0.078421 | 0.30648 | 4.5667 | 0.0018375 | -0.0058114 | -0.0044923 | 0.0018375 | 0.0021248 | -0.079002 | -0.14937 | -0.26796 | -0.079002 | -0.083835 | -0.14308 | -0.24128 | -0.45273 | -0.14308 | -0.15328 | 0.0057539 | 0.19894 | 0.078421 | 0.30648 | 4.5667 | 0.0018375 | -0.0058114 | -0.0044923 | 0.0018375 | 0.0021248 | -0.079002 | -0.14937 | -0.26796 | -0.079002 | -0.083835 | -0.14308 | -0.24128 | -0.45273 | -0.14308 | -0.15328
245 | 0.34 | 0.4 | South/Central | LA | Monroe.Rgnl.AP.722486 | 3 | 434906 | 34.1452 | 13.979 | 53.294 | 34.0882 | 19.2058 | 801.03 | 0.28918 | -21.1 | 1.8262 | -1.537 | -37.5894 | -1.0402 | -33.33 | 0.49895 | -1.5391 | -54.6568 | -0.8109 | -53.94 | 2.2054 | -3.0163 | -91.406 | 0.28918 | -21.1 | 1.8262 | -1.537 | -37.5894 | 0.33911 | -21.94 | 1.9659 | -1.6268 | -39.3621 | 0.0057539 | 0.19647 | 0.080434 | 0.30665 | 4.6091 | 0.0016639 | -0.005985 | -0.0046659 | 0.0016639 | 0.0019512 | -0.12141 | -0.19178 | -0.31037 | -0.12141 | -0.12624 | -0.21629 | -0.31449 | -0.52595 | -0.21629 | -0.22649 | 0.0057539 | 0.19647 | 0.080434 | 0.30665 | 4.6091 | 0.0016639 | -0.005985 | -0.0046659 | 0.0016639 | 0.0019512 | -0.12141 | -0.19178 | -0.31037 | -0.12141 | -0.12624 | -0.21629 | -0.31449 | -0.52595 | -0.21629 | -0.22649
246 | 0.34 | 0.42 | South/Central | LA | Monroe.Rgnl.AP.722486 | 3 | 434906 | 33.8653 | 14.219 | 53.3341 | 33.8088 | 19.5253 | 806.33 | 0.24908 | -26.4 | 2.1056 | -1.8565 | -46.6859 | -1.0803 | -38.63 | 0.77837 | -1.8586 | -63.7533 | -0.851 | -59.24 | 2.4848 | -3.3358 | -100.5025 | 0.24908 | -26.4 | 2.1056 | -1.8565 | -46.6859 | 0.29901 | -27.24 | 2.2453 | -1.9463 | -48.4586 | 0.0057539 | 0.19486 | 0.081815 | 0.30688 | 4.6396 | 0.0014332 | -0.0062157 | -0.0048966 | 0.0014332 | 0.0017205 | -0.1519 | -0.22227 | -0.34086 | -0.1519 | -0.15674 | -0.26863 | -0.36683 | -0.57829 | -0.26863 | -0.27883 | 0.0057539 | 0.19486 | 0.081815 | 0.30688 | 4.6396 | 0.0014332 | -0.0062157 | -0.0048966 | 0.0014332 | 0.0017205 | -0.1519 | -0.22227 | -0.34086 | -0.1519 | -0.15674 | -0.26863 | -0.36683 | -0.57829 | -0.26863 | -0.27883
247 | 0.34 | 0.47 | South/Central | LA | Monroe.Rgnl.AP.722486 | 3 | 434906 | 33.1656 | 14.879 | 53.4944 | 33.1103 | 20.3841 | 821.08 | 0.088746 | -41.15 | 2.8041 | -2.7154 | -71.8101 | -1.2406 | -53.38 | 1.4769 | -2.7175 | -88.8775 | -1.0113 | -73.99 | 3.1833 | -4.1947 | -125.6267 | 0.088746 | -41.15 | 2.8041 | -2.7154 | -71.8101 | 0.13868 | -41.99 | 2.9438 | -2.8051 | -73.5829 | 0.0057539 | 0.19083 | 0.085613 | 0.3078 | 4.7245 | 0.00051064 | -0.0071383 | -0.0058192 | 0.00051064 | 0.00079795 | -0.23677 | -0.30715 | -0.42573 | -0.23677 | -0.24161 | -0.41319 | -0.5114 | -0.72285 | -0.41319 | -0.42339 | 0.0057539 | 0.19083 | 0.085613 | 0.3078 | 4.7245 | 0.00051064 | -0.0071383 | -0.0058192 | 0.00051064 | 0.00079795 | -0.23677 | -0.30715 | -0.42573 | -0.23677 | -0.24161 | -0.41319 | -0.5114 | -0.72285 | -0.41319 | -0.42339
248 | 0.2 | 0.21 | South/Central | LA | Monroe.Rgnl.AP.722486 | 3 | 434906 | 32.666 | 12.379 | 49.5148 | 32.6114 | 16.9035 | 730.78 | 4.0684 | 49.15 | 3.3031 | 0.76532 | 72.6197 | 2.739 | 36.92 | 1.9758 | 0.7632 | 55.5523 | 2.9683 | 16.31 | 3.6823 | -0.71396 | 18.8031 | 4.0684 | 49.15 | 3.3031 | 0.76532 | 72.6197 | 4.1183 | 48.31 | 3.4428 | 0.67555 | 70.847 | 0.0057539 | 0.18796 | 0.071228 | 0.28491 | 4.2049 | 0.023409 | 0.01576 | 0.017079 | 0.023409 | 0.023697 | 0.28281 | 0.21244 | 0.093847 | 0.28281 | 0.27797 | 0.41785 | 0.31964 | 0.10819 | 0.41785 | 0.40765 | 0.0057539 | 0.18796 | 0.071228 | 0.28491 | 4.2049 | 0.023409 | 0.01576 | 0.017079 | 0.023409 | 0.023697 | 0.28281 | 0.21244 | 0.093847 | 0.28281 | 0.27797 | 0.41785 | 0.31964 | 0.10819 | 0.41785 | 0.40765
249 | 0.21 | 0.21 | South/Central | LA | Monroe.Rgnl.AP.722486 | 3 | 434906 | 32.9559 | 12.379 | 49.8146 | 32.9007 | 16.9139 | 733.7 | 3.7685 | 46.23 | 3.0137 | 0.75488 | 68.5023 | 2.4392 | 34 | 1.6865 | 0.75276 | 51.4349 | 2.6685 | 13.39 | 3.3929 | -0.72441 | 14.6857 | 3.7685 | 46.23 | 3.0137 | 0.75488 | 68.5023 | 3.8185 | 45.39 | 3.1534 | 0.6651 | 66.7295 | 0.0057539 | 0.18963 | 0.071228 | 0.28663 | 4.2217 | 0.021684 | 0.014035 | 0.015354 | 0.021684 | 0.021971 | 0.266 | 0.19563 | 0.077045 | 0.266 | 0.26117 | 0.39416 | 0.29595 | 0.084501 | 0.39416 | 0.38396 | 0.0057539 | 0.18963 | 0.071228 | 0.28663 | 4.2217 | 0.021684 | 0.014035 | 0.015354 | 0.021684 | 0.021971 | 0.266 | 0.19563 | 0.077045 | 0.266 | 0.26117 | 0.39416 | 0.29595 | 0.084501 | 0.39416 | 0.38396
250 | 0.22 | 0.21 | South/Central | LA | Monroe.Rgnl.AP.722486 | 3 | 434906 | 33.2457 | 12.369 | 50.0945 | 33.1901 | 16.9044 | 736.14 | 3.4886 | 43.79 | 2.7243 | 0.76437 | 65.1755 | 2.1593 | 31.56 | 1.3971 | 0.76225 | 48.1081 | 2.3886 | 10.95 | 3.1035 | -0.71492 | 11.3589 | 3.4886 | 43.79 | 2.7243 | 0.76437 | 65.1755 | 3.5386 | 42.95 | 2.864 | 0.67459 | 63.4027 | 0.0057539 | 0.19129 | 0.071171 | 0.28824 | 4.2357 | 0.020073 | 0.012425 | 0.013744 | 0.020073 | 0.020361 | 0.25197 | 0.18159 | 0.063006 | 0.25197 | 0.24713 | 0.37502 | 0.27681 | 0.065358 | 0.37502 | 0.36482 | 0.0057539 | 0.19129 | 0.071171 | 0.28824 | 4.2357 | 0.020073 | 0.012425 | 0.013744 | 0.020073 | 0.020361 | 0.25197 | 0.18159 | 0.063006 | 0.25197 | 0.24713 | 0.37502 | 0.27681 | 0.065358 | 0.37502 | 0.36482
251 | 0.23 | 0.21 | South/Central | LA | Monroe.Rgnl.AP.722486 | 3 | 434906 | 33.5356 | 12.359 | 50.3844 | 33.4795 | 16.9049 | 738.82 | 3.1988 | 41.11 | 2.4349 | 0.76392 | 61.4545 | 1.8695 | 28.88 | 1.1077 | 0.7618 | 44.3871 | 2.0987 | 8.27 | 2.8141 | -0.71537 | 7.6379 | 3.1988 | 41.11 | 2.4349 | 0.76392 | 61.4545 | 3.2487 | 40.27 | 2.5746 | 0.67414 | 59.6818 | 0.0057539 | 0.19296 | 0.071113 | 0.28991 | 4.2511 | 0.018406 | 0.010757 | 0.012076 | 0.018406 | 0.018693 | 0.23654 | 0.16617 | 0.047585 | 0.23654 | 0.23171 | 0.35361 | 0.2554 | 0.043948 | 0.35361 | 0.34341 | 0.0057539 | 0.19296 | 0.071113 | 0.28991 | 4.2511 | 0.018406 | 0.010757 | 0.012076 | 0.018406 | 0.018693 | 0.23654 | 0.16617 | 0.047585 | 0.23654 | 0.23171 | 0.35361 | 0.2554 | 0.043948 | 0.35361 | 0.34341
252 | 0.24 | 0.21 | South/Central | LA | Monroe.Rgnl.AP.722486 | 3 | 434906 | 33.8154 | 12.349 | 50.6642 | 33.7589 | 16.9053 | 741.4 | 2.9189 | 38.53 | 2.1555 | 0.76347 | 57.8613 | 1.5896 | 26.3 | 0.82826 | 0.76135 | 40.7938 | 1.8189 | 5.69 | 2.5347 | -0.71582 | 4.0446 | 2.9189 | 38.53 | 2.1555 | 0.76347 | 57.8613 | 2.9689 | 37.69 | 2.2952 | 0.67369 | 56.0885 | 0.0057539 | 0.19457 | 0.071055 | 0.29152 | 4.266 | 0.016795 | 0.0091465 | 0.010466 | 0.016795 | 0.017083 | 0.2217 | 0.15133 | 0.03274 | 0.2217 | 0.21687 | 0.33293 | 0.23473 | 0.023273 | 0.33293 | 0.32273 | 0.0057539 | 0.19457 | 0.071055 | 0.29152 | 4.266 | 0.016795 | 0.0091465 | 0.010466 | 0.016795 | 0.017083 | 0.2217 | 0.15133 | 0.03274 | 0.2217 | 0.21687 | 0.33293 | 0.23473 | 0.023273 | 0.33293 | 0.32273
253 | 0.25 | 0.21 | South/Central | LA | Monroe.Rgnl.AP.722486 | 3 | 434906 | 34.1053 | 12.349 | 50.9541 | 34.0483 | 16.9058 | 744.07 | 2.6291 | 35.86 | 1.8661 | 0.76298 | 54.1388 | 1.2997 | 23.63 | 0.53886 | 0.76086 | 37.0714 | 1.529 | 3.02 | 2.2453 | -0.71631 | 0.32217 | 2.6291 | 35.86 | 1.8661 | 0.76298 | 54.1388 | 2.679 | 35.02 | 2.0058 | 0.67321 | 52.366 | 0.0057539 | 0.19624 | 0.071055 | 0.29319 | 4.2813 | 0.015127 | 0.0074785 | 0.0087976 | 0.015127 | 0.015415 | 0.20634 | 0.13597 | 0.017377 | 0.20634 | 0.2015 | 0.31151 | 0.21331 | 0.0018538 | 0.31151 | 0.30131 | 0.0057539 | 0.19624 | 0.071055 | 0.29319 | 4.2813 | 0.015127 | 0.0074785 | 0.0087976 | 0.015127 | 0.015415 | 0.20634 | 0.13597 | 0.017377 | 0.20634 | 0.2015 | 0.31151 | 0.21331 | 0.0018538 | 0.31151 | 0.30131
254 | 0.26 | 0.21 | South/Central | LA | Monroe.Rgnl.AP.722486 | 3 | 434906 | 34.3852 | 12.329 | 51.224 | 34.3277 | 16.8963 | 746.41 | 2.3592 | 33.52 | 1.5867 | 0.77249 | 50.9405 | 1.0298 | 21.29 | 0.25945 | 0.77037 | 33.8731 | 1.2591 | 0.68 | 1.9659 | -0.7068 | -2.8761 | 2.3592 | 33.52 | 1.5867 | 0.77249 | 50.9405 | 2.4091 | 32.68 | 1.7264 | 0.68272 | 49.1678 | 0.0057539 | 0.19785 | 0.070941 | 0.29474 | 4.2948 | 0.013574 | 0.0059255 | 0.0072446 | 0.013574 | 0.013862 | 0.19287 | 0.1225 | 0.0039127 | 0.19287 | 0.18804 | 0.29311 | 0.1949 | -0.016549 | 0.29311 | 0.28291 | 0.0057539 | 0.19785 | 0.070941 | 0.29474 | 4.2948 | 0.013574 | 0.0059255 | 0.0072446 | 0.013574 | 0.013862 | 0.19287 | 0.1225 | 0.0039127 | 0.19287 | 0.18804 | 0.29311 | 0.1949 | -0.016549 | 0.29311 | 0.28291
255 | 0.27 | 0.21 | South/Central | LA | Monroe.Rgnl.AP.722486 | 3 | 434906 | 34.675 | 12.319 | 51.5039 | 34.6171 | 16.8867 | 748.84 | 2.0793 | 31.09 | 1.2973 | 0.78204 | 47.6162 | 0.74998 | 18.86 | -0.029941 | 0.77992 | 30.5488 | 0.97923 | -1.75 | 1.6765 | -0.69725 | -6.2004 | 2.0793 | 31.09 | 1.2973 | 0.78204 | 47.6162 | 2.1292 | 30.25 | 1.437 | 0.69227 | 45.8434 | 0.0057539 | 0.19952 | 0.070883 | 0.29635 | 4.3088 | 0.011964 | 0.0043153 | 0.0056344 | 0.011964 | 0.012252 | 0.17889 | 0.10852 | -0.010069 | 0.17889 | 0.17406 | 0.27398 | 0.17578 | -0.035677 | 0.27398 | 0.26378 | 0.0057539 | 0.19952 | 0.070883 | 0.29635 | 4.3088 | 0.011964 | 0.0043153 | 0.0056344 | 0.011964 | 0.012252 | 0.17889 | 0.10852 | -0.010069 | 0.17889 | 0.17406 | 0.27398 | 0.17578 | -0.035677 | 0.27398 | 0.26378
256 | 0.28 | 0.21 | South/Central | LA | Monroe.Rgnl.AP.722486 | 3 | 434906 | 34.9549 | 12.309 | 51.7838 | 34.8965 | 16.8872 | 751.43 | 1.7994 | 28.5 | 1.0179 | 0.78157 | 44.0222 | 0.4701 | 16.27 | -0.30935 | 0.77945 | 26.9548 | 0.69935 | -4.34 | 1.3971 | -0.69772 | -9.7944 | 1.7994 | 28.5 | 1.0179 | 0.78157 | 44.0222 | 1.8494 | 27.66 | 1.1576 | 0.6918 | 42.2494 | 0.0057539 | 0.20113 | 0.070825 | 0.29796 | 4.3237 | 0.010354 | 0.0027049 | 0.004024 | 0.010354 | 0.010641 | 0.16399 | 0.093617 | -0.024972 | 0.16399 | 0.15915 | 0.2533 | 0.1551 | -0.056357 | 0.2533 | 0.2431 | 0.0057539 | 0.20113 | 0.070825 | 0.29796 | 4.3237 | 0.010354 | 0.0027049 | 0.004024 | 0.010354 | 0.010641 | 0.16399 | 0.093617 | -0.024972 | 0.16399 | 0.15915 | 0.2533 | 0.1551 | -0.056357 | 0.2533 | 0.2431
257 | 0.29 | 0.21 | South/Central | LA | Monroe.Rgnl.AP.722486 | 3 | 434906 | 35.2348 | 12.299 | 52.0636 | 35.176 | 16.8876 | 754.01 | 1.5196 | 25.92 | 0.73844 | 0.78114 | 40.4297 | 0.19026 | 13.69 | -0.58877 | 0.77902 | 23.3622 | 0.41951 | -6.92 | 1.1177 | -0.69815 | -13.387 | 1.5196 | 25.92 | 0.73844 | 0.78114 | 40.4297 | 1.5695 | 25.08 | 0.87815 | 0.69137 | 38.6569 | 0.0057539 | 0.20274 | 0.070768 | 0.29957 | 4.3385 | 0.0087436 | 0.0010947 | 0.0024138 | 0.0087436 | 0.0090309 | 0.14914 | 0.078772 | -0.039817 | 0.14914 | 0.14431 | 0.23263 | 0.13443 | -0.077028 | 0.23263 | 0.22243 | 0.0057539 | 0.20274 | 0.070768 | 0.29957 | 4.3385 | 0.0087436 | 0.0010947 | 0.0024138 | 0.0087436 | 0.0090309 | 0.14914 | 0.078772 | -0.039817 | 0.14914 | 0.14431 | 0.23263 | 0.13443 | -0.077028 | 0.23263 | 0.22243
258 | 0.3 | 0.21 | South/Central | LA | Monroe.Rgnl.AP.722486 | 3 | 434906 | 35.5146 | 12.289 | 52.3335 | 35.4554 | 16.8781 | 756.35 | 1.2497 | 23.58 | 0.45903 | 0.79065 | 37.2314 | -0.079647 | 11.35 | -0.86818 | 0.78853 | 20.164 | 0.1496 | -9.26 | 0.83824 | -0.68864 | -16.5852 | 1.2497 | 23.58 | 0.45903 | 0.79065 | 37.2314 | 1.2996 | 22.74 | 0.59874 | 0.70088 | 35.4586 | 0.0057539 | 0.20435 | 0.07071 | 0.30112 | 4.352 | 0.0071906 | -0.00045828 | 0.00086081 | 0.0071906 | 0.0074779 | 0.13568 | 0.065307 | -0.053282 | 0.13568 | 0.13084 | 0.21423 | 0.11602 | -0.09543 | 0.21423 | 0.20403 | 0.0057539 | 0.20435 | 0.07071 | 0.30112 | 4.352 | 0.0071906 | -0.00045828 | 0.00086081 | 0.0071906 | 0.0074779 | 0.13568 | 0.065307 | -0.053282 | 0.13568 | 0.13084 | 0.21423 | 0.11602 | -0.09543 | 0.21423 | 0.20403
259 | 0.31 | 0.21 | South/Central | LA | Monroe.Rgnl.AP.722486 | 3 | 434906 | 35.7945 | 12.289 | 52.6233 | 35.7348 | 16.8886 | 759.18 | 0.95985 | 20.75 | 0.17962 | 0.78023 | 33.2424 | -0.36949 | 8.52 | -1.1476 | 0.7781 | 16.175 | -0.14024 | -12.09 | 0.55883 | -0.69906 | -20.5742 | 0.95985 | 20.75 | 0.17962 | 0.78023 | 33.2424 | 1.0098 | 19.91 | 0.31933 | 0.69045 | 31.4697 | 0.0057539 | 0.20596 | 0.07071 | 0.30279 | 4.3683 | 0.0055229 | -0.002126 | -0.00080691 | 0.0055229 | 0.0058102 | 0.11939 | 0.049024 | -0.069565 | 0.11939 | 0.11456 | 0.19128 | 0.09307 | -0.11838 | 0.19128 | 0.18107 | 0.0057539 | 0.20596 | 0.07071 | 0.30279 | 4.3683 | 0.0055229 | -0.002126 | -0.00080691 | 0.0055229 | 0.0058102 | 0.11939 | 0.049024 | -0.069565 | 0.11939 | 0.11456 | 0.19128 | 0.09307 | -0.11838 | 0.19128 | 0.18107
260 | 0.32 | 0.21 | South/Central | LA | Monroe.Rgnl.AP.722486 | 3 | 434906 | 36.0644 | 12.289 | 52.8932 | 36.0042 | 16.889 | 761.66 | 0.68996 | 18.27 | -0.089814 | 0.77978 | 29.7769 | -0.63937 | 6.04 | -1.417 | 0.77766 | 12.7095 | -0.41012 | -14.57 | 0.28939 | -0.69951 | -24.0397 | 0.68996 | 18.27 | -0.089814 | 0.77978 | 29.7769 | 0.7399 | 17.43 | 0.049893 | 0.69 | 28.0041 | 0.0057539 | 0.20751 | 0.07071 | 0.30434 | 4.3826 | 0.00397 | -0.0036789 | -0.0023598 | 0.00397 | 0.0042573 | 0.10512 | 0.034754 | -0.083835 | 0.10512 | 0.10029 | 0.17133 | 0.07313 | -0.13832 | 0.17133 | 0.16113 | 0.0057539 | 0.20751 | 0.07071 | 0.30434 | 4.3826 | 0.00397 | -0.0036789 | -0.0023598 | 0.00397 | 0.0042573 | 0.10512 | 0.034754 | -0.083835 | 0.10512 | 0.10029 | 0.17133 | 0.07313 | -0.13832 | 0.17133 | 0.16113
261 | 0.33 | 0.21 | South/Central | LA | Monroe.Rgnl.AP.722486 | 3 | 434906 | 36.3342 | 12.279 | 53.1631 | 36.2737 | 16.8894 | 764.14 | 0.42008 | 15.79 | -0.35925 | 0.77933 | 26.3114 | -0.90925 | 3.56 | -1.6865 | 0.77721 | 9.2439 | -0.68 | -17.05 | 0.01996 | -0.69996 | -27.5052 | 0.42008 | 15.79 | -0.35925 | 0.77933 | 26.3114 | 0.47001 | 14.95 | -0.21954 | 0.68955 | 24.5386 | 0.0057539 | 0.20907 | 0.070653 | 0.3059 | 4.3968 | 0.0024171 | -0.0052318 | -0.0039127 | 0.0024171 | 0.0027044 | 0.090855 | 0.020484 | -0.098105 | 0.090855 | 0.086021 | 0.15139 | 0.053189 | -0.15826 | 0.15139 | 0.14119 | 0.0057539 | 0.20907 | 0.070653 | 0.3059 | 4.3968 | 0.0024171 | -0.0052318 | -0.0039127 | 0.0024171 | 0.0027044 | 0.090855 | 0.020484 | -0.098105 | 0.090855 | 0.086021 | 0.15139 | 0.053189 | -0.15826 | 0.15139 | 0.14119
262 | 0.34 | 0.21 | South/Central | LA | Monroe.Rgnl.AP.722486 | 3 | 434906 | 36.6041 | 12.279 | 53.4429 | 36.5431 | 16.8999 | 766.87 | 0.14024 | 13.06 | -0.62868 | 0.76892 | 22.4509 | -1.1891 | 0.83 | -1.9559 | 0.7668 | 5.3835 | -0.95984 | -19.78 | -0.24947 | -0.71037 | -31.3657 | 0.14024 | 13.06 | -0.62868 | 0.76892 | 22.4509 | 0.19017 | 12.22 | -0.48897 | 0.67915 | 20.6781 | 0.0057539 | 0.21062 | 0.070653 | 0.30751 | 4.4125 | 0.00080693 | -0.006842 | -0.0055229 | 0.00080693 | 0.0010942 | 0.075147 | 0.0047758 | -0.11381 | 0.075147 | 0.070313 | 0.12918 | 0.030976 | -0.18048 | 0.12918 | 0.11898 | 0.0057539 | 0.21062 | 0.070653 | 0.30751 | 4.4125 | 0.00080693 | -0.006842 | -0.0055229 | 0.00080693 | 0.0010942 | 0.075147 | 0.0047758 | -0.11381 | 0.075147 | 0.070313 | 0.12918 | 0.030976 | -0.18048 | 0.12918 | 0.11898
263 | 0.35 | 0.21 | South/Central | LA | Monroe.Rgnl.AP.722486 | 3 | 434906 | 36.864 | 12.269 | 53.6928 | 36.8025 | 16.8903 | 769.01 | -0.10967 | 10.92 | -0.88814 | 0.77847 | 19.5095 | -1.439 | -1.31 | -2.2153 | 0.77635 | 2.4421 | -1.2097 | -21.92 | -0.50893 | -0.70082 | -34.3071 | -0.10967 | 10.92 | -0.88814 | 0.77847 | 19.5095 | -0.059734 | 10.08 | -0.74843 | 0.68869 | 17.7368 | 0.0057539 | 0.21211 | 0.070595 | 0.30895 | 4.4248 | -0.00063102 | -0.0082799 | -0.0069608 | -0.00063102 | -0.00034371 | 0.062833 | -0.0075377 | -0.12613 | 0.062833 | 0.058 | 0.11226 | 0.014052 | -0.1974 | 0.11226 | 0.10206 | 0.0057539 | 0.21211 | 0.070595 | 0.30895 | 4.4248 | -0.00063102 | -0.0082799 | -0.0069608 | -0.00063102 | -0.00034371 | 0.062833 | -0.0075377 | -0.12613 | 0.062833 | 0.058 | 0.11226 | 0.014052 | -0.1974 | 0.11226 | 0.10206
264 | 0.36 | 0.21 | South/Central | LA | Monroe.Rgnl.AP.722486 | 3 | 434906 | 37.1338 | 12.269 | 53.9727 | 37.072 | 16.9007 | 771.75 | -0.38953 | 8.18 | -1.1576 | 0.76804 | 15.6483 | -1.7189 | -4.05 | -2.4848 | 0.76592 | -1.4191 | -1.4896 | -24.66 | -0.77836 | -0.71125 | -38.1683 | -0.38953 | 8.18 | -1.1576 | 0.76804 | 15.6483 | -0.33959 | 7.34 | -1.0179 | 0.67827 | 13.8755 | 0.0057539 | 0.21367 | 0.070595 | 0.31056 | 4.4406 | -0.0022413 | -0.0098902 | -0.0085711 | -0.0022413 | -0.001954 | 0.047067 | -0.023303 | -0.14189 | 0.047067 | 0.042234 | 0.090039 | -0.0081656 | -0.21962 | 0.090039 | 0.079839 | 0.0057539 | 0.21367 | 0.070595 | 0.31056 | 4.4406 | -0.0022413 | -0.0098902 | -0.0085711 | -0.0022413 | -0.001954 | 0.047067 | -0.023303 | -0.14189 | 0.047067 | 0.042234 | 0.090039 | -0.0081656 | -0.21962 | 0.090039 | 0.079839
265 | 0.37 | 0.21 | South/Central | LA | Monroe.Rgnl.AP.722486 | 3 | 434906 | 37.3937 | 12.269 | 54.2426 | 37.3314 | 16.9111 | 774.37 | -0.65939 | 5.56 | -1.417 | 0.75764 | 11.9155 | -1.9887 | -6.67 | -2.7442 | 0.75552 | -5.1519 | -1.7595 | -27.28 | -1.0378 | -0.72165 | -41.9011 | -0.65939 | 5.56 | -1.417 | 0.75764 | 11.9155 | -0.60945 | 4.72 | -1.2773 | 0.66786 | 10.1427 | 0.0057539 | 0.21516 | 0.070595 | 0.31211 | 4.4557 | -0.0037941 | -0.011443 | -0.010124 | -0.0037941 | -0.0035068 | 0.031992 | -0.038379 | -0.15697 | 0.031992 | 0.027159 | 0.068561 | -0.029644 | -0.2411 | 0.068561 | 0.058361 | 0.0057539 | 0.21516 | 0.070595 | 0.31211 | 4.4557 | -0.0037941 | -0.011443 | -0.010124 | -0.0037941 | -0.0035068 | 0.031992 | -0.038379 | -0.15697 | 0.031992 | 0.027159 | 0.068561 | -0.029644 | -0.2411 | 0.068561 | 0.058361
266 | 0.38 | 0.21 | South/Central | LA | Monroe.Rgnl.AP.722486 | 3 | 434906 | 37.6536 | 12.259 | 54.4925 | 37.5909 | 16.9016 | 776.51 | -0.90929 | 3.42 | -1.6765 | 0.76718 | 8.9741 | -2.2386 | -8.81 | -3.0037 | 0.76506 | -8.0933 | -2.0094 | -29.42 | -1.2973 | -0.71211 | -44.8425 | -0.90929 | 3.42 | -1.6765 | 0.76718 | 8.9741 | -0.85936 | 2.58 | -1.5368 | 0.67741 | 7.2014 | 0.0057539 | 0.21666 | 0.070538 | 0.31355 | 4.468 | -0.005232 | -0.012881 | -0.011562 | -0.005232 | -0.0049447 | 0.019678 | -0.050692 | -0.16928 | 0.019678 | 0.014845 | 0.051636 | -0.046568 | -0.25802 | 0.051636 | 0.041436 | 0.0057539 | 0.21666 | 0.070538 | 0.31355 | 4.468 | -0.005232 | -0.012881 | -0.011562 | -0.005232 | -0.0049447 | 0.019678 | -0.050692 | -0.16928 | 0.019678 | 0.014845 | 0.051636 | -0.046568 | -0.25802 | 0.051636 | 0.041436
267 | 0.39 | 0.21 | South/Central | LA | Monroe.Rgnl.AP.722486 | 3 | 434906 | 37.9135 | 12.259 | 54.7623 | 37.8503 | 16.912 | 779.14 | -1.1791 | 0.79 | -1.9359 | 0.7568 | 5.2421 | -2.5085 | -11.44 | -3.2631 | 0.75468 | -11.8253 | -2.2792 | -32.05 | -1.5567 | -0.72249 | -48.5745 | -1.1791 | 0.79 | -1.9359 | 0.7568 | 5.2421 | -1.1292 | -0.05 | -1.7962 | 0.66702 | 3.4694 | 0.0057539 | 0.21815 | 0.070538 | 0.3151 | 4.4831 | -0.0067847 | -0.014434 | -0.013114 | -0.0067847 | -0.0064974 | 0.0045456 | -0.065825 | -0.18441 | 0.0045456 | -0.0002877 | 0.030163 | -0.068042 | -0.2795 | 0.030163 | 0.019963 | 0.0057539 | 0.21815 | 0.070538 | 0.3151 | 4.4831 | -0.0067847 | -0.014434 | -0.013114 | -0.0067847 | -0.0064974 | 0.0045456 | -0.065825 | -0.18441 | 0.0045456 | -0.0002877 | 0.030163 | -0.068042 | -0.2795 | 0.030163 | 0.019963
268 | 0.4 | 0.21 | South/Central | LA | Monroe.Rgnl.AP.722486 | 3 | 434906 | 38.1733 | 12.259 | 55.0322 | 38.1098 | 16.9224 | 781.76 | -1.449 | -1.83 | -2.1954 | 0.74637 | 1.5085 | -2.7783 | -14.06 | -3.5226 | 0.74425 | -15.5589 | -2.5491 | -34.67 | -1.8162 | -0.73292 | -52.3081 | -1.449 | -1.83 | -2.1954 | 0.74637 | 1.5085 | -1.3991 | -2.67 | -2.0557 | 0.65659 | -0.26425 | 0.0057539 | 0.21965 | 0.070538 | 0.31665 | 4.4982 | -0.0083376 | -0.015986 | -0.014667 | -0.0083376 | -0.0080503 | -0.01053 | -0.0809 | -0.19949 | -0.01053 | -0.015363 | 0.0086797 | -0.089525 | -0.30098 | 0.0086797 | -0.0015205 | 0.0057539 | 0.21965 | 0.070538 | 0.31665 | 4.4982 | -0.0083376 | -0.015986 | -0.014667 | -0.0083376 | -0.0080503 | -0.01053 | -0.0809 | -0.19949 | -0.01053 | -0.015363 | 0.0086797 | -0.089525 | -0.30098 | 0.0086797 | -0.0015205
Double | Double | Double | South/Central | LA | Monroe.Rgnl.AP.722486 | 3 | 434906 | 36.4839 | 15.739 | 58.1228 | 36.4233 | 21.6995 | 883.88 | -4.5396 | -103.95 | -0.50892 | -4.0307 | -166.3714 | -5.869 | -116.18 | -1.8361 | -4.0328 | -183.4388 | -5.6397 | -136.79 | -0.12971 | -5.51 | -220.188 | -4.5396 | -103.95 | -0.50892 | -4.0307 | -166.3714 | -4.4897 | -104.79 | -0.36921 | -4.1205 | -168.1442 | 0.0057539 | 0.20993 | 0.090562 | 0.33444 | 5.0858 | -0.026121 | -0.03377 | -0.032451 | -0.026121 | -0.025833 | -0.59812 | -0.66849 | -0.78708 | -0.59812 | -0.60296 | -0.95729 | -1.0555 | -1.2669 | -0.95729 | -0.96749 | 0.0057539 | 0.20993 | 0.090562 | 0.33444 | 5.0858 | -0.026121 | -0.03377 | -0.032451 | -0.026121 | -0.025833 | -0.59812 | -0.66849 | -0.78708 | -0.59812 | -0.60296 | -0.95729 | -1.0555 | -1.2669 | -0.95729 | -0.96749
Single | Single | Single | South/Central | LA | Monroe.Rgnl.AP.722486 | 3 | 434906 | 44.8098 | 17.979 | 69.7686 | 44.7358 | 25.0328 | 1041.68 | -16.1855 | -261.75 | -8.8214 | -7.364 | -404.9407 | -17.5148 | -273.98 | -10.1486 | -7.3661 | -422.0081 | -17.2855 | -294.59 | -8.4422 | -8.8433 | -458.7573 | -16.1855 | -261.75 | -8.8214 | -7.364 | -404.9407 | -16.1355 | -262.59 | -8.6817 | -7.4538 | -406.7134 | 0.0057539 | 0.25783 | 0.10345 | 0.40145 | 5.9938 | -0.09313 | -0.10078 | -0.09946 | -0.09313 | -0.092843 | -1.5061 | -1.5765 | -1.6951 | -1.5061 | -1.5109 | -2.33 | -2.4282 | -2.6397 | -2.33 | -2.3402 | 0.0057539 | 0.25783 | 0.10345 | 0.40145 | 5.9938 | -0.09313 | -0.10078 | -0.09946 | -0.09313 | -0.092843 | -1.5061 | -1.5765 | -1.6951 | -1.5061 | -1.5109 | -2.33 | -2.4282 | -2.6397 | -2.33 | -2.3402
1 | 0.35 | 0.47 | South/Central | AL | Montgomery-Dannelly.Field.722260 | 3 | 1279476 | 31.0783 | 15.0458 | 51.6534 | 30.6633 | 20.9902 | 1141.39 | -0.074676 | -53.3 | 2.787 | -2.8616 | -77.8309 | -1.3929 | -72.32 | 1.4692 | -2.8621 | -94.7111 | -1.0231 | -94.38 | 3.3412 | -4.3644 | -130.3366 | -0.074676 | -53.3 | 2.787 | -2.8616 | -77.8309 | -0.0016442 | -53.89 | 2.9479 | -2.9496 | -79.2585 | 0.016928 | 0.52609 | 0.25469 | 0.87438 | 19.3213 | -0.0012641 | -0.023579 | -0.017319 | -0.0012641 | -2.7833e-05 | -0.90226 | -1.2242 | -1.5977 | -0.90226 | -0.91224 | -1.3175 | -1.6033 | -2.2063 | -1.3175 | -1.3417 | 0.016928 | 0.52609 | 0.25469 | 0.87438 | 19.3213 | -0.0012641 | -0.023579 | -0.017319 | -0.0012641 | -2.7833e-05 | -0.90226 | -1.2242 | -1.5977 | -0.90226 | -0.91224 | -1.3175 | -1.6033 | -2.2063 | -1.3175 | -1.3417
2 | 0.35 | 0.42 | South/Central | AL | Montgomery-Dannelly.Field.722260 | 3 | 1279476 | 31.8553 | 14.329 | 51.4973 | 31.43 | 20.0673 | 1122.3 | 0.081421 | -34.21 | 2.0202 | -1.9388 | -51.0418 | -1.2368 | -53.23 | 0.70242 | -1.9392 | -67.922 | -0.86702 | -75.29 | 2.5745 | -3.4415 | -103.5475 | 0.081421 | -34.21 | 2.0202 | -1.9388 | -51.0418 | 0.15445 | -34.8 | 2.1812 | -2.0267 | -52.4695 | 0.016928 | 0.53924 | 0.24256 | 0.87174 | 18.9982 | 0.0013783 | -0.020937 | -0.014677 | 0.0013783 | 0.0026146 | -0.5791 | -0.90107 | -1.2745 | -0.5791 | -0.58909 | -0.86403 | -1.1498 | -1.7528 | -0.86403 | -0.8882 | 0.016928 | 0.53924 | 0.24256 | 0.87174 | 18.9982 | 0.0013783 | -0.020937 | -0.014677 | 0.0013783 | 0.0026146 | -0.5791 | -0.90107 | -1.2745 | -0.5791 | -0.58909 | -0.86403 | -1.1498 | -1.7528 | -0.86403 | -0.8882
3 | 0.35 | 0.37 | South/Central | AL | Montgomery-Dannelly.Field.722260 | 3 | 1279476 | 32.6426 | 13.6994 | 51.4543 | 32.2069 | 19.2474 | 1106.71 | 0.12444 | -18.62 | 1.2433 | -1.1189 | -28.4652 | -1.1938 | -37.64 | -0.074467 | -1.1193 | -45.3455 | -0.824 | -59.7 | 1.7976 | -2.6216 | -80.9709 | 0.12444 | -18.62 | 1.2433 | -1.1189 | -28.4652 | 0.19747 | -19.21 | 1.4043 | -1.2068 | -29.8929 | 0.016928 | 0.55257 | 0.2319 | 0.87101 | 18.7343 | 0.0021066 | -0.020208 | -0.013949 | 0.0021066 | 0.0033428 | -0.3152 | -0.63717 | -1.0106 | -0.3152 | -0.32518 | -0.48186 | -0.7676 | -1.3707 | -0.48186 | -0.50602 | 0.016928 | 0.55257 | 0.2319 | 0.87101 | 18.7343 | 0.0021066 | -0.020208 | -0.013949 | 0.0021066 | 0.0033428 | -0.3152 | -0.63717 | -1.0106 | -0.3152 | -0.32518 | -0.48186 | -0.7676 | -1.3707 | -0.48186 | -0.50602
4 | 0.35 | 0.32 | South/Central | AL | Montgomery-Dannelly.Field.722260 | 3 | 1279476 | 33.52 | 13.091 | 51.5271 | 33.0726 | 18.4545 | 1093.29 | 0.051612 | -5.2 | 0.37763 | -0.32602 | -8.0977 | -1.2666 | -24.22 | -0.94016 | -0.32646 | -24.9779 | -0.89683 | -46.28 | 0.93191 | -1.8287 | -60.6034 | 0.051612 | -5.2 | 0.37763 | -0.32602 | -8.0977 | 0.12464 | -5.79 | 0.53859 | -0.41395 | -9.5254 | 0.016928 | 0.56742 | 0.2216 | 0.87225 | 18.5071 | 0.00087367 | -0.021441 | -0.015181 | 0.00087367 | 0.0021099 | -0.088025 | -0.40999 | -0.78342 | -0.088025 | -0.098012 | -0.13708 | -0.42282 | -1.0259 | -0.13708 | -0.16124 | 0.016928 | 0.56742 | 0.2216 | 0.87225 | 18.5071 | 0.00087367 | -0.021441 | -0.015181 | 0.00087367 | 0.0021099 | -0.088025 | -0.40999 | -0.78342 | -0.088025 | -0.098012 | -0.13708 | -0.42282 | -1.0259 | -0.13708 | -0.16124
5 | 0.35 | 0.27 | South/Central | AL | Montgomery-Dannelly.Field.722260 | 3 | 1279476 | 34.1191 | 12.719 | 51.6153 | 33.6638 | 17.9516 | 1085.39 | -0.036589 | 2.7 | -0.21355 | 0.17696 | 4.2856 | -1.3548 | -16.32 | -1.5313 | 0.17652 | -12.5946 | -0.98503 | -38.38 | 0.34073 | -1.3258 | -48.2201 | -0.036589 | 2.7 | -0.21355 | 0.17696 | 4.2856 | 0.036442 | 2.11 | -0.052585 | 0.089027 | 2.8579 | 0.016928 | 0.57756 | 0.2153 | 0.87374 | 18.3734 | -0.00061938 | -0.022934 | -0.016674 | -0.00061938 | 0.00061689 | 0.045705 | -0.27626 | -0.64969 | 0.045705 | 0.035718 | 0.072547 | -0.2132 | -0.81626 | 0.072547 | 0.048379 | 0.016928 | 0.57756 | 0.2153 | 0.87374 | 18.3734 | -0.00061938 | -0.022934 | -0.016674 | -0.00061938 | 0.00061689 | 0.045705 | -0.27626 | -0.64969 | 0.045705 | 0.035718 | 0.072547 | -0.2132 | -0.81626 | 0.072547 | 0.048379
6 | 0.35 | 0.23 | South/Central | AL | Montgomery-Dannelly.Field.722260 | 3 | 1279476 | 34.4722 | 12.5475 | 51.7105 | 34.0122 | 17.6983 | 1082.1 | -0.13175 | 5.99 | -0.56197 | 0.43021 | 9.8713 | -1.45 | -13.03 | -1.8798 | 0.42977 | -7.0089 | -1.0802 | -35.09 | -0.0076831 | -1.0725 | -42.6344 | -0.13175 | 5.99 | -0.56197 | 0.43021 | 9.8713 | -0.058721 | 5.4 | -0.401 | 0.34228 | 8.4436 | 0.016928 | 0.58354 | 0.2124 | 0.87535 | 18.3177 | -0.0022303 | -0.024545 | -0.018285 | -0.0022303 | -0.00099402 | 0.1014 | -0.22057 | -0.594 | 0.1014 | 0.091411 | 0.1671 | -0.11865 | -0.72171 | 0.1671 | 0.14293 | 0.016928 | 0.58354 | 0.2124 | 0.87535 | 18.3177 | -0.0022303 | -0.024545 | -0.018285 | -0.0022303 | -0.00099402 | 0.1014 | -0.22057 | -0.594 | 0.1014 | 0.091411 | 0.1671 | -0.11865 | -0.72171 | 0.1671 | 0.14293
7 | 0.35 | 0.19 | South/Central | AL | Montgomery-Dannelly.Field.722260 | 3 | 1279476 | 35.3498 | 12.008 | 51.8785 | 34.8782 | 17.0003 | 1071.81 | -0.29976 | 16.28 | -1.4279 | 1.1282 | 26.4714 | -1.618 | -2.74 | -2.7457 | 1.1277 | 9.5912 | -1.2482 | -24.8 | -0.87365 | -0.37455 | -26.0343 | -0.29976 | 16.28 | -1.4279 | 1.1282 | 26.4714 | -0.22673 | 15.69 | -1.267 | 1.0402 | 25.0438 | 0.016928 | 0.5984 | 0.20327 | 0.87819 | 18.1435 | -0.0050743 | -0.027389 | -0.021129 | -0.0050743 | -0.003838 | 0.27559 | -0.046382 | -0.41981 | 0.27559 | 0.2656 | 0.44811 | 0.16236 | -0.4407 | 0.44811 | 0.42394 | 0.016928 | 0.5984 | 0.20327 | 0.87819 | 18.1435 | -0.0050743 | -0.027389 | -0.021129 | -0.0050743 | -0.003838 | 0.27559 | -0.046382 | -0.41981 | 0.27559 | 0.2656 | 0.44811 | 0.16236 | -0.4407 | 0.44811 | 0.42394
8 | 0.35 | 0.17 | South/Central | AL | Montgomery-Dannelly.Field.722260 | 3 | 1279476 | 35.8134 | 11.7342 | 51.982 | 35.3355 | 16.6465 | 1066.86 | -0.4033 | 21.23 | -1.8853 | 1.482 | 34.6524 | -1.7215 | 2.21 | -3.2031 | 1.4816 | 17.7722 | -1.3517 | -19.85 | -1.331 | -0.020702 | -17.8533 | -0.4033 | 21.23 | -1.8853 | 1.482 | 34.6524 | -0.33026 | 20.64 | -1.7244 | 1.3941 | 33.2247 | 0.016928 | 0.60625 | 0.19863 | 0.87995 | 18.0597 | -0.0068269 | -0.029142 | -0.022882 | -0.0068269 | -0.0055907 | 0.35938 | 0.037411 | -0.33602 | 0.35938 | 0.34939 | 0.58659 | 0.30085 | -0.30222 | 0.58659 | 0.56242 | 0.016928 | 0.60625 | 0.19863 | 0.87995 | 18.0597 | -0.0068269 | -0.029142 | -0.022882 | -0.0068269 | -0.0055907 | 0.35938 | 0.037411 | -0.33602 | 0.35938 | 0.34939 | 0.58659 | 0.30085 | -0.30222 | 0.58659 | 0.56242
9 | 0.33 | 0.47 | South/Central | AL | Montgomery-Dannelly.Field.722260 | 3 | 1279476 | 30.5729 | 15.0721 | 51.1697 | 30.1645 | 21.0052 | 1134.68 | 0.40904 | -46.59 | 3.2857 | -2.8767 | -72.0453 | -0.90919 | -65.61 | 1.9679 | -2.8771 | -88.9255 | -0.5394 | -87.67 | 3.84 | -4.3794 | -124.551 | 0.40904 | -46.59 | 3.2857 | -2.8767 | -72.0453 | 0.48207 | -47.18 | 3.4467 | -2.9646 | -73.473 | 0.016928 | 0.51753 | 0.25514 | 0.86619 | 19.2077 | 0.0069242 | -0.015391 | -0.0091309 | 0.0069242 | 0.0081605 | -0.78867 | -1.1106 | -1.4841 | -0.78867 | -0.79866 | -1.2196 | -1.5053 | -2.1084 | -1.2196 | -1.2437 | 0.016928 | 0.51753 | 0.25514 | 0.86619 | 19.2077 | 0.0069242 | -0.015391 | -0.0091309 | 0.0069242 | 0.0081605 | -0.78867 | -1.1106 | -1.4841 | -0.78867 | -0.79866 | -1.2196 | -1.5053 | -2.1084 | -1.2196 | -1.2437
10 | 0.33 | 0.42 | South/Central | AL | Montgomery-Dannelly.Field.722260 | 3 | 1279476 | 31.3402 | 14.354 | 50.9981 | 30.9217 | 20.0764 | 1115.26 | 0.58064 | -27.17 | 2.5285 | -1.9479 | -44.8976 | -0.73759 | -46.19 | 1.2107 | -1.9483 | -61.7778 | -0.3678 | -68.25 | 3.0828 | -3.4506 | -97.4033 | 0.58064 | -27.17 | 2.5285 | -1.9479 | -44.8976 | 0.65368 | -27.76 | 2.6895 | -2.0358 | -46.3253 | 0.016928 | 0.53052 | 0.24298 | 0.86329 | 18.879 | 0.0098291 | -0.012486 | -0.006226 | 0.0098291 | 0.011065 | -0.45993 | -0.7819 | -1.1553 | -0.45993 | -0.46992 | -0.76002 | -1.0458 | -1.6488 | -0.76002 | -0.78419 | 0.016928 | 0.53052 | 0.24298 | 0.86329 | 18.879 | 0.0098291 | -0.012486 | -0.006226 | 0.0098291 | 0.011065 | -0.45993 | -0.7819 | -1.1553 | -0.45993 | -0.46992 | -0.76002 | -1.0458 | -1.6488 | -0.76002 | -0.78419
11 | 0.33 | 0.37 | South/Central | AL | Montgomery-Dannelly.Field.722260 | 3 | 1279476 | 32.1211 | 13.7249 | 50.9483 | 31.6922 | 19.2562 | 1099.57 | 0.63041 | -11.48 | 1.7581 | -1.1276 | -22.2262 | -0.68782 | -30.5 | 0.44026 | -1.1281 | -39.1064 | -0.31803 | -52.56 | 2.3123 | -2.6304 | -74.7319 | 0.63041 | -11.48 | 1.7581 | -1.1276 | -22.2262 | 0.70344 | -12.07 | 1.919 | -1.2156 | -23.6539 | 0.016928 | 0.54374 | 0.23233 | 0.86245 | 18.6134 | 0.010671 | -0.011643 | -0.0053836 | 0.010671 | 0.011908 | -0.19433 | -0.5163 | -0.88973 | -0.19433 | -0.20432 | -0.37624 | -0.66199 | -1.2651 | -0.37624 | -0.40041 | 0.016928 | 0.54374 | 0.23233 | 0.86245 | 18.6134 | 0.010671 | -0.011643 | -0.0053836 | 0.010671 | 0.011908 | -0.19433 | -0.5163 | -0.88973 | -0.19433 | -0.20432 | -0.37624 | -0.66199 | -1.2651 | -0.37624 | -0.40041
12 | 0.33 | 0.32 | South/Central | AL | Montgomery-Dannelly.Field.722260 | 3 | 1279476 | 32.9951 | 13.111 | 51.0122 | 32.5545 | 18.4577 | 1085.92 | 0.56659 | 2.17 | 0.89577 | -0.32918 | -1.5929 | -0.75164 | -16.85 | -0.42202 | -0.32962 | -18.4732 | -0.38185 | -38.91 | 1.45 | -1.8319 | -54.0986 | 0.56659 | 2.17 | 0.89577 | -0.32918 | -1.5929 | 0.63962 | 1.58 | 1.0567 | -0.41711 | -3.0206 | 0.016928 | 0.55854 | 0.22194 | 0.86353 | 18.3823 | 0.0095911 | -0.012724 | -0.006464 | 0.0095911 | 0.010827 | 0.036733 | -0.28523 | -0.65866 | 0.036733 | 0.026746 | -0.026965 | -0.31271 | -0.91578 | -0.026965 | -0.051133 | 0.016928 | 0.55854 | 0.22194 | 0.86353 | 18.3823 | 0.0095911 | -0.012724 | -0.006464 | 0.0095911 | 0.010827 | 0.036733 | -0.28523 | -0.65866 | 0.036733 | 0.026746 | -0.026965 | -0.31271 | -0.91578 | -0.026965 | -0.051133
13 | 0.33 | 0.27 | South/Central | AL | Montgomery-Dannelly.Field.722260 | 3 | 1279476 | 33.5846 | 12.7386 | 51.0896 | 33.1361 | 17.9535 | 1077.84 | 0.48911 | 10.25 | 0.31413 | 0.17498 | 10.9594 | -0.82912 | -8.77 | -1.0037 | 0.17454 | -5.9208 | -0.45933 | -30.83 | 0.86841 | -1.3277 | -41.5463 | 0.48911 | 10.25 | 0.31413 | 0.17498 | 10.9594 | 0.56214 | 9.66 | 0.4751 | 0.087046 | 9.5317 | 0.016928 | 0.56852 | 0.21564 | 0.86484 | 18.2455 | 0.0082796 | -0.014035 | -0.0077755 | 0.0082796 | 0.0095159 | 0.17351 | -0.14846 | -0.52189 | 0.17351 | 0.16352 | 0.18552 | -0.10023 | -0.70329 | 0.18552 | 0.16135 | 0.016928 | 0.56852 | 0.21564 | 0.86484 | 18.2455 | 0.0082796 | -0.014035 | -0.0077755 | 0.0082796 | 0.0095159 | 0.17351 | -0.14846 | -0.52189 | 0.17351 | 0.16352 | 0.18552 | -0.10023 | -0.70329 | 0.18552 | 0.16135
14 | 0.33 | 0.23 | South/Central | AL | Montgomery-Dannelly.Field.722260 | 3 | 1279476 | 33.9384 | 12.5664 | 51.1855 | 33.4853 | 17.7002 | 1074.57 | 0.39328 | 13.52 | -0.03507 | 0.42835 | 16.5398 | -0.92495 | -5.5 | -1.3529 | 0.42791 | -0.34041 | -0.55516 | -27.56 | 0.51921 | -1.0744 | -35.9659 | 0.39328 | 13.52 | -0.03507 | 0.42835 | 16.5398 | 0.46631 | 12.93 | 0.12589 | 0.34042 | 15.1121 | 0.016928 | 0.57451 | 0.21272 | 0.86646 | 18.1902 | 0.0066574 | -0.015657 | -0.0093976 | 0.0066574 | 0.0078937 | 0.22886 | -0.093103 | -0.46653 | 0.22886 | 0.21888 | 0.27998 | -0.0057624 | -0.60883 | 0.27998 | 0.25582 | 0.016928 | 0.57451 | 0.21272 | 0.86646 | 18.1902 | 0.0066574 | -0.015657 | -0.0093976 | 0.0066574 | 0.0078937 | 0.22886 | -0.093103 | -0.46653 | 0.22886 | 0.21888 | 0.27998 | -0.0057624 | -0.60883 | 0.27998 | 0.25582
15 | 0.33 | 0.19 | South/Central | AL | Montgomery-Dannelly.Field.722260 | 3 | 1279476 | 34.8157 | 12.0143 | 51.3345 | 34.351 | 16.9835 | 1063.67 | 0.24429 | 24.42 | -0.90074 | 1.145 | 33.8861 | -1.0739 | 5.4 | -2.2185 | 1.1446 | 17.0059 | -0.70415 | -16.66 | -0.34646 | -0.35769 | -18.6196 | 0.24429 | 24.42 | -0.90074 | 1.145 | 33.8861 | 0.31732 | 23.83 | -0.73978 | 1.0571 | 32.4584 | 0.016928 | 0.58936 | 0.20338 | 0.86898 | 18.0057 | 0.0041353 | -0.01818 | -0.01192 | 0.0041353 | 0.0053716 | 0.41338 | 0.091411 | -0.28202 | 0.41338 | 0.40339 | 0.57362 | 0.28787 | -0.31519 | 0.57362 | 0.54945 | 0.016928 | 0.58936 | 0.20338 | 0.86898 | 18.0057 | 0.0041353 | -0.01818 | -0.01192 | 0.0041353 | 0.0053716 | 0.41338 | 0.091411 | -0.28202 | 0.41338 | 0.40339 | 0.57362 | 0.28787 | -0.31519 | 0.57362 | 0.54945
16 | 0.33 | 0.17 | South/Central | AL | Montgomery-Dannelly.Field.722260 | 3 | 1279476 | 35.2788 | 11.7492 | 51.4436 | 34.8079 | 16.6357 | 1058.91 | 0.13517 | 29.18 | -1.3576 | 1.4928 | 41.8326 | -1.1831 | 10.16 | -2.6754 | 1.4924 | 24.9524 | -0.81327 | -11.9 | -0.80335 | -0.0099131 | -10.6731 | 0.13517 | 29.18 | -1.3576 | 1.4928 | 41.8326 | 0.2082 | 28.59 | -1.1967 | 1.4049 | 40.4049 | 0.016928 | 0.5972 | 0.19889 | 0.87083 | 17.9251 | 0.0022882 | -0.020027 | -0.013767 | 0.0022882 | 0.0035245 | 0.49396 | 0.17199 | -0.20144 | 0.49396 | 0.48397 | 0.70814 | 0.42239 | -0.18067 | 0.70814 | 0.68397 | 0.016928 | 0.5972 | 0.19889 | 0.87083 | 17.9251 | 0.0022882 | -0.020027 | -0.013767 | 0.0022882 | 0.0035245 | 0.49396 | 0.17199 | -0.20144 | 0.49396 | 0.48397 | 0.70814 | 0.42239 | -0.18067 | 0.70814 | 0.68397
17 | 0.3 | 0.47 | South/Central | AL | Montgomery-Dannelly.Field.722260 | 3 | 1279476 | 29.7931 | 15.1237 | 50.4315 | 29.3948 | 21.0366 | 1124.59 | 1.1472 | -36.5 | 4.0554 | -2.9081 | -63.4438 | -0.17098 | -55.52 | 2.7376 | -2.9086 | -80.324 | 0.19881 | -77.58 | 4.6097 | -4.4109 | -115.9495 | 1.1472 | -36.5 | 4.0554 | -2.9081 | -63.4438 | 1.2203 | -37.09 | 4.2163 | -2.9961 | -64.8715 | 0.016928 | 0.50433 | 0.25601 | 0.8537 | 19.0369 | 0.01942 | -0.0028943 | 0.0033654 | 0.01942 | 0.020657 | -0.61787 | -0.93984 | -1.3133 | -0.61787 | -0.62786 | -1.074 | -1.3597 | -1.9628 | -1.074 | -1.0981 | 0.016928 | 0.50433 | 0.25601 | 0.8537 | 19.0369 | 0.01942 | -0.0028943 | 0.0033654 | 0.01942 | 0.020657 | -0.61787 | -0.93984 | -1.3133 | -0.61787 | -0.62786 | -1.074 | -1.3597 | -1.9628 | -1.074 | -1.0981
18 | 0.3 | 0.42 | South/Central | AL | Montgomery-Dannelly.Field.722260 | 3 | 1279476 | 30.5597 | 14.3938 | 50.2374 | 30.1513 | 20.0861 | 1104.46 | 1.3413 | -16.37 | 3.299 | -1.9576 | -35.4263 | 0.023084 | -35.39 | 1.9812 | -1.9581 | -52.3066 | 0.39287 | -57.45 | 3.8532 | -3.4604 | -87.932 | 1.3413 | -16.37 | 3.299 | -1.9576 | -35.4263 | 1.4143 | -16.96 | 3.4599 | -2.0456 | -36.854 | 0.016928 | 0.51731 | 0.24366 | 0.85041 | 18.6962 | 0.022706 | 0.00039076 | 0.0066505 | 0.022706 | 0.023942 | -0.27711 | -0.59908 | -0.97251 | -0.27711 | -0.2871 | -0.59969 | -0.88544 | -1.4885 | -0.59969 | -0.62386 | 0.016928 | 0.51731 | 0.24366 | 0.85041 | 18.6962 | 0.022706 | 0.00039076 | 0.0066505 | 0.022706 | 0.023942 | -0.27711 | -0.59908 | -0.97251 | -0.27711 | -0.2871 | -0.59969 | -0.88544 | -1.4885 | -0.59969 | -0.62386
19 | 0.3 | 0.37 | South/Central | AL | Montgomery-Dannelly.Field.722260 | 3 | 1279476 | 31.328 | 13.7653 | 50.1814 | 30.9093 | 19.2721 | 1088.79 | 1.3973 | -0.7 | 2.541 | -1.1436 | -12.841 | 0.079117 | -19.72 | 1.2232 | -1.144 | -29.7213 | 0.44891 | -41.78 | 3.0952 | -2.6463 | -65.3467 | 1.3973 | -0.7 | 2.541 | -1.1436 | -12.841 | 1.4704 | -1.29 | 2.7019 | -1.2315 | -14.2687 | 0.016928 | 0.53032 | 0.23302 | 0.84946 | 18.4309 | 0.023654 | 0.0013393 | 0.007599 | 0.023654 | 0.02489 | -0.01185 | -0.33382 | -0.70725 | -0.01185 | -0.021837 | -0.21737 | -0.50312 | -1.1062 | -0.21737 | -0.24154 | 0.016928 | 0.53032 | 0.23302 | 0.84946 | 18.4309 | 0.023654 | 0.0013393 | 0.007599 | 0.023654 | 0.02489 | -0.01185 | -0.33382 | -0.70725 | -0.01185 | -0.021837 | -0.21737 | -0.50312 | -1.1062 | -0.21737 | -0.24154
20 | 0.3 | 0.32 | South/Central | AL | Montgomery-Dannelly.Field.722260 | 3 | 1279476 | 32.1945 | 13.1427 | 50.2297 | 31.7644 | 18.4654 | 1074.78 | 1.349 | 13.31 | 1.6859 | -0.33685 | 8.2135 | 0.030799 | -5.71 | 0.36809 | -0.33729 | -8.6668 | 0.40059 | -27.77 | 2.2402 | -1.8396 | -44.2923 | 1.349 | 13.31 | 1.6859 | -0.33685 | 8.2135 | 1.4221 | 12.72 | 1.8468 | -0.42478 | 6.7858 | 0.016928 | 0.54499 | 0.22248 | 0.85028 | 18.1937 | 0.022836 | 0.00052137 | 0.0067811 | 0.022836 | 0.024072 | 0.22531 | -0.096658 | -0.47009 | 0.22531 | 0.21532 | 0.13904 | -0.14671 | -0.74977 | 0.13904 | 0.11487 | 0.016928 | 0.54499 | 0.22248 | 0.85028 | 18.1937 | 0.022836 | 0.00052137 | 0.0067811 | 0.022836 | 0.024072 | 0.22531 | -0.096658 | -0.47009 | 0.22531 | 0.21532 | 0.13904 | -0.14671 | -0.74977 | 0.13904 | 0.11487
21 | 0.3 | 0.27 | South/Central | AL | Montgomery-Dannelly.Field.722260 | 3 | 1279476 | 32.7748 | 12.7648 | 50.2958 | 32.3369 | 17.9588 | 1066.49 | 1.283 | 21.6 | 1.1133 | 0.16969 | 20.9761 | -0.035244 | 2.58 | -0.2045 | 0.16925 | 4.0958 | 0.33454 | -19.48 | 1.6676 | -1.333 | -31.5296 | 1.283 | 21.6 | 1.1133 | 0.16969 | 20.9761 | 1.356 | 21.01 | 1.2743 | 0.081762 | 19.5484 | 0.016928 | 0.55481 | 0.21608 | 0.8514 | 18.0534 | 0.021718 | -0.00059661 | 0.0056631 | 0.021718 | 0.022954 | 0.36564 | 0.043674 | -0.32976 | 0.36564 | 0.35565 | 0.35508 | 0.069334 | -0.53373 | 0.35508 | 0.33091 | 0.016928 | 0.55481 | 0.21608 | 0.8514 | 18.0534 | 0.021718 | -0.00059661 | 0.0056631 | 0.021718 | 0.022954 | 0.36564 | 0.043674 | -0.32976 | 0.36564 | 0.35565 | 0.35508 | 0.069334 | -0.53373 | 0.35508 | 0.33091
22 | 0.3 | 0.23 | South/Central | AL | Montgomery-Dannelly.Field.722260 | 3 | 1279476 | 33.128 | 12.5881 | 50.3767 | 32.6854 | 17.6914 | 1062.75 | 1.202 | 25.34 | 0.76487 | 0.43713 | 27.1241 | -0.11623 | 6.32 | -0.55291 | 0.43669 | 10.2439 | 0.25356 | -15.74 | 1.3192 | -1.0656 | -25.3816 | 1.202 | 25.34 | 0.76487 | 0.43713 | 27.1241 | 1.275 | 24.75 | 0.92584 | 0.34919 | 25.6964 | 0.016928 | 0.56079 | 0.21309 | 0.85277 | 17.9901 | 0.020347 | -0.0019675 | 0.0042922 | 0.020347 | 0.021584 | 0.42895 | 0.10698 | -0.26644 | 0.42895 | 0.41897 | 0.45915 | 0.17341 | -0.42966 | 0.45915 | 0.43499 | 0.016928 | 0.56079 | 0.21309 | 0.85277 | 17.9901 | 0.020347 | -0.0019675 | 0.0042922 | 0.020347 | 0.021584 | 0.42895 | 0.10698 | -0.26644 | 0.42895 | 0.41897 | 0.45915 | 0.17341 | -0.42966 | 0.45915 | 0.43499
23 | 0.3 | 0.19 | South/Central | AL | Montgomery-Dannelly.Field.722260 | 3 | 1279476 | 33.9964 | 12.0306 | 50.5115 | 33.5423 | 16.9693 | 1051.54 | 1.0672 | 36.55 | -0.09204 | 1.1592 | 44.7978 | -0.25104 | 17.53 | -1.4098 | 1.1588 | 27.9176 | 0.11875 | -4.53 | 0.46224 | -0.34349 | -7.7079 | 1.0672 | 36.55 | -0.09204 | 1.1592 | 44.7978 | 1.1402 | 35.96 | 0.068924 | 1.0713 | 43.3701 | 0.016928 | 0.57549 | 0.20365 | 0.85505 | 17.8003 | 0.018065 | -0.0042495 | 0.0020102 | 0.018065 | 0.019302 | 0.61871 | 0.29675 | -0.076683 | 0.61871 | 0.60873 | 0.75833 | 0.47258 | -0.13048 | 0.75833 | 0.73416 | 0.016928 | 0.57549 | 0.20365 | 0.85505 | 17.8003 | 0.018065 | -0.0042495 | 0.0020102 | 0.018065 | 0.019302 | 0.61871 | 0.29675 | -0.076683 | 0.61871 | 0.60873 | 0.75833 | 0.47258 | -0.13048 | 0.75833 | 0.73416
24 | 0.3 | 0.17 | South/Central | AL | Montgomery-Dannelly.Field.722260 | 3 | 1279476 | 34.4648 | 11.7645 | 50.6303 | 34.0045 | 16.6258 | 1047.01 | 0.94844 | 41.08 | -0.55428 | 1.5027 | 52.5057 | -0.36979 | 22.06 | -1.8721 | 1.5023 | 35.6255 | 0 | 0 | 0 | 0 | 0 | 0.94844 | 41.08 | -0.55428 | 1.5027 | 52.5057 | 1.0215 | 40.49 | -0.39332 | 1.4148 | 51.078 | 0.016928 | 0.58342 | 0.19915 | 0.85706 | 17.7237 | 0.016055 | -0.0062597 | 0 | 0.016055 | 0.017291 | 0.6954 | 0.37343 | 0 | 0.6954 | 0.68541 | 0.88881 | 0.60306 | 0 | 0.88881 | 0.86464 | 0.016928 | 0.58342 | 0.19915 | 0.85706 | 17.7237 | 0.016055 | -0.0062597 | 0 | 0.016055 | 0.017291 | 0.6954 | 0.37343 | 0 | 0.6954 | 0.68541 | 0.88881 | 0.60306 | 0 | 0.88881 | 0.86464
25 | 0.28 | 0.47 | South/Central | AL | Montgomery-Dannelly.Field.722260 | 3 | 1279476 | 29.4183 | 14.9982 | 49.8819 | 29.0248 | 20.8571 | 1113.38 | 1.6968 | -25.29 | 4.4254 | -2.7286 | -51.5889 | 0.37857 | -44.31 | 3.1076 | -2.7291 | -68.4691 | 0.74836 | -66.37 | 4.9797 | -4.2313 | -104.0946 | 1.6968 | -25.29 | 4.4254 | -2.7286 | -51.5889 | 1.7698 | -25.88 | 4.5864 | -2.8165 | -53.0166 | 0.016928 | 0.49799 | 0.25389 | 0.8444 | 18.8472 | 0.028723 | 0.0064084 | 0.012668 | 0.028723 | 0.029959 | -0.42811 | -0.75007 | -1.1235 | -0.42811 | -0.43809 | -0.87329 | -1.159 | -1.7621 | -0.87329 | -0.89746 | 0.016928 | 0.49799 | 0.25389 | 0.8444 | 18.8472 | 0.028723 | 0.0064084 | 0.012668 | 0.028723 | 0.029959 | -0.42811 | -0.75007 | -1.1235 | -0.42811 | -0.43809 | -0.87329 | -1.159 | -1.7621 | -0.87329 | -0.89746
26 | 0.28 | 0.42 | South/Central | AL | Montgomery-Dannelly.Field.722260 | 3 | 1279476 | 30.0556 | 14.3979 | 49.7228 | 29.6536 | 20.0692 | 1096.71 | 1.856 | -8.62 | 3.7966 | -1.9407 | -28.3843 | 0.53775 | -27.64 | 2.4788 | -1.9411 | -45.2645 | 0.90754 | -49.7 | 4.3509 | -3.4434 | -80.89 | 1.856 | -8.62 | 3.7966 | -1.9407 | -28.3843 | 1.929 | -9.21 | 3.9576 | -2.0286 | -29.8119 | 0.016928 | 0.50878 | 0.24373 | 0.8417 | 18.565 | 0.031418 | 0.009103 | 0.015363 | 0.031418 | 0.032654 | -0.14592 | -0.46789 | -0.84132 | -0.14592 | -0.15591 | -0.48049 | -0.76623 | -1.3693 | -0.48049 | -0.50465 | 0.016928 | 0.50878 | 0.24373 | 0.8417 | 18.565 | 0.031418 | 0.009103 | 0.015363 | 0.031418 | 0.032654 | -0.14592 | -0.46789 | -0.84132 | -0.14592 | -0.15591 | -0.48049 | -0.76623 | -1.3693 | -0.48049 | -0.50465
27 | 0.28 | 0.37 | South/Central | AL | Montgomery-Dannelly.Field.722260 | 3 | 1279476 | 30.6965 | 13.867 | 49.6612 | 30.2861 | 19.3752 | 1083.17 | 1.9175 | 4.92 | 3.1642 | -1.2467 | -8.9537 | 0.59927 | -14.1 | 1.8464 | -1.2471 | -25.834 | 0.96905 | -36.16 | 3.7184 | -2.7494 | -61.4594 | 1.9175 | 4.92 | 3.1642 | -1.2467 | -8.9537 | 1.9905 | 4.33 | 3.3251 | -1.3346 | -10.3814 | 0.016928 | 0.51963 | 0.23474 | 0.84066 | 18.3358 | 0.032459 | 0.010144 | 0.016404 | 0.032459 | 0.033695 | 0.083285 | -0.23868 | -0.61211 | 0.083285 | 0.073298 | -0.15157 | -0.43731 | -1.0404 | -0.15157 | -0.17574 | 0.016928 | 0.51963 | 0.23474 | 0.84066 | 18.3358 | 0.032459 | 0.010144 | 0.016404 | 0.032459 | 0.033695 | 0.083285 | -0.23868 | -0.61211 | 0.083285 | 0.073298 | -0.15157 | -0.43731 | -1.0404 | -0.15157 | -0.17574
28 | 0.28 | 0.32 | South/Central | AL | Montgomery-Dannelly.Field.722260 | 3 | 1279476 | 31.4629 | 13.3078 | 49.6834 | 31.0422 | 18.6412 | 1070.1 | 1.8954 | 17.99 | 2.408 | -0.51264 | 10.482 | 0.57715 | -1.03 | 1.0902 | -0.51308 | -6.3982 | 0.94694 | -23.09 | 2.9623 | -2.0154 | -42.0237 | 1.8954 | 17.99 | 2.408 | -0.51264 | 10.482 | 1.9684 | 17.4 | 2.569 | -0.60058 | 9.0544 | 0.016928 | 0.5326 | 0.22527 | 0.84103 | 18.1145 | 0.032085 | 0.0097699 | 0.01603 | 0.032085 | 0.033321 | 0.30453 | -0.017436 | -0.39086 | 0.30453 | 0.29455 | 0.17744 | -0.10831 | -0.71137 | 0.17744 | 0.15327 | 0.016928 | 0.5326 | 0.22527 | 0.84103 | 18.1145 | 0.032085 | 0.0097699 | 0.01603 | 0.032085 | 0.033321 | 0.30453 | -0.017436 | -0.39086 | 0.30453 | 0.29455 | 0.17744 | -0.10831 | -0.71137 | 0.17744 | 0.15327
29 | 0.28 | 0.27 | South/Central | AL | Montgomery-Dannelly.Field.722260 | 3 | 1279476 | 32.0637 | 12.9154 | 49.7461 | 31.6351 | 18.111 | 1061.32 | 1.8327 | 26.77 | 1.8152 | 0.017481 | 23.9208 | 0.51443 | 7.75 | 0.49739 | 0.017041 | 7.0406 | 0.88422 | -14.31 | 2.3695 | -1.4852 | -28.5849 | 1.8327 | 26.77 | 1.8152 | 0.017481 | 23.9208 | 1.9057 | 26.18 | 1.9761 | -0.070451 | 22.4931 | 0.016928 | 0.54277 | 0.21863 | 0.8421 | 17.9659 | 0.031023 | 0.0087082 | 0.014968 | 0.031023 | 0.032259 | 0.45316 | 0.13119 | -0.24224 | 0.45316 | 0.44317 | 0.40493 | 0.11918 | -0.48388 | 0.40493 | 0.38076 | 0.016928 | 0.54277 | 0.21863 | 0.8421 | 17.9659 | 0.031023 | 0.0087082 | 0.014968 | 0.031023 | 0.032259 | 0.45316 | 0.13119 | -0.24224 | 0.45316 | 0.44317 | 0.40493 | 0.11918 | -0.48388 | 0.40493 | 0.38076
30 | 0.28 | 0.23 | South/Central | AL | Montgomery-Dannelly.Field.722260 | 3 | 1279476 | 32.5697 | 12.6085 | 49.8343 | 32.1343 | 17.7 | 1055.08 | 1.7445 | 33.01 | 1.3159 | 0.42856 | 33.8357 | 0.42626 | 13.99 | -0.0018608 | 0.42812 | 16.9554 | 0.79605 | -8.07 | 1.8702 | -1.0742 | -18.6701 | 1.7445 | 33.01 | 1.3159 | 0.42856 | 33.8357 | 1.8175 | 32.42 | 1.4769 | 0.34062 | 32.408 | 0.016928 | 0.55134 | 0.21343 | 0.84359 | 17.8603 | 0.02953 | 0.0072156 | 0.013475 | 0.02953 | 0.030767 | 0.55879 | 0.23682 | -0.13661 | 0.55879 | 0.5488 | 0.57277 | 0.28702 | -0.31604 | 0.57277 | 0.5486 | 0.016928 | 0.55134 | 0.21343 | 0.84359 | 17.8603 | 0.02953 | 0.0072156 | 0.013475 | 0.02953 | 0.030767 | 0.55879 | 0.23682 | -0.13661 | 0.55879 | 0.5488 | 0.57277 | 0.28702 | -0.31604 | 0.57277 | 0.5486
31 | 0.28 | 0.19 | South/Central | AL | Montgomery-Dannelly.Field.722260 | 3 | 1279476 | 33.4254 | 12.0568 | 49.9628 | 32.9787 | 16.9842 | 1043.9 | 1.6159 | 44.19 | 0.47157 | 1.1443 | 51.4191 | 0.29768 | 25.17 | -0.84622 | 1.1439 | 34.5389 | 0.66747 | 3.11 | 1.0259 | -0.35838 | -1.0866 | 1.6159 | 44.19 | 0.47157 | 1.1443 | 51.4191 | 1.6889 | 43.6 | 0.63253 | 1.0564 | 49.9914 | 0.016928 | 0.56582 | 0.2041 | 0.84576 | 17.671 | 0.027354 | 0.0050391 | 0.011299 | 0.027354 | 0.02859 | 0.74804 | 0.42607 | 0.052646 | 0.74804 | 0.73806 | 0.87042 | 0.58467 | -0.018394 | 0.87042 | 0.84625 | 0.016928 | 0.56582 | 0.2041 | 0.84576 | 17.671 | 0.027354 | 0.0050391 | 0.011299 | 0.027354 | 0.02859 | 0.74804 | 0.42607 | 0.052646 | 0.74804 | 0.73806 | 0.87042 | 0.58467 | -0.018394 | 0.87042 | 0.84625
32 | 0.28 | 0.17 | South/Central | AL | Montgomery-Dannelly.Field.722260 | 3 | 1279476 | 33.8882 | 11.7854 | 50.0679 | 33.4353 | 16.6326 | 1039.02 | 1.5108 | 49.07 | 0.014969 | 1.4959 | 59.5181 | 0.19261 | 30.05 | -1.3028 | 1.4954 | 42.6378 | 0.56239 | 7.99 | 0.56925 | -0.0068558 | 7.0124 | 1.5108 | 49.07 | 0.014969 | 1.4959 | 59.5181 | 1.5839 | 48.48 | 0.17593 | 1.4079 | 58.0904 | 0.016928 | 0.57365 | 0.1995 | 0.84754 | 17.5884 | 0.025575 | 0.0032604 | 0.0095202 | 0.025575 | 0.026812 | 0.83065 | 0.50868 | 0.13525 | 0.83065 | 0.82066 | 1.0075 | 0.72177 | 0.1187 | 1.0075 | 0.98335 | 0.016928 | 0.57365 | 0.1995 | 0.84754 | 17.5884 | 0.025575 | 0.0032604 | 0.0095202 | 0.025575 | 0.026812 | 0.83065 | 0.50868 | 0.13525 | 0.83065 | 0.82066 | 1.0075 | 0.72177 | 0.1187 | 1.0075 | 0.98335
33 | 0.27 | 0.47 | South/Central | AL | Montgomery-Dannelly.Field.722260 | 3 | 1279476 | 29.1899 | 14.9834 | 49.6223 | 28.7994 | 20.8229 | 1109 | 1.9564 | -20.91 | 4.6508 | -2.6944 | -47.3478 | 0.63819 | -39.93 | 3.333 | -2.6948 | -64.228 | 1.008 | -61.99 | 5.2051 | -4.1971 | -99.8535 | 1.9564 | -20.91 | 4.6508 | -2.6944 | -47.3478 | 2.0295 | -21.5 | 4.8118 | -2.7823 | -48.7755 | 0.016928 | 0.49412 | 0.25364 | 0.84 | 18.773 | 0.033118 | 0.010803 | 0.017063 | 0.033118 | 0.034354 | -0.35396 | -0.67593 | -1.0494 | -0.35396 | -0.36395 | -0.8015 | -1.0872 | -1.6903 | -0.8015 | -0.82567 | 0.016928 | 0.49412 | 0.25364 | 0.84 | 18.773 | 0.033118 | 0.010803 | 0.017063 | 0.033118 | 0.034354 | -0.35396 | -0.67593 | -1.0494 | -0.35396 | -0.36395 | -0.8015 | -1.0872 | -1.6903 | -0.8015 | -0.82567
34 | 0.27 | 0.42 | South/Central | AL | Montgomery-Dannelly.Field.722260 | 3 | 1279476 | 29.8098 | 14.3979 | 49.4617 | 29.4111 | 20.0506 | 1092.6 | 2.1171 | -4.51 | 4.0391 | -1.9221 | -24.5438 | 0.79882 | -23.53 | 2.7213 | -1.9225 | -41.424 | 1.1686 | -45.59 | 4.5934 | -3.4248 | -77.0495 | 2.1171 | -4.51 | 4.0391 | -1.9221 | -24.5438 | 2.1901 | -5.1 | 4.2001 | -2.01 | -25.9715 | 0.016928 | 0.50462 | 0.24373 | 0.83728 | 18.4954 | 0.035837 | 0.013522 | 0.019782 | 0.035837 | 0.037073 | -0.076345 | -0.39831 | -0.77174 | -0.076345 | -0.086332 | -0.41547 | -0.70122 | -1.3043 | -0.41547 | -0.43964 | 0.016928 | 0.50462 | 0.24373 | 0.83728 | 18.4954 | 0.035837 | 0.013522 | 0.019782 | 0.035837 | 0.037073 | -0.076345 | -0.39831 | -0.77174 | -0.076345 | -0.086332 | -0.41547 | -0.70122 | -1.3043 | -0.41547 | -0.43964
35 | 0.27 | 0.37 | South/Central | AL | Montgomery-Dannelly.Field.722260 | 3 | 1279476 | 30.3406 | 13.9721 | 49.4303 | 29.9348 | 19.4955 | 1082.02 | 2.1484 | 6.07 | 3.5154 | -1.367 | -9.23 | 0.83021 | -12.95 | 2.1976 | -1.3674 | -26.1102 | 1.2 | -35.01 | 4.0697 | -2.8697 | -61.7357 | 2.1484 | 6.07 | 3.5154 | -1.367 | -9.23 | 2.2215 | 5.48 | 3.6764 | -1.4549 | -10.6577 | 0.016928 | 0.5136 | 0.23652 | 0.83675 | 18.3163 | 0.036369 | 0.014054 | 0.020313 | 0.036369 | 0.037605 | 0.10275 | -0.21922 | -0.59265 | 0.10275 | 0.092765 | -0.15624 | -0.44199 | -1.0451 | -0.15624 | -0.18041 | 0.016928 | 0.5136 | 0.23652 | 0.83675 | 18.3163 | 0.036369 | 0.014054 | 0.020313 | 0.036369 | 0.037605 | 0.10275 | -0.21922 | -0.59265 | 0.10275 | 0.092765 | -0.15624 | -0.44199 | -1.0451 | -0.15624 | -0.18041
36 | 0.27 | 0.32 | South/Central | AL | Montgomery-Dannelly.Field.722260 | 3 | 1279476 | 31.0307 | 13.4671 | 49.4402 | 30.6157 | 18.8245 | 1069.92 | 2.1386 | 18.17 | 2.8345 | -0.69597 | 8.6689 | 0.82033 | -0.85 | 1.5167 | -0.69641 | -8.2113 | 1.1901 | -22.91 | 3.3888 | -2.1987 | -43.8368 | 2.1386 | 18.17 | 2.8345 | -0.69597 | 8.6689 | 2.2116 | 17.58 | 2.9955 | -0.7839 | 7.2412 | 0.016928 | 0.52528 | 0.22797 | 0.83692 | 18.1115 | 0.036201 | 0.013886 | 0.020146 | 0.036201 | 0.037438 | 0.30758 | -0.014389 | -0.38782 | 0.30758 | 0.29759 | 0.14675 | -0.139 | -0.74206 | 0.14675 | 0.12258 | 0.016928 | 0.52528 | 0.22797 | 0.83692 | 18.1115 | 0.036201 | 0.013886 | 0.020146 | 0.036201 | 0.037438 | 0.30758 | -0.014389 | -0.38782 | 0.30758 | 0.29759 | 0.14675 | -0.139 | -0.74206 | 0.14675 | 0.12258
37 | 0.27 | 0.27 | South/Central | AL | Montgomery-Dannelly.Field.722260 | 3 | 1279476 | 31.6978 | 13.0017 | 49.4764 | 31.274 | 18.2024 | 1059.09 | 2.1023 | 29 | 2.1763 | -0.073935 | 24.9156 | 0.78409 | 9.98 | 0.85846 | -0.074376 | 8.0354 | 1.1539 | -12.08 | 2.7305 | -1.5767 | -27.5901 | 2.1023 | 29 | 2.1763 | -0.073935 | 24.9156 | 2.1753 | 28.41 | 2.3372 | -0.16187 | 23.4879 | 0.016928 | 0.53658 | 0.22009 | 0.83753 | 17.9281 | 0.035588 | 0.013273 | 0.019533 | 0.035588 | 0.036824 | 0.49091 | 0.16894 | -0.20449 | 0.49091 | 0.48092 | 0.42177 | 0.13602 | -0.46704 | 0.42177 | 0.3976 | 0.016928 | 0.53658 | 0.22009 | 0.83753 | 17.9281 | 0.035588 | 0.013273 | 0.019533 | 0.035588 | 0.036824 | 0.49091 | 0.16894 | -0.20449 | 0.49091 | 0.48092 | 0.42177 | 0.13602 | -0.46704 | 0.42177 | 0.3976
38 | 0.27 | 0.23 | South/Central | AL | Montgomery-Dannelly.Field.722260 | 3 | 1279476 | 32.2885 | 12.6185 | 49.5532 | 31.8567 | 17.6965 | 1050.96 | 2.0256 | 37.13 | 1.5935 | 0.43205 | 37.5265 | 0.70736 | 18.11 | 0.27575 | 0.43161 | 20.6463 | 1.0771 | -3.95 | 2.1478 | -1.0707 | -14.9792 | 2.0256 | 37.13 | 1.5935 | 0.43205 | 37.5265 | 2.0986 | 36.54 | 1.7545 | 0.34412 | 36.0988 | 0.016928 | 0.54658 | 0.21361 | 0.83883 | 17.7905 | 0.034289 | 0.011974 | 0.018234 | 0.034289 | 0.035525 | 0.62853 | 0.30656 | -0.066865 | 0.62853 | 0.61854 | 0.63524 | 0.3495 | -0.25357 | 0.63524 | 0.61108 | 0.016928 | 0.54658 | 0.21361 | 0.83883 | 17.7905 | 0.034289 | 0.011974 | 0.018234 | 0.034289 | 0.035525 | 0.62853 | 0.30656 | -0.066865 | 0.62853 | 0.61854 | 0.63524 | 0.3495 | -0.25357 | 0.63524 | 0.61108
39 | 0.27 | 0.19 | South/Central | AL | Montgomery-Dannelly.Field.722260 | 3 | 1279476 | 33.1407 | 12.0668 | 49.6782 | 32.6976 | 16.9805 | 1039.73 | 1.9006 | 48.36 | 0.75259 | 1.148 | 55.1589 | 0.58232 | 29.34 | -0.5652 | 1.1475 | 38.2787 | 0.95211 | 7.28 | 1.3069 | -0.35476 | 2.6532 | 1.9006 | 48.36 | 0.75259 | 1.148 | 55.1589 | 1.9736 | 47.77 | 0.91355 | 1.06 | 53.7312 | 0.016928 | 0.561 | 0.20426 | 0.84095 | 17.6004 | 0.032172 | 0.0098575 | 0.016117 | 0.032172 | 0.033409 | 0.81863 | 0.49666 | 0.12323 | 0.81863 | 0.80864 | 0.93372 | 0.64798 | 0.044913 | 0.93372 | 0.90956 | 0.016928 | 0.561 | 0.20426 | 0.84095 | 17.6004 | 0.032172 | 0.0098575 | 0.016117 | 0.032172 | 0.033409 | 0.81863 | 0.49666 | 0.12323 | 0.81863 | 0.80864 | 0.93372 | 0.64798 | 0.044913 | 0.93372 | 0.90956
40 | 0.27 | 0.17 | South/Central | AL | Montgomery-Dannelly.Field.722260 | 3 | 1279476 | 33.5991 | 11.8041 | 49.7877 | 33.15 | 16.6377 | 1035.07 | 1.791 | 53.02 | 0.30018 | 1.4909 | 62.9689 | 0.47281 | 34 | -1.0176 | 1.4904 | 46.0886 | 0.84259 | 11.94 | 0.85447 | -0.011871 | 10.4632 | 1.791 | 53.02 | 0.30018 | 1.4909 | 62.9689 | 1.8641 | 52.43 | 0.46115 | 1.4029 | 61.5412 | 0.016928 | 0.56876 | 0.19982 | 0.8428 | 17.5215 | 0.030318 | 0.0080036 | 0.014263 | 0.030318 | 0.031555 | 0.89752 | 0.57555 | 0.20212 | 0.89752 | 0.88753 | 1.0659 | 0.78018 | 0.17712 | 1.0659 | 1.0418 | 0.016928 | 0.56876 | 0.19982 | 0.8428 | 17.5215 | 0.030318 | 0.0080036 | 0.014263 | 0.030318 | 0.031555 | 0.89752 | 0.57555 | 0.20212 | 0.89752 | 0.88753 | 1.0659 | 0.78018 | 0.17712 | 1.0659 | 1.0418
41 | 0.26 | 0.47 | South/Central | AL | Montgomery-Dannelly.Field.722260 | 3 | 1279476 | 28.9596 | 14.9733 | 49.3784 | 28.5721 | 20.8063 | 1105.17 | 2.2003 | -17.08 | 4.8781 | -2.6778 | -43.7805 | 0.88209 | -36.1 | 3.5603 | -2.6782 | -60.6607 | 1.2519 | -58.16 | 5.4324 | -4.1805 | -96.2862 | 2.2003 | -17.08 | 4.8781 | -2.6778 | -43.7805 | 2.2734 | -17.67 | 5.0391 | -2.7657 | -45.2082 | 0.016928 | 0.49022 | 0.25347 | 0.83587 | 18.7082 | 0.037247 | 0.014932 | 0.021192 | 0.037247 | 0.038483 | -0.28913 | -0.6111 | -0.98453 | -0.28913 | -0.29912 | -0.74111 | -1.0269 | -1.6299 | -0.74111 | -0.76528 | 0.016928 | 0.49022 | 0.25347 | 0.83587 | 18.7082 | 0.037247 | 0.014932 | 0.021192 | 0.037247 | 0.038483 | -0.28913 | -0.6111 | -0.98453 | -0.28913 | -0.29912 | -0.74111 | -1.0269 | -1.6299 | -0.74111 | -0.76528
42 | 0.26 | 0.42 | South/Central | AL | Montgomery-Dannelly.Field.722260 | 3 | 1279476 | 29.5543 | 14.3984 | 49.2019 | 29.1588 | 20.0431 | 1088.71 | 2.3768 | -0.62 | 4.2914 | -1.9146 | -21.0202 | 1.0586 | -19.64 | 2.9736 | -1.9151 | -37.9004 | 1.4284 | -41.7 | 4.8457 | -3.4173 | -73.5259 | 2.3768 | -0.62 | 4.2914 | -1.9146 | -21.0202 | 2.4498 | -1.21 | 4.4524 | -2.0025 | -22.4479 | 0.016928 | 0.50029 | 0.24373 | 0.83288 | 18.4296 | 0.040234 | 0.017919 | 0.024179 | 0.040234 | 0.04147 | -0.010495 | -0.33246 | -0.70589 | -0.010495 | -0.020483 | -0.35583 | -0.64157 | -1.2446 | -0.35583 | -0.37999 | 0.016928 | 0.50029 | 0.24373 | 0.83288 | 18.4296 | 0.040234 | 0.017919 | 0.024179 | 0.040234 | 0.04147 | -0.010495 | -0.33246 | -0.70589 | -0.010495 | -0.020483 | -0.35583 | -0.64157 | -1.2446 | -0.35583 | -0.37999
43 | 0.26 | 0.37 | South/Central | AL | Montgomery-Dannelly.Field.722260 | 3 | 1279476 | 29.9786 | 14.0818 | 49.1977 | 29.5775 | 19.6203 | 1080.93 | 2.381 | 7.16 | 3.8728 | -1.4918 | -9.6074 | 1.0628 | -11.86 | 2.555 | -1.4922 | -26.4876 | 1.4326 | -33.92 | 4.4271 | -2.9945 | -62.1131 | 2.381 | 7.16 | 3.8728 | -1.4918 | -9.6074 | 2.454 | 6.57 | 4.0337 | -1.5797 | -11.0351 | 0.016928 | 0.50747 | 0.23837 | 0.83281 | 18.2979 | 0.040305 | 0.01799 | 0.02425 | 0.040305 | 0.041541 | 0.1212 | -0.20076 | -0.57419 | 0.1212 | 0.11122 | -0.16263 | -0.44838 | -1.0514 | -0.16263 | -0.1868 | 0.016928 | 0.50747 | 0.23837 | 0.83281 | 18.2979 | 0.040305 | 0.01799 | 0.02425 | 0.040305 | 0.041541 | 0.1212 | -0.20076 | -0.57419 | 0.1212 | 0.11122 | -0.16263 | -0.44838 | -1.0514 | -0.16263 | -0.1868
44 | 0.26 | 0.32 | South/Central | AL | Montgomery-Dannelly.Field.722260 | 3 | 1279476 | 30.5657 | 13.6526 | 49.2006 | 30.1568 | 19.0438 | 1070.44 | 2.3782 | 17.65 | 3.2935 | -0.91528 | 5.8439 | 1.06 | -1.37 | 1.9757 | -0.91572 | -11.0364 | 1.4297 | -23.43 | 3.8477 | -2.418 | -46.6619 | 2.3782 | 17.65 | 3.2935 | -0.91528 | 5.8439 | 2.4512 | 17.06 | 3.4544 | -1.0032 | 4.4162 | 0.016928 | 0.51741 | 0.23111 | 0.83286 | 18.1203 | 0.040258 | 0.017943 | 0.024203 | 0.040258 | 0.041494 | 0.29878 | -0.023191 | -0.39662 | 0.29878 | 0.28879 | 0.098924 | -0.18682 | -0.78989 | 0.098924 | 0.074756 | 0.016928 | 0.51741 | 0.23111 | 0.83286 | 18.1203 | 0.040258 | 0.017943 | 0.024203 | 0.040258 | 0.041494 | 0.29878 | -0.023191 | -0.39662 | 0.29878 | 0.28879 | 0.098924 | -0.18682 | -0.78989 | 0.098924 | 0.074756
45 | 0.26 | 0.27 | South/Central | AL | Montgomery-Dannelly.Field.722260 | 3 | 1279476 | 31.3319 | 13.0913 | 49.2193 | 30.9129 | 18.3064 | 1057.26 | 2.3594 | 30.83 | 2.5373 | -0.17788 | 25.4136 | 1.0412 | 11.81 | 1.2195 | -0.17832 | 8.5334 | 1.411 | -10.25 | 3.0916 | -1.6806 | -27.0921 | 2.3594 | 30.83 | 2.5373 | -0.17788 | 25.4136 | 2.4325 | 30.24 | 2.6983 | -0.26581 | 23.9859 | 0.016928 | 0.53038 | 0.22161 | 0.83318 | 17.8972 | 0.03994 | 0.017626 | 0.023885 | 0.03994 | 0.041177 | 0.52189 | 0.19992 | -0.17351 | 0.52189 | 0.5119 | 0.4302 | 0.14445 | -0.45861 | 0.4302 | 0.40603 | 0.016928 | 0.53038 | 0.22161 | 0.83318 | 17.8972 | 0.03994 | 0.017626 | 0.023885 | 0.03994 | 0.041177 | 0.52189 | 0.19992 | -0.17351 | 0.52189 | 0.5119 | 0.4302 | 0.14445 | -0.45861 | 0.4302 | 0.40603
46 | 0.26 | 0.23 | South/Central | AL | Montgomery-Dannelly.Field.722260 | 3 | 1279476 | 31.9996 | 12.6285 | 49.274 | 31.5715 | 17.7025 | 1047.04 | 2.3047 | 41.05 | 1.8788 | 0.42596 | 40.9349 | 0.98649 | 22.03 | 0.56096 | 0.42552 | 24.0547 | 1.3563 | -0.03 | 2.433 | -1.0768 | -11.5708 | 2.3047 | 41.05 | 1.8788 | 0.42596 | 40.9349 | 2.3778 | 40.46 | 2.0397 | 0.33803 | 39.5072 | 0.016928 | 0.54168 | 0.21377 | 0.8341 | 17.7242 | 0.039014 | 0.016699 | 0.022959 | 0.039014 | 0.04025 | 0.69489 | 0.37292 | -0.00050784 | 0.69489 | 0.6849 | 0.69294 | 0.40719 | -0.19587 | 0.69294 | 0.66877 | 0.016928 | 0.54168 | 0.21377 | 0.8341 | 17.7242 | 0.039014 | 0.016699 | 0.022959 | 0.039014 | 0.04025 | 0.69489 | 0.37292 | -0.00050784 | 0.69489 | 0.6849 | 0.69294 | 0.40719 | -0.19587 | 0.69294 | 0.66877
47 | 0.26 | 0.19 | South/Central | AL | Montgomery-Dannelly.Field.722260 | 3 | 1279476 | 32.8507 | 12.0818 | 49.4031 | 32.4113 | 16.9918 | 1035.97 | 2.1756 | 52.12 | 1.0389 | 1.1367 | 58.3763 | 0.85737 | 33.1 | -0.2789 | 1.1363 | 41.4961 | 1.2272 | 11.04 | 1.5932 | -0.36601 | 5.8706 | 2.1756 | 52.12 | 1.0389 | 1.1367 | 58.3763 | 2.2486 | 51.53 | 1.1998 | 1.0488 | 56.9486 | 0.016928 | 0.55609 | 0.20452 | 0.83629 | 17.5368 | 0.036828 | 0.014513 | 0.020773 | 0.036828 | 0.038065 | 0.88228 | 0.56031 | 0.18688 | 0.88228 | 0.87229 | 0.98819 | 0.70244 | 0.099377 | 0.98819 | 0.96402 | 0.016928 | 0.55609 | 0.20452 | 0.83629 | 17.5368 | 0.036828 | 0.014513 | 0.020773 | 0.036828 | 0.038065 | 0.88228 | 0.56031 | 0.18688 | 0.88228 | 0.87229 | 0.98819 | 0.70244 | 0.099377 | 0.98819 | 0.96402
48 | 0.26 | 0.17 | South/Central | AL | Montgomery-Dannelly.Field.722260 | 3 | 1279476 | 33.3045 | 11.8141 | 49.5031 | 32.8592 | 16.6439 | 1031.08 | 2.0756 | 57.01 | 0.59104 | 1.4846 | 66.4427 | 0.75741 | 37.99 | -0.72675 | 1.4842 | 49.5624 | 1.1272 | 15.93 | 1.1453 | -0.018125 | 13.937 | 2.0756 | 57.01 | 0.59104 | 1.4846 | 66.4427 | 2.1487 | 56.42 | 0.752 | 1.3967 | 65.015 | 0.016928 | 0.56378 | 0.19999 | 0.83798 | 17.454 | 0.035136 | 0.012821 | 0.019081 | 0.035136 | 0.036372 | 0.96506 | 0.64309 | 0.26966 | 0.96506 | 0.95507 | 1.1247 | 0.83899 | 0.23592 | 1.1247 | 1.1006 | 0.016928 | 0.56378 | 0.19999 | 0.83798 | 17.454 | 0.035136 | 0.012821 | 0.019081 | 0.035136 | 0.036372 | 0.96506 | 0.64309 | 0.26966 | 0.96506 | 0.95507 | 1.1247 | 0.83899 | 0.23592 | 1.1247 | 1.1006
49 | 0.25 | 0.47 | South/Central | AL | Montgomery-Dannelly.Field.722260 | 3 | 1279476 | 28.7251 | 14.948 | 49.1032 | 28.3406 | 20.7626 | 1100.39 | 2.4755 | -12.3 | 5.1097 | -2.6341 | -39.0855 | 1.1573 | -31.32 | 3.7919 | -2.6346 | -55.9658 | 1.5271 | -53.38 | 5.6639 | -4.1368 | -91.5912 | 2.4755 | -12.3 | 5.1097 | -2.6341 | -39.0855 | 2.5486 | -12.89 | 5.2706 | -2.7221 | -40.5132 | 0.016928 | 0.48626 | 0.25304 | 0.83121 | 18.6273 | 0.041906 | 0.019591 | 0.025851 | 0.041906 | 0.043142 | -0.20821 | -0.53018 | -0.90361 | -0.20821 | -0.2182 | -0.66163 | -0.94738 | -1.5504 | -0.66163 | -0.6858 | 0.016928 | 0.48626 | 0.25304 | 0.83121 | 18.6273 | 0.041906 | 0.019591 | 0.025851 | 0.041906 | 0.043142 | -0.20821 | -0.53018 | -0.90361 | -0.20821 | -0.2182 | -0.66163 | -0.94738 | -1.5504 | -0.66163 | -0.6858
50 | 0.25 | 0.42 | South/Central | AL | Montgomery-Dannelly.Field.722260 | 3 | 1279476 | 29.296 | 14.4038 | 48.9391 | 28.9039 | 20.0352 | 1084.76 | 2.6396 | 3.33 | 4.5463 | -1.9067 | -17.4444 | 1.3214 | -15.69 | 3.2285 | -1.9071 | -34.3246 | 1.6912 | -37.75 | 5.1006 | -3.4094 | -69.9501 | 2.6396 | 3.33 | 4.5463 | -1.9067 | -17.4444 | 2.7127 | 2.74 | 4.7073 | -1.9946 | -18.8721 | 0.016928 | 0.49592 | 0.24383 | 0.82844 | 18.3627 | 0.044683 | 0.022368 | 0.028628 | 0.044683 | 0.04592 | 0.05637 | -0.2656 | -0.63903 | 0.05637 | 0.046382 | -0.2953 | -0.58104 | -1.1841 | -0.2953 | -0.31946 | 0.016928 | 0.49592 | 0.24383 | 0.82844 | 18.3627 | 0.044683 | 0.022368 | 0.028628 | 0.044683 | 0.04592 | 0.05637 | -0.2656 | -0.63903 | 0.05637 | 0.046382 | -0.2953 | -0.58104 | -1.1841 | -0.2953 | -0.31946
51 | 0.25 | 0.37 | South/Central | AL | Montgomery-Dannelly.Field.722260 | 3 | 1279476 | 29.6184 | 14.1972 | 48.9696 | 29.222 | 19.7476 | 1079.95 | 2.6091 | 8.14 | 4.2282 | -1.6191 | -10.1077 | 1.2909 | -10.88 | 2.9104 | -1.6195 | -26.988 | 1.6607 | -32.94 | 4.7825 | -3.1218 | -62.6134 | 2.6091 | 8.14 | 4.2282 | -1.6191 | -10.1077 | 2.6822 | 7.55 | 4.3892 | -1.707 | -11.5354 | 0.016928 | 0.50138 | 0.24033 | 0.82895 | 18.2813 | 0.044167 | 0.021852 | 0.028112 | 0.044167 | 0.045403 | 0.13779 | -0.18418 | -0.5576 | 0.13779 | 0.12781 | -0.1711 | -0.45685 | -1.0599 | -0.1711 | -0.19527 | 0.016928 | 0.50138 | 0.24033 | 0.82895 | 18.2813 | 0.044167 | 0.021852 | 0.028112 | 0.044167 | 0.045403 | 0.13779 | -0.18418 | -0.5576 | 0.13779 | 0.12781 | -0.1711 | -0.45685 | -1.0599 | -0.1711 | -0.19527
52 | 0.25 | 0.32 | South/Central | AL | Montgomery-Dannelly.Field.722260 | 3 | 1279476 | 30.1089 | 13.8573 | 48.9938 | 29.7061 | 19.2877 | 1071.89 | 2.5849 | 16.2 | 3.7441 | -1.1592 | 1.9365 | 1.2667 | -2.82 | 2.4263 | -1.1596 | -14.9437 | 1.6365 | -24.88 | 4.2984 | -2.6619 | -50.5692 | 2.5849 | 16.2 | 3.7441 | -1.1592 | 1.9365 | 2.658 | 15.61 | 3.9051 | -1.2471 | 0.50884 | 0.016928 | 0.50968 | 0.23457 | 0.82936 | 18.1448 | 0.043757 | 0.021443 | 0.027702 | 0.043757 | 0.044994 | 0.27423 | -0.047737 | -0.42117 | 0.27423 | 0.26424 | 0.032781 | -0.25297 | -0.85603 | 0.032781 | 0.0086136 | 0.016928 | 0.50968 | 0.23457 | 0.82936 | 18.1448 | 0.043757 | 0.021443 | 0.027702 | 0.043757 | 0.044994 | 0.27423 | -0.047737 | -0.42117 | 0.27423 | 0.26424 | 0.032781 | -0.25297 | -0.85603 | 0.032781 | 0.0086136
53 | 0.25 | 0.27 | South/Central | AL | Montgomery-Dannelly.Field.722260 | 3 | 1279476 | 30.9565 | 13.181 | 48.9444 | 30.5423 | 18.4021 | 1055.03 | 2.6344 | 33.06 | 2.9079 | -0.27355 | 26.3616 | 1.3162 | 14.04 | 1.5902 | -0.27399 | 9.4814 | 1.6859 | -8.02 | 3.4622 | -1.7763 | -26.1441 | 2.6344 | 33.06 | 2.9079 | -0.27355 | 26.3616 | 2.7074 | 32.47 | 3.0689 | -0.36148 | 24.9339 | 0.016928 | 0.52403 | 0.22313 | 0.82852 | 17.8594 | 0.044595 | 0.02228 | 0.02854 | 0.044595 | 0.045831 | 0.55964 | 0.23767 | -0.13576 | 0.55964 | 0.54965 | 0.44625 | 0.1605 | -0.44256 | 0.44625 | 0.42208 | 0.016928 | 0.52403 | 0.22313 | 0.82852 | 17.8594 | 0.044595 | 0.02228 | 0.02854 | 0.044595 | 0.045831 | 0.55964 | 0.23767 | -0.13576 | 0.55964 | 0.54965 | 0.44625 | 0.1605 | -0.44256 | 0.44625 | 0.42208
54 | 0.25 | 0.23 | South/Central | AL | Montgomery-Dannelly.Field.722260 | 3 | 1279476 | 31.7141 | 12.6385 | 48.9887 | 31.2897 | 17.699 | 1042.86 | 2.59 | 45.23 | 2.1606 | 0.42948 | 44.6803 | 1.2718 | 26.21 | 0.84277 | 0.42904 | 27.8001 | 1.6416 | 4.15 | 2.7148 | -1.0732 | -7.8254 | 2.59 | 45.23 | 2.1606 | 0.42948 | 44.6803 | 2.6631 | 44.64 | 2.3215 | 0.34155 | 43.2526 | 0.016928 | 0.53685 | 0.21394 | 0.82927 | 17.6534 | 0.043844 | 0.021529 | 0.027789 | 0.043844 | 0.04508 | 0.76565 | 0.44368 | 0.070251 | 0.76565 | 0.75566 | 0.75634 | 0.4706 | -0.13247 | 0.75634 | 0.73218 | 0.016928 | 0.53685 | 0.21394 | 0.82927 | 17.6534 | 0.043844 | 0.021529 | 0.027789 | 0.043844 | 0.04508 | 0.76565 | 0.44368 | 0.070251 | 0.76565 | 0.75566 | 0.75634 | 0.4706 | -0.13247 | 0.75634 | 0.73218
55 | 0.25 | 0.19 | South/Central | AL | Montgomery-Dannelly.Field.722260 | 3 | 1279476 | 32.5564 | 12.0919 | 49.1124 | 32.1208 | 16.9916 | 1031.76 | 2.4663 | 56.33 | 1.3294 | 1.1369 | 62.1013 | 1.1481 | 37.31 | 0.011656 | 1.1364 | 45.2211 | 1.5179 | 15.25 | 1.8837 | -0.36583 | 9.5956 | 2.4663 | 56.33 | 1.3294 | 1.1369 | 62.1013 | 2.5394 | 55.74 | 1.4904 | 1.049 | 60.6736 | 0.016928 | 0.55111 | 0.20469 | 0.83137 | 17.4655 | 0.04175 | 0.019435 | 0.025695 | 0.04175 | 0.042986 | 0.95355 | 0.63158 | 0.25815 | 0.95355 | 0.94356 | 1.0512 | 0.7655 | 0.16243 | 1.0512 | 1.0271 | 0.016928 | 0.55111 | 0.20469 | 0.83137 | 17.4655 | 0.04175 | 0.019435 | 0.025695 | 0.04175 | 0.042986 | 0.95355 | 0.63158 | 0.25815 | 0.95355 | 0.94356 | 1.0512 | 0.7655 | 0.16243 | 1.0512 | 1.0271
56 | 0.25 | 0.17 | South/Central | AL | Montgomery-Dannelly.Field.722260 | 3 | 1279476 | 33.0091 | 11.8296 | 49.2131 | 32.5676 | 16.6455 | 1026.92 | 2.3657 | 61.17 | 0.88268 | 1.483 | 70.1108 | 1.0474 | 42.15 | -0.43511 | 1.4825 | 53.2306 | 1.4172 | 20.09 | 1.437 | -0.019733 | 17.6051 | 2.3657 | 61.17 | 0.88268 | 1.483 | 70.1108 | 2.4387 | 60.58 | 1.0436 | 1.3951 | 68.6831 | 0.016928 | 0.55877 | 0.20025 | 0.83307 | 17.3836 | 0.040046 | 0.017731 | 0.023991 | 0.040046 | 0.041282 | 1.0355 | 0.71351 | 0.34008 | 1.0355 | 1.0255 | 1.1868 | 0.90108 | 0.29802 | 1.1868 | 1.1627 | 0.016928 | 0.55877 | 0.20025 | 0.83307 | 17.3836 | 0.040046 | 0.017731 | 0.023991 | 0.040046 | 0.041282 | 1.0355 | 0.71351 | 0.34008 | 1.0355 | 1.0255 | 1.1868 | 0.90108 | 0.29802 | 1.1868 | 1.1627
57 | 0.24 | 0.47 | South/Central | AL | Montgomery-Dannelly.Field.722260 | 3 | 1279476 | 28.4549 | 14.9677 | 48.8481 | 28.0739 | 20.7742 | 1096.91 | 2.7306 | -8.82 | 5.3763 | -2.6457 | -36.1314 | 1.4124 | -27.84 | 4.0585 | -2.6461 | -53.0116 | 1.7822 | -49.9 | 5.9306 | -4.1484 | -88.6371 | 2.7306 | -8.82 | 5.3763 | -2.6457 | -36.1314 | 2.8037 | -9.41 | 5.5373 | -2.7336 | -37.5591 | 0.016928 | 0.48168 | 0.25337 | 0.82689 | 18.5684 | 0.046224 | 0.023909 | 0.030169 | 0.046224 | 0.04746 | -0.1493 | -0.47127 | -0.8447 | -0.1493 | -0.15929 | -0.61163 | -0.89737 | -1.5004 | -0.61163 | -0.6358 | 0.016928 | 0.48168 | 0.25337 | 0.82689 | 18.5684 | 0.046224 | 0.023909 | 0.030169 | 0.046224 | 0.04746 | -0.1493 | -0.47127 | -0.8447 | -0.1493 | -0.15929 | -0.61163 | -0.89737 | -1.5004 | -0.61163 | -0.6358
58 | 0.24 | 0.42 | South/Central | AL | Montgomery-Dannelly.Field.722260 | 3 | 1279476 | 29.0202 | 14.4193 | 48.6734 | 28.6316 | 20.0417 | 1081.04 | 2.9054 | 7.05 | 4.8186 | -1.9132 | -14.2188 | 1.5871 | -11.97 | 3.5008 | -1.9137 | -31.099 | 1.9569 | -34.03 | 5.3729 | -3.4159 | -66.7245 | 2.9054 | 7.05 | 4.8186 | -1.9132 | -14.2188 | 2.9784 | 6.46 | 4.9796 | -2.0011 | -15.6465 | 0.016928 | 0.49125 | 0.24409 | 0.82394 | 18.2997 | 0.049182 | 0.026867 | 0.033127 | 0.049182 | 0.050418 | 0.11934 | -0.20263 | -0.57606 | 0.11934 | 0.10935 | -0.24069 | -0.52644 | -1.1295 | -0.24069 | -0.26486 | 0.016928 | 0.49125 | 0.24409 | 0.82394 | 18.2997 | 0.049182 | 0.026867 | 0.033127 | 0.049182 | 0.050418 | 0.11934 | -0.20263 | -0.57606 | 0.11934 | 0.10935 | -0.24069 | -0.52644 | -1.1295 | -0.24069 | -0.26486
59 | 0.24 | 0.37 | South/Central | AL | Montgomery-Dannelly.Field.722260 | 3 | 1279476 | 29.3434 | 14.2134 | 48.7107 | 28.9506 | 19.7601 | 1076.43 | 2.8681 | 11.66 | 4.4997 | -1.6316 | -7.1315 | 1.5498 | -7.36 | 3.1819 | -1.6321 | -24.0117 | 1.9196 | -29.42 | 5.054 | -3.1343 | -59.6372 | 2.8681 | 11.66 | 4.4997 | -1.6316 | -7.1315 | 2.9411 | 11.07 | 4.6606 | -1.7196 | -8.5592 | 0.016928 | 0.49672 | 0.2406 | 0.82457 | 18.2217 | 0.04855 | 0.026235 | 0.032495 | 0.04855 | 0.049786 | 0.19738 | -0.12459 | -0.49802 | 0.19738 | 0.18739 | -0.12072 | -0.40647 | -1.0095 | -0.12072 | -0.14489 | 0.016928 | 0.49672 | 0.2406 | 0.82457 | 18.2217 | 0.04855 | 0.026235 | 0.032495 | 0.04855 | 0.049786 | 0.19738 | -0.12459 | -0.49802 | 0.19738 | 0.18739 | -0.12072 | -0.40647 | -1.0095 | -0.12072 | -0.14489
60 | 0.24 | 0.32 | South/Central | AL | Montgomery-Dannelly.Field.722260 | 3 | 1279476 | 29.8243 | 13.8681 | 48.7136 | 29.4251 | 19.2885 | 1067.85 | 2.8651 | 20.24 | 4.0252 | -1.16 | 5.5007 | 1.5469 | 1.22 | 2.7074 | -1.1604 | -11.3795 | 1.9167 | -20.84 | 4.5794 | -2.6627 | -47.005 | 2.8651 | 20.24 | 4.0252 | -1.16 | 5.5007 | 2.9382 | 19.65 | 4.1861 | -1.2479 | 4.073 | 0.016928 | 0.50486 | 0.23476 | 0.82462 | 18.0764 | 0.048501 | 0.026186 | 0.032446 | 0.048501 | 0.049737 | 0.34262 | 0.020652 | -0.35278 | 0.34262 | 0.33263 | 0.093116 | -0.19263 | -0.79569 | 0.093116 | 0.068948 | 0.016928 | 0.50486 | 0.23476 | 0.82462 | 18.0764 | 0.048501 | 0.026186 | 0.032446 | 0.048501 | 0.049737 | 0.34262 | 0.020652 | -0.35278 | 0.34262 | 0.33263 | 0.093116 | -0.19263 | -0.79569 | 0.093116 | 0.068948
61 | 0.24 | 0.27 | South/Central | AL | Montgomery-Dannelly.Field.722260 | 3 | 1279476 | 30.6771 | 13.1963 | 48.6792 | 30.2666 | 18.4126 | 1051.39 | 2.8995 | 36.7 | 3.1836 | -0.28408 | 29.4717 | 1.5813 | 17.68 | 1.8658 | -0.28452 | 12.5914 | 1.9511 | -4.38 | 3.7379 | -1.7868 | -23.034 | 2.8995 | 36.7 | 3.1836 | -0.28408 | 29.4717 | 2.9726 | 36.11 | 3.3446 | -0.37201 | 28.044 | 0.016928 | 0.5193 | 0.22339 | 0.82404 | 17.7978 | 0.049083 | 0.026768 | 0.033028 | 0.049083 | 0.050319 | 0.62125 | 0.29928 | -0.074144 | 0.62125 | 0.61127 | 0.49889 | 0.21315 | -0.38992 | 0.49889 | 0.47472 | 0.016928 | 0.5193 | 0.22339 | 0.82404 | 17.7978 | 0.049083 | 0.026768 | 0.033028 | 0.049083 | 0.050319 | 0.62125 | 0.29928 | -0.074144 | 0.62125 | 0.61127 | 0.49889 | 0.21315 | -0.38992 | 0.49889 | 0.47472
62 | 0.24 | 0.23 | South/Central | AL | Montgomery-Dannelly.Field.722260 | 3 | 1279476 | 31.4347 | 12.6536 | 48.7232 | 31.014 | 17.7092 | 1039.21 | 2.8556 | 48.88 | 2.4362 | 0.41933 | 47.8055 | 1.5373 | 29.86 | 1.1184 | 0.41889 | 30.9253 | 1.9071 | 7.8 | 2.9905 | -1.0834 | -4.7002 | 2.8556 | 48.88 | 2.4362 | 0.41933 | 47.8055 | 2.9286 | 48.29 | 2.5972 | 0.3314 | 46.3778 | 0.016928 | 0.53212 | 0.2142 | 0.82478 | 17.5916 | 0.048339 | 0.026024 | 0.032284 | 0.048339 | 0.049575 | 0.82743 | 0.50547 | 0.13204 | 0.82743 | 0.81745 | 0.80925 | 0.5235 | -0.079564 | 0.80925 | 0.78508 | 0.016928 | 0.53212 | 0.2142 | 0.82478 | 17.5916 | 0.048339 | 0.026024 | 0.032284 | 0.048339 | 0.049575 | 0.82743 | 0.50547 | 0.13204 | 0.82743 | 0.81745 | 0.80925 | 0.5235 | -0.079564 | 0.80925 | 0.78508
63 | 0.24 | 0.19 | South/Central | AL | Montgomery-Dannelly.Field.722260 | 3 | 1279476 | 32.2716 | 12.1019 | 48.8287 | 31.8398 | 16.989 | 1027.62 | 2.75 | 60.47 | 1.6105 | 1.1395 | 65.8028 | 1.4318 | 41.45 | 0.29268 | 1.1391 | 48.9226 | 1.8016 | 19.39 | 2.1647 | -0.36317 | 13.2971 | 2.75 | 60.47 | 1.6105 | 1.1395 | 65.8028 | 2.823 | 59.88 | 1.7714 | 1.0516 | 64.3751 | 0.016928 | 0.54629 | 0.20486 | 0.82657 | 17.3954 | 0.046552 | 0.024237 | 0.030497 | 0.046552 | 0.047788 | 1.0236 | 0.70166 | 0.32823 | 1.0236 | 1.0136 | 1.1139 | 0.82816 | 0.22509 | 1.1139 | 1.0897 | 0.016928 | 0.54629 | 0.20486 | 0.82657 | 17.3954 | 0.046552 | 0.024237 | 0.030497 | 0.046552 | 0.047788 | 1.0236 | 0.70166 | 0.32823 | 1.0236 | 1.0136 | 1.1139 | 0.82816 | 0.22509 | 1.1139 | 1.0897
64 | 0.24 | 0.17 | South/Central | AL | Montgomery-Dannelly.Field.722260 | 3 | 1279476 | 32.7244 | 11.8304 | 48.9254 | 32.2865 | 16.6389 | 1022.65 | 2.6533 | 65.44 | 1.1637 | 1.4896 | 73.9693 | 1.3351 | 46.42 | -0.15409 | 1.4892 | 57.0891 | 1.7049 | 24.36 | 1.718 | -0.013115 | 21.4636 | 2.6533 | 65.44 | 1.1637 | 1.4896 | 73.9693 | 2.7263 | 64.85 | 1.3247 | 1.4017 | 72.5416 | 0.016928 | 0.55395 | 0.20026 | 0.8282 | 17.3113 | 0.044915 | 0.0226 | 0.02886 | 0.044915 | 0.046151 | 1.1078 | 0.78579 | 0.41236 | 1.1078 | 1.0978 | 1.2521 | 0.9664 | 0.36333 | 1.2521 | 1.228 | 0.016928 | 0.55395 | 0.20026 | 0.8282 | 17.3113 | 0.044915 | 0.0226 | 0.02886 | 0.044915 | 0.046151 | 1.1078 | 0.78579 | 0.41236 | 1.1078 | 1.0978 | 1.2521 | 0.9664 | 0.36333 | 1.2521 | 1.228
65 | 0.22 | 0.47 | South/Central | AL | Montgomery-Dannelly.Field.722260 | 3 | 1279476 | 27.9043 | 15.0093 | 48.3333 | 27.5305 | 20.8028 | 1089.98 | 3.2454 | -1.89 | 5.9197 | -2.6743 | -30.3141 | 1.9272 | -20.91 | 4.6019 | -2.6748 | -47.1943 | 2.297 | -42.97 | 6.474 | -4.177 | -82.8198 | 3.2454 | -1.89 | 5.9197 | -2.6743 | -30.3141 | 3.3184 | -2.48 | 6.0807 | -2.7623 | -31.7418 | 0.016928 | 0.47236 | 0.25407 | 0.81818 | 18.451 | 0.054938 | 0.032623 | 0.038883 | 0.054938 | 0.056174 | -0.031994 | -0.35396 | -0.72739 | -0.031994 | -0.041981 | -0.51315 | -0.7989 | -1.402 | -0.51315 | -0.53732 | 0.016928 | 0.47236 | 0.25407 | 0.81818 | 18.451 | 0.054938 | 0.032623 | 0.038883 | 0.054938 | 0.056174 | -0.031994 | -0.35396 | -0.72739 | -0.031994 | -0.041981 | -0.51315 | -0.7989 | -1.402 | -0.51315 | -0.53732
66 | 0.22 | 0.42 | South/Central | AL | Montgomery-Dannelly.Field.722260 | 3 | 1279476 | 28.4653 | 14.4588 | 48.1534 | 28.084 | 20.0694 | 1074.02 | 3.4253 | 14.07 | 5.3662 | -1.9409 | -8.3094 | 2.1071 | -4.95 | 4.0484 | -1.9414 | -25.1897 | 2.4769 | -27.01 | 5.9205 | -3.4436 | -60.8151 | 3.4253 | 14.07 | 5.3662 | -1.9409 | -8.3094 | 3.4984 | 13.48 | 5.5272 | -2.0288 | -9.7371 | 0.016928 | 0.48186 | 0.24476 | 0.81514 | 18.1809 | 0.057983 | 0.035669 | 0.041928 | 0.057983 | 0.05922 | 0.23818 | -0.083793 | -0.45722 | 0.23818 | 0.22819 | -0.14066 | -0.42641 | -1.0295 | -0.14066 | -0.16483 | 0.016928 | 0.48186 | 0.24476 | 0.81514 | 18.1809 | 0.057983 | 0.035669 | 0.041928 | 0.057983 | 0.05922 | 0.23818 | -0.083793 | -0.45722 | 0.23818 | 0.22819 | -0.14066 | -0.42641 | -1.0295 | -0.14066 | -0.16483
67 | 0.22 | 0.37 | South/Central | AL | Montgomery-Dannelly.Field.722260 | 3 | 1279476 | 28.7831 | 14.2523 | 48.1792 | 28.3976 | 19.7816 | 1069.14 | 3.3995 | 18.95 | 5.0527 | -1.6531 | -0.90877 | 2.0813 | -0.07 | 3.7349 | -1.6536 | -17.789 | 2.4511 | -22.13 | 5.607 | -3.1559 | -53.4145 | 3.3995 | 18.95 | 5.0527 | -1.6531 | -0.90877 | 3.4726 | 18.36 | 5.2136 | -1.7411 | -2.3365 | 0.016928 | 0.48724 | 0.24126 | 0.81557 | 18.0983 | 0.057547 | 0.035232 | 0.041492 | 0.057547 | 0.058783 | 0.32078 | -0.001185 | -0.37461 | 0.32078 | 0.3108 | -0.015384 | -0.30113 | -0.90419 | -0.015384 | -0.039551 | 0.016928 | 0.48724 | 0.24126 | 0.81557 | 18.0983 | 0.057547 | 0.035232 | 0.041492 | 0.057547 | 0.058783 | 0.32078 | -0.001185 | -0.37461 | 0.32078 | 0.3108 | -0.015384 | -0.30113 | -0.90419 | -0.015384 | -0.039551
68 | 0.22 | 0.32 | South/Central | AL | Montgomery-Dannelly.Field.722260 | 3 | 1279476 | 29.2618 | 13.9035 | 48.1773 | 28.8699 | 19.3073 | 1060.44 | 3.4015 | 27.65 | 4.5803 | -1.1788 | 11.8586 | 2.0833 | 8.63 | 3.2625 | -1.1793 | -5.0216 | 2.453 | -13.43 | 5.1346 | -2.6815 | -40.6471 | 3.4015 | 27.65 | 4.5803 | -1.1788 | 11.8586 | 3.4745 | 27.06 | 4.7413 | -1.2667 | 10.4309 | 0.016928 | 0.49534 | 0.23536 | 0.81554 | 17.951 | 0.05758 | 0.035265 | 0.041525 | 0.05758 | 0.058816 | 0.46806 | 0.14609 | -0.22734 | 0.46806 | 0.45807 | 0.20074 | -0.085006 | -0.68807 | 0.20074 | 0.17657 | 0.016928 | 0.49534 | 0.23536 | 0.81554 | 17.951 | 0.05758 | 0.035265 | 0.041525 | 0.05758 | 0.058816 | 0.46806 | 0.14609 | -0.22734 | 0.46806 | 0.45807 | 0.20074 | -0.085006 | -0.68807 | 0.20074 | 0.17657
69 | 0.22 | 0.27 | South/Central | AL | Montgomery-Dannelly.Field.722260 | 3 | 1279476 | 30.1061 | 13.2271 | 48.1256 | 29.703 | 18.4226 | 1043.57 | 3.4531 | 44.52 | 3.7472 | -0.29409 | 36.2867 | 2.1349 | 25.5 | 2.4294 | -0.29453 | 19.4065 | 2.5047 | 3.44 | 4.3015 | -1.7968 | -16.219 | 3.4531 | 44.52 | 3.7472 | -0.29409 | 36.2867 | 3.5262 | 43.93 | 3.9082 | -0.38202 | 34.859 | 0.016928 | 0.50963 | 0.22391 | 0.81466 | 17.6654 | 0.058454 | 0.036139 | 0.042399 | 0.058454 | 0.059691 | 0.75363 | 0.43166 | 0.058232 | 0.75363 | 0.74364 | 0.61426 | 0.32851 | -0.27455 | 0.61426 | 0.59009 | 0.016928 | 0.50963 | 0.22391 | 0.81466 | 17.6654 | 0.058454 | 0.036139 | 0.042399 | 0.058454 | 0.059691 | 0.75363 | 0.43166 | 0.058232 | 0.75363 | 0.74364 | 0.61426 | 0.32851 | -0.27455 | 0.61426 | 0.59009
70 | 0.22 | 0.23 | South/Central | AL | Montgomery-Dannelly.Field.722260 | 3 | 1279476 | 30.8545 | 12.6736 | 48.145 | 30.4413 | 17.7037 | 1030.75 | 3.4337 | 57.34 | 3.0089 | 0.42483 | 55.3516 | 2.1155 | 38.32 | 1.6911 | 0.42439 | 38.4714 | 2.4853 | 16.26 | 3.5632 | -1.0779 | 2.8459 | 3.4337 | 57.34 | 3.0089 | 0.42483 | 55.3516 | 3.5068 | 56.75 | 3.1699 | 0.3369 | 53.9239 | 0.016928 | 0.5223 | 0.21454 | 0.81499 | 17.4484 | 0.058126 | 0.035811 | 0.042071 | 0.058126 | 0.059362 | 0.97064 | 0.64868 | 0.27525 | 0.97064 | 0.96066 | 0.93699 | 0.65124 | 0.048175 | 0.93699 | 0.91282 | 0.016928 | 0.5223 | 0.21454 | 0.81499 | 17.4484 | 0.058126 | 0.035811 | 0.042071 | 0.058126 | 0.059362 | 0.97064 | 0.64868 | 0.27525 | 0.97064 | 0.96066 | 0.93699 | 0.65124 | 0.048175 | 0.93699 | 0.91282
71 | 0.22 | 0.19 | South/Central | AL | Montgomery-Dannelly.Field.722260 | 3 | 1279476 | 31.696 | 12.1181 | 48.2583 | 31.2717 | 16.9866 | 1019.35 | 3.3205 | 68.74 | 2.1786 | 1.1419 | 73.1665 | 2.0023 | 49.72 | 0.86078 | 1.1415 | 56.2863 | 2.372 | 27.66 | 2.7328 | -0.3608 | 20.6608 | 3.3205 | 68.74 | 2.1786 | 1.1419 | 73.1665 | 3.3935 | 68.15 | 2.3395 | 1.054 | 71.7388 | 0.016928 | 0.53655 | 0.20513 | 0.81691 | 17.2554 | 0.056209 | 0.033894 | 0.040154 | 0.056209 | 0.057445 | 1.1636 | 0.84165 | 0.46823 | 1.1636 | 1.1536 | 1.2386 | 0.95281 | 0.34974 | 1.2386 | 1.2144 | 0.016928 | 0.53655 | 0.20513 | 0.81691 | 17.2554 | 0.056209 | 0.033894 | 0.040154 | 0.056209 | 0.057445 | 1.1636 | 0.84165 | 0.46823 | 1.1636 | 1.1536 | 1.2386 | 0.95281 | 0.34974 | 1.2386 | 1.2144
72 | 0.22 | 0.17 | South/Central | AL | Montgomery-Dannelly.Field.722260 | 3 | 1279476 | 32.1453 | 11.8493 | 48.3544 | 31.715 | 16.6394 | 1014.42 | 3.2244 | 73.67 | 1.7352 | 1.4891 | 81.2641 | 1.9061 | 54.65 | 0.41742 | 1.4887 | 64.3839 | 2.2759 | 32.59 | 2.2895 | -0.013578 | 28.7584 | 3.2244 | 73.67 | 1.7352 | 1.4891 | 81.2641 | 3.2974 | 73.08 | 1.8962 | 1.4012 | 79.8364 | 0.016928 | 0.54415 | 0.20058 | 0.81854 | 17.172 | 0.054581 | 0.032267 | 0.038526 | 0.054581 | 0.055818 | 1.2471 | 0.92511 | 0.55168 | 1.2471 | 1.2371 | 1.3756 | 1.0899 | 0.48682 | 1.3756 | 1.3515 | 0.016928 | 0.54415 | 0.20058 | 0.81854 | 17.172 | 0.054581 | 0.032267 | 0.038526 | 0.054581 | 0.055818 | 1.2471 | 0.92511 | 0.55168 | 1.2471 | 1.2371 | 1.3756 | 1.0899 | 0.48682 | 1.3756 | 1.3515
73 | 0.2 | 0.47 | South/Central | AL | Montgomery-Dannelly.Field.722260 | 3 | 1279476 | 27.3492 | 15.049 | 47.8133 | 26.9826 | 20.8308 | 1082.95 | 3.7654 | 5.14 | 6.4677 | -2.7023 | -24.4104 | 2.4472 | -13.88 | 5.1499 | -2.7027 | -41.2906 | 2.817 | -35.94 | 7.022 | -4.205 | -76.9161 | 3.7654 | 5.14 | 6.4677 | -2.7023 | -24.4104 | 3.8384 | 4.55 | 6.6286 | -2.7902 | -25.8381 | 0.016928 | 0.46296 | 0.25475 | 0.80938 | 18.332 | 0.063741 | 0.041426 | 0.047685 | 0.063741 | 0.064977 | 0.087009 | -0.23496 | -0.60839 | 0.087009 | 0.077022 | -0.41322 | -0.69896 | -1.302 | -0.41322 | -0.43738 | 0.016928 | 0.46296 | 0.25475 | 0.80938 | 18.332 | 0.063741 | 0.041426 | 0.047685 | 0.063741 | 0.064977 | 0.087009 | -0.23496 | -0.60839 | 0.087009 | 0.077022 | -0.41322 | -0.69896 | -1.302 | -0.41322 | -0.43738
74 | 0.2 | 0.42 | South/Central | AL | Montgomery-Dannelly.Field.722260 | 3 | 1279476 | 27.904 | 14.4952 | 47.6185 | 27.5299 | 20.0885 | 1066.62 | 3.9603 | 21.47 | 5.9203 | -1.96 | -1.9774 | 2.6421 | 2.45 | 4.6025 | -1.9605 | -18.8577 | 3.0118 | -19.61 | 6.4746 | -3.4627 | -54.4831 | 3.9603 | 21.47 | 5.9203 | -1.96 | -1.9774 | 4.0333 | 20.88 | 6.0813 | -2.048 | -3.4051 | 0.016928 | 0.47236 | 0.24537 | 0.80608 | 18.0556 | 0.067039 | 0.044724 | 0.050984 | 0.067039 | 0.068275 | 0.36344 | 0.041473 | -0.33196 | 0.36344 | 0.35345 | -0.033474 | -0.31922 | -0.92228 | -0.033474 | -0.057641 | 0.016928 | 0.47236 | 0.24537 | 0.80608 | 18.0556 | 0.067039 | 0.044724 | 0.050984 | 0.067039 | 0.068275 | 0.36344 | 0.041473 | -0.33196 | 0.36344 | 0.35345 | -0.033474 | -0.31922 | -0.92228 | -0.033474 | -0.057641
75 | 0.2 | 0.37 | South/Central | AL | Montgomery-Dannelly.Field.722260 | 3 | 1279476 | 28.2181 | 14.2826 | 47.6343 | 27.8398 | 19.7945 | 1061.49 | 3.9445 | 26.6 | 5.6104 | -1.666 | 5.7202 | 2.6263 | 7.58 | 4.2927 | -1.6664 | -11.16 | 2.996 | -14.48 | 6.1647 | -3.1687 | -46.7855 | 3.9445 | 26.6 | 5.6104 | -1.666 | 5.7202 | 4.0175 | 26.01 | 5.7714 | -1.7539 | 4.2925 | 0.016928 | 0.47767 | 0.24177 | 0.80635 | 17.9688 | 0.066772 | 0.044457 | 0.050717 | 0.066772 | 0.068008 | 0.45028 | 0.12831 | -0.24512 | 0.45028 | 0.44029 | 0.096831 | -0.18892 | -0.79198 | 0.096831 | 0.072663 | 0.016928 | 0.47767 | 0.24177 | 0.80635 | 17.9688 | 0.066772 | 0.044457 | 0.050717 | 0.066772 | 0.068008 | 0.45028 | 0.12831 | -0.24512 | 0.45028 | 0.44029 | 0.096831 | -0.18892 | -0.79198 | 0.096831 | 0.072663
76 | 0.2 | 0.32 | South/Central | AL | Montgomery-Dannelly.Field.722260 | 3 | 1279476 | 28.6879 | 13.9386 | 47.6284 | 28.3034 | 19.325 | 1052.82 | 3.9503 | 35.27 | 5.1468 | -1.1965 | 18.4052 | 2.6321 | 16.25 | 3.829 | -1.197 | 1.525 | 3.0019 | -5.81 | 5.7011 | -2.6993 | -34.1005 | 3.9503 | 35.27 | 5.1468 | -1.1965 | 18.4052 | 4.0233 | 34.68 | 5.3078 | -1.2845 | 16.9775 | 0.016928 | 0.48562 | 0.23595 | 0.80625 | 17.822 | 0.06687 | 0.044555 | 0.050815 | 0.06687 | 0.068106 | 0.59705 | 0.27508 | -0.098351 | 0.59705 | 0.58706 | 0.31156 | 0.025814 | -0.57725 | 0.31156 | 0.28739 | 0.016928 | 0.48562 | 0.23595 | 0.80625 | 17.822 | 0.06687 | 0.044555 | 0.050815 | 0.06687 | 0.068106 | 0.59705 | 0.27508 | -0.098351 | 0.59705 | 0.58706 | 0.31156 | 0.025814 | -0.57725 | 0.31156 | 0.28739
77 | 0.2 | 0.27 | South/Central | AL | Montgomery-Dannelly.Field.722260 | 3 | 1279476 | 29.5257 | 13.257 | 47.5649 | 29.1301 | 18.4349 | 1035.69 | 4.0138 | 52.4 | 4.3202 | -0.30637 | 43.1313 | 2.6956 | 33.38 | 3.0024 | -0.30681 | 26.251 | 3.0654 | 11.32 | 4.8745 | -1.8091 | -9.3744 | 4.0138 | 52.4 | 4.3202 | -0.30637 | 43.1313 | 4.0868 | 51.81 | 4.4811 | -0.3943 | 41.7036 | 0.016928 | 0.49981 | 0.22441 | 0.80517 | 17.532 | 0.067945 | 0.04563 | 0.05189 | 0.067945 | 0.069182 | 0.88702 | 0.56505 | 0.19162 | 0.88702 | 0.87703 | 0.73012 | 0.44437 | -0.15869 | 0.73012 | 0.70595 | 0.016928 | 0.49981 | 0.22441 | 0.80517 | 17.532 | 0.067945 | 0.04563 | 0.05189 | 0.067945 | 0.069182 | 0.88702 | 0.56505 | 0.19162 | 0.88702 | 0.87703 | 0.73012 | 0.44437 | -0.15869 | 0.73012 | 0.70595
78 | 0.2 | 0.23 | South/Central | AL | Montgomery-Dannelly.Field.722260 | 3 | 1279476 | 30.2732 | 12.6987 | 47.5787 | 29.8676 | 17.7111 | 1022.71 | 4 | 65.38 | 3.5826 | 0.41738 | 62.3978 | 2.6818 | 46.36 | 2.2648 | 0.41694 | 45.5175 | 3.0516 | 24.3 | 4.1369 | -1.0853 | 9.892 | 4 | 65.38 | 3.5826 | 0.41738 | 62.3978 | 4.073 | 64.79 | 3.7436 | 0.32945 | 60.9701 | 0.016928 | 0.51246 | 0.21496 | 0.80541 | 17.3123 | 0.067712 | 0.045397 | 0.051657 | 0.067712 | 0.068948 | 1.1067 | 0.78478 | 0.41135 | 1.1067 | 1.0968 | 1.0563 | 0.77052 | 0.16745 | 1.0563 | 1.0321 | 0.016928 | 0.51246 | 0.21496 | 0.80541 | 17.3123 | 0.067712 | 0.045397 | 0.051657 | 0.067712 | 0.068948 | 1.1067 | 0.78478 | 0.41135 | 1.1067 | 1.0968 | 1.0563 | 0.77052 | 0.16745 | 1.0563 | 1.0321
79 | 0.2 | 0.19 | South/Central | AL | Montgomery-Dannelly.Field.722260 | 3 | 1279476 | 31.1059 | 12.1434 | 47.68 | 30.6892 | 16.9908 | 1011.06 | 3.8988 | 77.03 | 2.7611 | 1.1377 | 80.4526 | 2.5805 | 58.01 | 1.4433 | 1.1373 | 63.5724 | 2.9503 | 35.95 | 3.3153 | -0.36503 | 27.9469 | 3.8988 | 77.03 | 2.7611 | 1.1377 | 80.4526 | 3.9718 | 76.44 | 2.922 | 1.0498 | 79.025 | 0.016928 | 0.52656 | 0.20556 | 0.80712 | 17.1151 | 0.065998 | 0.043683 | 0.049943 | 0.065998 | 0.067234 | 1.304 | 0.98199 | 0.60856 | 1.304 | 1.294 | 1.3619 | 1.0761 | 0.47308 | 1.3619 | 1.3377 | 0.016928 | 0.52656 | 0.20556 | 0.80712 | 17.1151 | 0.065998 | 0.043683 | 0.049943 | 0.065998 | 0.067234 | 1.304 | 0.98199 | 0.60856 | 1.304 | 1.294 | 1.3619 | 1.0761 | 0.47308 | 1.3619 | 1.3377
80 | 0.2 | 0.17 | South/Central | AL | Montgomery-Dannelly.Field.722260 | 3 | 1279476 | 31.5553 | 11.8655 | 47.7649 | 31.1325 | 16.6324 | 1005.78 | 3.8138 | 82.31 | 2.3177 | 1.4961 | 88.9952 | 2.4956 | 63.29 | 0.99991 | 1.4957 | 72.1149 | 2.8654 | 41.23 | 2.872 | -0.0065856 | 36.4895 | 3.8138 | 82.31 | 2.3177 | 1.4961 | 88.9952 | 3.8869 | 81.72 | 2.4787 | 1.4082 | 87.5675 | 0.016928 | 0.53416 | 0.20086 | 0.80856 | 17.0257 | 0.06456 | 0.042245 | 0.048505 | 0.06456 | 0.065797 | 1.3933 | 1.0714 | 0.69794 | 1.3933 | 1.3833 | 1.5065 | 1.2208 | 0.61769 | 1.5065 | 1.4823 | 0.016928 | 0.53416 | 0.20086 | 0.80856 | 17.0257 | 0.06456 | 0.042245 | 0.048505 | 0.06456 | 0.065797 | 1.3933 | 1.0714 | 0.69794 | 1.3933 | 1.3833 | 1.5065 | 1.2208 | 0.61769 | 1.5065 | 1.4823
81 | 0.35 | 0.2 | South/Central | AL | Montgomery-Dannelly.Field.722260 | 3 | 1279476 | 35.1234 | 12.1442 | 51.8283 | 34.6548 | 17.1736 | 1074.24 | -0.24961 | 13.85 | -1.2045 | 0.95494 | 22.4595 | -1.5678 | -5.17 | -2.5223 | 0.9545 | 5.5793 | -1.198 | -27.23 | -0.65026 | -0.54778 | -30.0462 | -0.24961 | 13.85 | -1.2045 | 0.95494 | 22.4595 | -0.17658 | 13.26 | -1.0436 | 0.86701 | 21.0318 | 0.016928 | 0.59456 | 0.20558 | 0.87734 | 18.1846 | -0.0042253 | -0.02654 | -0.02028 | -0.0042253 | -0.002989 | 0.23445 | -0.087517 | -0.46095 | 0.23445 | 0.22446 | 0.38019 | 0.094446 | -0.50862 | 0.38019 | 0.35602 | 0.016928 | 0.59456 | 0.20558 | 0.87734 | 18.1846 | -0.0042253 | -0.02654 | -0.02028 | -0.0042253 | -0.002989 | 0.23445 | -0.087517 | -0.46095 | 0.23445 | 0.22446 | 0.38019 | 0.094446 | -0.50862 | 0.38019 | 0.35602
82 | 0.35 | 0.25 | South/Central | AL | Montgomery-Dannelly.Field.722260 | 3 | 1279476 | 34.0658 | 12.809 | 51.6518 | 33.6112 | 18.0406 | 1087.5 | -0.073031 | 0.59 | -0.16096 | 0.087932 | 1.4277 | -1.3913 | -18.43 | -1.4788 | 0.087492 | -15.4526 | -1.0215 | -40.49 | 0.39332 | -1.4148 | -51.078 | -0.073031 | 0.59 | -0.16096 | 0.087932 | 1.4277 | 0 | 0 | 0 | 0 | 0 | 0.016928 | 0.57666 | 0.21683 | 0.87435 | 18.4091 | -0.0012363 | -0.023551 | -0.017291 | -0.0012363 | 0 | 0.0099874 | -0.31198 | -0.68541 | 0.0099874 | 0 | 0.024168 | -0.26158 | -0.86464 | 0.024168 | 0 | 0.016928 | 0.57666 | 0.21683 | 0.87435 | 18.4091 | -0.0012363 | -0.023551 | -0.017291 | -0.0012363 | 0 | 0.0099874 | -0.31198 | -0.68541 | 0.0099874 | 0 | 0.024168 | -0.26158 | -0.86464 | 0.024168 | 0
83 | 0.35 | 0.3 | South/Central | AL | Montgomery-Dannelly.Field.722260 | 3 | 1279476 | 33.9026 | 12.8397 | 51.5787 | 33.4502 | 18.1285 | 1088.09 | 0 | 0 | 0 | 0 | 0 | -1.3182 | -19.02 | -1.3178 | -0.00044053 | -16.8802 | -0.94844 | -41.08 | 0.55428 | -1.5027 | -52.5057 | 0 | 0 | 0 | 0 | 0 | 0.073031 | -0.59 | 0.16096 | -0.087932 | -1.4277 | 0.016928 | 0.5739 | 0.21735 | 0.87312 | 18.4191 | 0 | -0.022315 | -0.016055 | 0 | 0.0012363 | 0 | -0.32197 | -0.6954 | 0 | -0.0099874 | 0 | -0.28575 | -0.88881 | 0 | -0.024168 | 0.016928 | 0.5739 | 0.21735 | 0.87312 | 18.4191 | 0 | -0.022315 | -0.016055 | 0 | 0.0012363 | 0 | -0.32197 | -0.6954 | 0 | -0.0099874 | 0 | -0.28575 | -0.88881 | 0 | -0.024168
84 | 0.35 | 0.35 | South/Central | AL | Montgomery-Dannelly.Field.722260 | 3 | 1279476 | 32.9857 | 13.4525 | 51.4705 | 32.5455 | 18.925 | 1101.06 | 0.10825 | -12.97 | 0.90474 | -0.79649 | -20.0117 | -1.21 | -31.99 | -0.41305 | -0.79693 | -36.892 | -0.84019 | -54.05 | 1.459 | -2.2992 | -72.5174 | 0.10825 | -12.97 | 0.90474 | -0.79649 | -20.0117 | 0.18128 | -13.56 | 1.0657 | -0.88442 | -21.4394 | 0.016928 | 0.55838 | 0.22772 | 0.87129 | 18.6386 | 0.0018325 | -0.020482 | -0.014223 | 0.0018325 | 0.0030687 | -0.21955 | -0.54152 | -0.91495 | -0.21955 | -0.22954 | -0.33876 | -0.6245 | -1.2276 | -0.33876 | -0.36292 | 0.016928 | 0.55838 | 0.22772 | 0.87129 | 18.6386 | 0.0018325 | -0.020482 | -0.014223 | 0.0018325 | 0.0030687 | -0.21955 | -0.54152 | -0.91495 | -0.21955 | -0.22954 | -0.33876 | -0.6245 | -1.2276 | -0.33876 | -0.36292
85 | 0.35 | 0.4 | South/Central | AL | Montgomery-Dannelly.Field.722260 | 3 | 1279476 | 32.1631 | 14.0761 | 51.4723 | 31.7338 | 19.7386 | 1115.94 | 0.1064 | -27.85 | 1.7165 | -1.6101 | -41.8916 | -1.2118 | -46.87 | 0.39869 | -1.6105 | -58.7719 | -0.84204 | -68.93 | 2.2708 | -3.1128 | -94.3973 | 0.1064 | -27.85 | 1.7165 | -1.6101 | -41.8916 | 0.17943 | -28.44 | 1.8774 | -1.698 | -43.3193 | 0.016928 | 0.54445 | 0.23828 | 0.87132 | 18.8905 | 0.0018012 | -0.020514 | -0.014254 | 0.0018012 | 0.0030374 | -0.47144 | -0.79341 | -1.1668 | -0.47144 | -0.48143 | -0.70914 | -0.99488 | -1.5979 | -0.70914 | -0.7333 | 0.016928 | 0.54445 | 0.23828 | 0.87132 | 18.8905 | 0.0018012 | -0.020514 | -0.014254 | 0.0018012 | 0.0030374 | -0.47144 | -0.79341 | -1.1668 | -0.47144 | -0.48143 | -0.70914 | -0.99488 | -1.5979 | -0.70914 | -0.7333
86 | 0.33 | 0.2 | South/Central | AL | Montgomery-Dannelly.Field.722260 | 3 | 1279476 | 34.584 | 12.1505 | 51.2844 | 34.1222 | 17.1622 | 1066.19 | 0.29435 | 21.9 | -0.67201 | 0.96636 | 29.7268 | -1.0239 | 2.88 | -1.9898 | 0.96592 | 12.8465 | -0.6541 | -19.18 | -0.11773 | -0.53637 | -22.779 | 0.29435 | 21.9 | -0.67201 | 0.96636 | 29.7268 | 0.36738 | 21.31 | -0.51105 | 0.87842 | 28.2991 | 0.016928 | 0.58543 | 0.20568 | 0.86814 | 18.0483 | 0.0049826 | -0.017332 | -0.011072 | 0.0049826 | 0.0062189 | 0.37072 | 0.048752 | -0.32468 | 0.37072 | 0.36073 | 0.50321 | 0.21746 | -0.3856 | 0.50321 | 0.47904 | 0.016928 | 0.58543 | 0.20568 | 0.86814 | 18.0483 | 0.0049826 | -0.017332 | -0.011072 | 0.0049826 | 0.0062189 | 0.37072 | 0.048752 | -0.32468 | 0.37072 | 0.36073 | 0.50321 | 0.21746 | -0.3856 | 0.50321 | 0.47904
87 | 0.33 | 0.25 | South/Central | AL | Montgomery-Dannelly.Field.722260 | 3 | 1279476 | 33.5344 | 12.8306 | 51.1312 | 33.0866 | 18.0446 | 1080.07 | 0.44753 | 8.02 | 0.3636 | 0.083931 | 7.9815 | -0.8707 | -11 | -0.95419 | 0.083491 | -8.8988 | -0.50091 | -33.06 | 0.91788 | -1.4188 | -44.5242 | 0.44753 | 8.02 | 0.3636 | 0.083931 | 7.9815 | 0.52056 | 7.43 | 0.52456 | -0.004001 | 6.5538 | 0.016928 | 0.56767 | 0.2172 | 0.86554 | 18.2833 | 0.0075758 | -0.014739 | -0.0084793 | 0.0075758 | 0.008812 | 0.13576 | -0.18621 | -0.55964 | 0.13576 | 0.12577 | 0.13511 | -0.15064 | -0.7537 | 0.13511 | 0.11094 | 0.016928 | 0.56767 | 0.2172 | 0.86554 | 18.2833 | 0.0075758 | -0.014739 | -0.0084793 | 0.0075758 | 0.008812 | 0.13576 | -0.18621 | -0.55964 | 0.13576 | 0.12577 | 0.13511 | -0.15064 | -0.7537 | 0.13511 | 0.11094
88 | 0.33 | 0.3 | South/Central | AL | Montgomery-Dannelly.Field.722260 | 3 | 1279476 | 33.3716 | 12.8594 | 51.0574 | 32.926 | 18.1314 | 1080.63 | 0.52134 | 7.46 | 0.52427 | -0.0029257 | 6.5927 | -0.79689 | -11.56 | -0.79352 | -0.0033663 | -10.2876 | -0.4271 | -33.62 | 1.0786 | -1.5056 | -45.913 | 0.52134 | 7.46 | 0.52427 | -0.0029257 | 6.5927 | 0.59438 | 6.87 | 0.68523 | -0.090858 | 5.165 | 0.016928 | 0.56491 | 0.21768 | 0.86429 | 18.2928 | 0.0088253 | -0.01349 | -0.0072298 | 0.0088253 | 0.010062 | 0.12628 | -0.19569 | -0.56912 | 0.12628 | 0.11629 | 0.1116 | -0.17415 | -0.77721 | 0.1116 | 0.087432 | 0.016928 | 0.56491 | 0.21768 | 0.86429 | 18.2928 | 0.0088253 | -0.01349 | -0.0072298 | 0.0088253 | 0.010062 | 0.12628 | -0.19569 | -0.56912 | 0.12628 | 0.11629 | 0.1116 | -0.17415 | -0.77721 | 0.1116 | 0.087432
89 | 0.33 | 0.35 | South/Central | AL | Montgomery-Dannelly.Field.722260 | 3 | 1279476 | 32.4642 | 13.475 | 50.9618 | 32.0308 | 18.931 | 1093.83 | 0.61695 | -5.74 | 1.4195 | -0.80252 | -13.6644 | -0.70128 | -24.76 | 0.10168 | -0.80296 | -30.5446 | -0.33149 | -46.82 | 1.9738 | -2.3052 | -66.1701 | 0.61695 | -5.74 | 1.4195 | -0.80252 | -13.6644 | 0.68998 | -6.33 | 1.5804 | -0.89045 | -15.0921 | 0.016928 | 0.54955 | 0.2281 | 0.86268 | 18.5162 | 0.010444 | -0.011871 | -0.0056115 | 0.010444 | 0.01168 | -0.097166 | -0.41913 | -0.79256 | -0.097166 | -0.10715 | -0.23131 | -0.51706 | -1.1201 | -0.23131 | -0.25548 | 0.016928 | 0.54955 | 0.2281 | 0.86268 | 18.5162 | 0.010444 | -0.011871 | -0.0056115 | 0.010444 | 0.01168 | -0.097166 | -0.41913 | -0.79256 | -0.097166 | -0.10715 | -0.23131 | -0.51706 | -1.1201 | -0.23131 | -0.25548
90 | 0.33 | 0.4 | South/Central | AL | Montgomery-Dannelly.Field.722260 | 3 | 1279476 | 31.6478 | 14.1016 | 50.9725 | 31.2252 | 19.7473 | 1108.88 | 0.60626 | -20.79 | 2.2251 | -1.6188 | -35.73 | -0.71197 | -39.81 | 0.90729 | -1.6193 | -52.6102 | -0.34218 | -61.87 | 2.7794 | -3.1215 | -88.2357 | 0.60626 | -20.79 | 2.2251 | -1.6188 | -35.73 | 0.6793 | -21.38 | 2.386 | -1.7067 | -37.1576 | 0.016928 | 0.53573 | 0.23871 | 0.86286 | 18.771 | 0.010263 | -0.012052 | -0.0057923 | 0.010263 | 0.011499 | -0.35193 | -0.6739 | -1.0473 | -0.35193 | -0.36192 | -0.60483 | -0.89058 | -1.4936 | -0.60483 | -0.629 | 0.016928 | 0.53573 | 0.23871 | 0.86286 | 18.771 | 0.010263 | -0.012052 | -0.0057923 | 0.010263 | 0.011499 | -0.35193 | -0.6739 | -1.0473 | -0.35193 | -0.36192 | -0.60483 | -0.89058 | -1.4936 | -0.60483 | -0.629
91 | 0.3 | 0.2 | South/Central | AL | Montgomery-Dannelly.Field.722260 | 3 | 1279476 | 33.7735 | 12.1747 | 50.4789 | 33.3223 | 17.1566 | 1054.49 | 1.0998 | 33.6 | 0.12793 | 0.97188 | 40.1823 | -0.21841 | 14.58 | -1.1899 | 0.97144 | 23.3021 | 0.15138 | -7.48 | 0.68222 | -0.53084 | -12.3234 | 1.0998 | 33.6 | 0.12793 | 0.97188 | 40.1823 | 1.1728 | 33.01 | 0.2889 | 0.88395 | 38.7546 | 0.016928 | 0.57171 | 0.20609 | 0.8545 | 17.8503 | 0.018618 | -0.0036973 | 0.0025625 | 0.018618 | 0.019854 | 0.56878 | 0.24681 | -0.12662 | 0.56878 | 0.55879 | 0.6802 | 0.39445 | -0.20861 | 0.6802 | 0.65603 | 0.016928 | 0.57171 | 0.20609 | 0.8545 | 17.8503 | 0.018618 | -0.0036973 | 0.0025625 | 0.018618 | 0.019854 | 0.56878 | 0.24681 | -0.12662 | 0.56878 | 0.55879 | 0.6802 | 0.39445 | -0.20861 | 0.6802 | 0.65603
92 | 0.3 | 0.25 | South/Central | AL | Montgomery-Dannelly.Field.722260 | 3 | 1279476 | 32.725 | 12.8595 | 50.3351 | 32.2878 | 18.0474 | 1068.64 | 1.2436 | 19.45 | 1.1625 | 0.081141 | 18.0933 | -0.074623 | 0.43 | -0.15532 | 0.0807 | 1.213 | 0.29517 | -21.63 | 1.7167 | -1.4216 | -34.4124 | 1.2436 | 19.45 | 1.1625 | 0.081141 | 18.0933 | 1.3166 | 18.86 | 1.3234 | -0.0067914 | 16.6656 | 0.016928 | 0.55396 | 0.21768 | 0.85207 | 18.0898 | 0.021052 | -0.0012632 | 0.0049965 | 0.021052 | 0.022288 | 0.32925 | 0.007279 | -0.36615 | 0.32925 | 0.31926 | 0.30628 | 0.020534 | -0.58253 | 0.30628 | 0.28211 | 0.016928 | 0.55396 | 0.21768 | 0.85207 | 18.0898 | 0.021052 | -0.0012632 | 0.0049965 | 0.021052 | 0.022288 | 0.32925 | 0.007279 | -0.36615 | 0.32925 | 0.31926 | 0.30628 | 0.020534 | -0.58253 | 0.30628 | 0.28211
93 | 0.3 | 0.3 | South/Central | AL | Montgomery-Dannelly.Field.722260 | 3 | 1279476 | 32.5676 | 12.8857 | 50.2605 | 32.1324 | 18.1281 | 1069.07 | 1.3182 | 19.02 | 1.3178 | 0.00044053 | 16.8802 | 0 | 0 | 0 | 0 | 0 | 0.36979 | -22.06 | 1.8721 | -1.5023 | -35.6255 | 1.3182 | 19.02 | 1.3178 | 0.00044053 | 16.8802 | 1.3913 | 18.43 | 1.4788 | -0.087492 | 15.4526 | 0.016928 | 0.5513 | 0.21813 | 0.8508 | 18.0971 | 0.022315 | 0 | 0.0062597 | 0.022315 | 0.023551 | 0.32197 | 0 | -0.37343 | 0.32197 | 0.31198 | 0.28575 | 0 | -0.60306 | 0.28575 | 0.26158 | 0.016928 | 0.5513 | 0.21813 | 0.8508 | 18.0971 | 0.022315 | 0 | 0.0062597 | 0.022315 | 0.023551 | 0.32197 | 0 | -0.37343 | 0.32197 | 0.31198 | 0.28575 | 0 | -0.60306 | 0.28575 | 0.26158
94 | 0.3 | 0.35 | South/Central | AL | Montgomery-Dannelly.Field.722260 | 3 | 1279476 | 31.6645 | 13.5195 | 50.1963 | 31.2414 | 18.9549 | 1083.22 | 1.3824 | 4.87 | 2.2088 | -0.82635 | -4.5091 | 0.064213 | -14.15 | 0.89101 | -0.82679 | -21.3893 | 0.434 | -36.21 | 2.7631 | -2.3291 | -57.0148 | 1.3824 | 4.87 | 2.2088 | -0.82635 | -4.5091 | 1.4555 | 4.28 | 2.3698 | -0.91428 | -5.9368 | 0.016928 | 0.53601 | 0.22886 | 0.84972 | 18.3366 | 0.023402 | 0.001087 | 0.0073467 | 0.023402 | 0.024638 | 0.082439 | -0.23953 | -0.61296 | 0.082439 | 0.072451 | -0.076329 | -0.36208 | -0.96514 | -0.076329 | -0.1005 | 0.016928 | 0.53601 | 0.22886 | 0.84972 | 18.3366 | 0.023402 | 0.001087 | 0.0073467 | 0.023402 | 0.024638 | 0.082439 | -0.23953 | -0.61296 | 0.082439 | 0.072451 | -0.076329 | -0.36208 | -0.96514 | -0.076329 | -0.1005
95 | 0.3 | 0.4 | South/Central | AL | Montgomery-Dannelly.Field.722260 | 3 | 1279476 | 30.8538 | 14.1474 | 50.2089 | 30.4415 | 19.7675 | 1098.23 | 1.3698 | -10.14 | 3.0088 | -1.639 | -26.5007 | 0.051574 | -29.16 | 1.691 | -1.6394 | -43.3809 | 0.42136 | -51.22 | 3.563 | -3.1417 | -79.0064 | 1.3698 | -10.14 | 3.0088 | -1.639 | -26.5007 | 1.4428 | -10.73 | 3.1697 | -1.7269 | -27.9283 | 0.016928 | 0.52229 | 0.23949 | 0.84993 | 18.5907 | 0.023188 | 0.00087305 | 0.0071328 | 0.023188 | 0.024424 | -0.17165 | -0.49362 | -0.86705 | -0.17165 | -0.18164 | -0.4486 | -0.73435 | -1.3374 | -0.4486 | -0.47277 | 0.016928 | 0.52229 | 0.23949 | 0.84993 | 18.5907 | 0.023188 | 0.00087305 | 0.0071328 | 0.023188 | 0.024424 | -0.17165 | -0.49362 | -0.86705 | -0.17165 | -0.18164 | -0.4486 | -0.73435 | -1.3374 | -0.4486 | -0.47277
96 | 0.28 | 0.2 | South/Central | AL | Montgomery-Dannelly.Field.722260 | 3 | 1279476 | 33.2036 | 12.1956 | 49.9199 | 32.7598 | 17.1601 | 1046.48 | 1.6589 | 41.61 | 0.69047 | 0.96839 | 47.2422 | 0.34063 | 22.59 | -0.62732 | 0.96795 | 30.362 | 0.71042 | 0.53 | 1.2447 | -0.53433 | -5.2635 | 1.6589 | 41.61 | 0.69047 | 0.96839 | 47.2422 | 1.7319 | 41.02 | 0.85143 | 0.88046 | 45.8145 | 0.016928 | 0.56207 | 0.20645 | 0.84504 | 17.7147 | 0.028081 | 0.0057661 | 0.012026 | 0.028081 | 0.029317 | 0.70437 | 0.3824 | 0.0089718 | 0.70437 | 0.69438 | 0.79971 | 0.51396 | -0.0891 | 0.79971 | 0.77554 | 0.016928 | 0.56207 | 0.20645 | 0.84504 | 17.7147 | 0.028081 | 0.0057661 | 0.012026 | 0.028081 | 0.029317 | 0.70437 | 0.3824 | 0.0089718 | 0.70437 | 0.69438 | 0.79971 | 0.51396 | -0.0891 | 0.79971 | 0.77554
97 | 0.28 | 0.25 | South/Central | AL | Montgomery-Dannelly.Field.722260 | 3 | 1279476 | 32.1702 | 12.8802 | 49.7874 | 31.7401 | 18.0472 | 1060.73 | 1.7914 | 27.36 | 1.7101 | 0.081277 | 25.1065 | 0.47316 | 8.34 | 0.39232 | 0.080836 | 8.2262 | 0.84295 | -13.72 | 2.2644 | -1.4214 | -27.3992 | 1.7914 | 27.36 | 1.7101 | 0.081277 | 25.1065 | 1.8644 | 26.77 | 1.8711 | -0.0066555 | 23.6788 | 0.016928 | 0.54457 | 0.21803 | 0.84279 | 17.9559 | 0.030324 | 0.0080095 | 0.014269 | 0.030324 | 0.031561 | 0.46315 | 0.14118 | -0.23225 | 0.46315 | 0.45316 | 0.425 | 0.13925 | -0.46381 | 0.425 | 0.40083 | 0.016928 | 0.54457 | 0.21803 | 0.84279 | 17.9559 | 0.030324 | 0.0080095 | 0.014269 | 0.030324 | 0.031561 | 0.46315 | 0.14118 | -0.23225 | 0.46315 | 0.45316 | 0.425 | 0.13925 | -0.46381 | 0.425 | 0.40083
98 | 0.28 | 0.3 | South/Central | AL | Montgomery-Dannelly.Field.722260 | 3 | 1279476 | 31.8106 | 13.0607 | 49.7074 | 31.3853 | 18.3221 | 1064.62 | 1.8713 | 23.47 | 2.065 | -0.1936 | 18.7453 | 0.55312 | 4.45 | 0.74716 | -0.19404 | 1.8651 | 0.92291 | -17.61 | 2.6192 | -1.6963 | -33.7604 | 1.8713 | 23.47 | 2.065 | -0.1936 | 18.7453 | 1.9444 | 22.88 | 2.2259 | -0.28154 | 17.3176 | 0.016928 | 0.53849 | 0.22109 | 0.84144 | 18.0218 | 0.031678 | 0.0093631 | 0.015623 | 0.031678 | 0.032914 | 0.3973 | 0.075329 | -0.2981 | 0.3973 | 0.38731 | 0.31732 | 0.031572 | -0.57149 | 0.31732 | 0.29315 | 0.016928 | 0.53849 | 0.22109 | 0.84144 | 18.0218 | 0.031678 | 0.0093631 | 0.015623 | 0.031678 | 0.032914 | 0.3973 | 0.075329 | -0.2981 | 0.3973 | 0.38731 | 0.31732 | 0.031572 | -0.57149 | 0.31732 | 0.29315
99 | 0.28 | 0.35 | South/Central | AL | Montgomery-Dannelly.Field.722260 | 3 | 1279476 | 30.9377 | 13.7007 | 49.6773 | 30.5241 | 19.1533 | 1079.35 | 1.9014 | 8.74 | 2.9262 | -1.0248 | -3.1984 | 0.58317 | -10.28 | 1.6084 | -1.0252 | -20.0786 | 0.95296 | -32.34 | 3.4804 | -2.5275 | -55.7041 | 1.9014 | 8.74 | 2.9262 | -1.0248 | -3.1984 | 1.9744 | 8.15 | 3.0871 | -1.1127 | -4.6261 | 0.016928 | 0.52371 | 0.23192 | 0.84093 | 18.2711 | 0.032187 | 0.0098718 | 0.016132 | 0.032187 | 0.033423 | 0.14795 | -0.17402 | -0.54745 | 0.14795 | 0.13796 | -0.054142 | -0.33989 | -0.94295 | -0.054142 | -0.07831 | 0.016928 | 0.52371 | 0.23192 | 0.84093 | 18.2711 | 0.032187 | 0.0098718 | 0.016132 | 0.032187 | 0.033423 | 0.14795 | -0.17402 | -0.54745 | 0.14795 | 0.13796 | -0.054142 | -0.33989 | -0.94295 | -0.054142 | -0.07831
100 | 0.28 | 0.4 | South/Central | AL | Montgomery-Dannelly.Field.722260 | 3 | 1279476 | 30.3067 | 14.1775 | 49.6819 | 29.9014 | 19.7805 | 1090.86 | 1.8969 | -2.77 | 3.5488 | -1.6519 | -20.1052 | 0.57863 | -21.79 | 2.231 | -1.6524 | -36.9854 | 0.94842 | -43.85 | 4.1031 | -3.1547 | -72.6109 | 1.8969 | -2.77 | 3.5488 | -1.6519 | -20.1052 | 1.9699 | -3.36 | 3.7098 | -1.7399 | -21.5329 | 0.016928 | 0.51303 | 0.23999 | 0.84101 | 18.4659 | 0.03211 | 0.009795 | 0.016055 | 0.03211 | 0.033346 | -0.04689 | -0.36886 | -0.74229 | -0.04689 | -0.056878 | -0.34034 | -0.62608 | -1.2291 | -0.34034 | -0.36451 | 0.016928 | 0.51303 | 0.23999 | 0.84101 | 18.4659 | 0.03211 | 0.009795 | 0.016055 | 0.03211 | 0.033346 | -0.04689 | -0.36886 | -0.74229 | -0.04689 | -0.056878 | -0.34034 | -0.62608 | -1.2291 | -0.34034 | -0.36451
101 | 0.27 | 0.2 | South/Central | AL | Montgomery-Dannelly.Field.722260 | 3 | 1279476 | 32.9234 | 12.2053 | 49.6398 | 32.4833 | 17.1564 | 1042.38 | 1.939 | 45.71 | 0.96692 | 0.97206 | 50.9253 | 0.62076 | 26.69 | -0.35087 | 0.97162 | 34.0451 | 0.99055 | 4.63 | 1.5212 | -0.53066 | -1.5804 | 1.939 | 45.71 | 0.96692 | 0.97206 | 50.9253 | 2.012 | 45.12 | 1.1279 | 0.88413 | 49.4976 | 0.016928 | 0.55732 | 0.20661 | 0.8403 | 17.6453 | 0.032823 | 0.010508 | 0.016768 | 0.032823 | 0.034059 | 0.77377 | 0.45181 | 0.078376 | 0.77377 | 0.76379 | 0.86206 | 0.57631 | -0.026753 | 0.86206 | 0.83789 | 0.016928 | 0.55732 | 0.20661 | 0.8403 | 17.6453 | 0.032823 | 0.010508 | 0.016768 | 0.032823 | 0.034059 | 0.77377 | 0.45181 | 0.078376 | 0.77377 | 0.76379 | 0.86206 | 0.57631 | -0.026753 | 0.86206 | 0.83789
102 | 0.27 | 0.25 | South/Central | AL | Montgomery-Dannelly.Field.722260 | 3 | 1279476 | 31.8947 | 12.8899 | 49.5152 | 31.4682 | 18.0471 | 1056.8 | 2.0635 | 31.29 | 1.9821 | 0.081451 | 28.5936 | 0.7453 | 12.27 | 0.66429 | 0.08101 | 11.7133 | 1.1151 | -9.79 | 2.5364 | -1.4213 | -23.9121 | 2.0635 | 31.29 | 1.9821 | 0.081451 | 28.5936 | 2.1366 | 30.7 | 2.143 | -0.0064815 | 27.1659 | 0.016928 | 0.53991 | 0.2182 | 0.83819 | 17.8894 | 0.034931 | 0.012616 | 0.018876 | 0.034931 | 0.036167 | 0.52967 | 0.20771 | -0.16572 | 0.52967 | 0.51969 | 0.48403 | 0.19828 | -0.40478 | 0.48403 | 0.45986 | 0.016928 | 0.53991 | 0.2182 | 0.83819 | 17.8894 | 0.034931 | 0.012616 | 0.018876 | 0.034931 | 0.036167 | 0.52967 | 0.20771 | -0.16572 | 0.52967 | 0.51969 | 0.48403 | 0.19828 | -0.40478 | 0.48403 | 0.45986
103 | 0.27 | 0.3 | South/Central | AL | Montgomery-Dannelly.Field.722260 | 3 | 1279476 | 31.3949 | 13.1858 | 49.4367 | 30.975 | 18.4617 | 1063.25 | 2.142 | 24.84 | 2.4752 | -0.33319 | 18.4588 | 0.82378 | 5.82 | 1.1574 | -0.33363 | 1.5786 | 1.1936 | -16.24 | 3.0295 | -1.8359 | -34.0469 | 2.142 | 24.84 | 2.4752 | -0.33319 | 18.4588 | 2.215 | 24.25 | 2.6362 | -0.42112 | 17.0311 | 0.016928 | 0.53145 | 0.22321 | 0.83686 | 17.9986 | 0.03626 | 0.013945 | 0.020205 | 0.03626 | 0.037496 | 0.42049 | 0.09852 | -0.27491 | 0.42049 | 0.4105 | 0.31247 | 0.026722 | -0.57634 | 0.31247 | 0.2883 | 0.016928 | 0.53145 | 0.22321 | 0.83686 | 17.9986 | 0.03626 | 0.013945 | 0.020205 | 0.03626 | 0.037496 | 0.42049 | 0.09852 | -0.27491 | 0.42049 | 0.4105 | 0.31247 | 0.026722 | -0.57634 | 0.31247 | 0.2883
104 | 0.27 | 0.35 | South/Central | AL | Montgomery-Dannelly.Field.722260 | 3 | 1279476 | 30.5111 | 13.8705 | 49.4592 | 30.1029 | 19.3563 | 1079.89 | 2.1195 | 8.2 | 3.3473 | -1.2278 | -5.8622 | 0.80128 | -10.82 | 2.0295 | -1.2283 | -22.7424 | 1.1711 | -32.88 | 3.9016 | -2.7305 | -58.3679 | 2.1195 | 8.2 | 3.3473 | -1.2278 | -5.8622 | 2.1925 | 7.61 | 3.5083 | -1.3157 | -7.2898 | 0.016928 | 0.51649 | 0.2348 | 0.83724 | 18.2802 | 0.035879 | 0.013564 | 0.019824 | 0.035879 | 0.037115 | 0.13881 | -0.18316 | -0.55659 | 0.13881 | 0.12882 | -0.099234 | -0.38498 | -0.98804 | -0.099234 | -0.1234 | 0.016928 | 0.51649 | 0.2348 | 0.83724 | 18.2802 | 0.035879 | 0.013564 | 0.019824 | 0.035879 | 0.037115 | 0.13881 | -0.18316 | -0.55659 | 0.13881 | 0.12882 | -0.099234 | -0.38498 | -0.98804 | -0.099234 | -0.1234
105 | 0.27 | 0.4 | South/Central | AL | Montgomery-Dannelly.Field.722260 | 3 | 1279476 | 30.0331 | 14.1971 | 49.4241 | 29.6314 | 19.7927 | 1087.36 | 2.1546 | 0.73 | 3.8188 | -1.6642 | -17.136 | 0.8364 | -18.29 | 2.501 | -1.6646 | -34.0162 | 1.2062 | -40.35 | 4.3731 | -3.1669 | -69.6417 | 2.1546 | 0.73 | 3.8188 | -1.6642 | -17.136 | 2.2277 | 0.14 | 3.9798 | -1.7521 | -18.5637 | 0.016928 | 0.5084 | 0.24033 | 0.83665 | 18.4067 | 0.036473 | 0.014159 | 0.020418 | 0.036473 | 0.03771 | 0.012357 | -0.30961 | -0.68304 | 0.012357 | 0.0023699 | -0.29008 | -0.57582 | -1.1789 | -0.29008 | -0.31424 | 0.016928 | 0.5084 | 0.24033 | 0.83665 | 18.4067 | 0.036473 | 0.014159 | 0.020418 | 0.036473 | 0.03771 | 0.012357 | -0.30961 | -0.68304 | 0.012357 | 0.0023699 | -0.29008 | -0.57582 | -1.1789 | -0.29008 | -0.31424
106 | 0.26 | 0.2 | South/Central | AL | Montgomery-Dannelly.Field.722260 | 3 | 1279476 | 32.6288 | 12.2173 | 49.3568 | 32.1925 | 17.1644 | 1038.44 | 2.2219 | 49.65 | 1.2578 | 0.96415 | 54.3334 | 0.9037 | 30.63 | -0.06001 | 0.96371 | 37.4532 | 1.2735 | 8.57 | 1.8121 | -0.53857 | 1.8277 | 2.2219 | 49.65 | 1.2578 | 0.96415 | 54.3334 | 2.295 | 49.06 | 1.4187 | 0.87622 | 52.9058 | 0.016928 | 0.55234 | 0.20681 | 0.83551 | 17.5786 | 0.037613 | 0.015298 | 0.021558 | 0.037613 | 0.038849 | 0.84047 | 0.5185 | 0.14507 | 0.84047 | 0.83048 | 0.91975 | 0.634 | 0.03094 | 0.91975 | 0.89558 | 0.016928 | 0.55234 | 0.20681 | 0.83551 | 17.5786 | 0.037613 | 0.015298 | 0.021558 | 0.037613 | 0.038849 | 0.84047 | 0.5185 | 0.14507 | 0.84047 | 0.83048 | 0.91975 | 0.634 | 0.03094 | 0.91975 | 0.89558
107 | 0.26 | 0.25 | South/Central | AL | Montgomery-Dannelly.Field.722260 | 3 | 1279476 | 31.61 | 12.9053 | 49.2413 | 31.1871 | 18.0542 | 1052.98 | 2.3374 | 35.11 | 2.2631 | 0.074294 | 31.9057 | 1.0192 | 16.09 | 0.94531 | 0.073853 | 15.0255 | 1.389 | -5.97 | 2.8174 | -1.4284 | -20.6 | 2.3374 | 35.11 | 2.2631 | 0.074294 | 31.9057 | 2.4104 | 34.52 | 2.4241 | -0.013638 | 30.478 | 0.016928 | 0.53509 | 0.21846 | 0.83355 | 17.8247 | 0.039567 | 0.017252 | 0.023512 | 0.039567 | 0.040803 | 0.59434 | 0.27237 | -0.10106 | 0.59434 | 0.58435 | 0.5401 | 0.25435 | -0.34871 | 0.5401 | 0.51593 | 0.016928 | 0.53509 | 0.21846 | 0.83355 | 17.8247 | 0.039567 | 0.017252 | 0.023512 | 0.039567 | 0.040803 | 0.59434 | 0.27237 | -0.10106 | 0.59434 | 0.58435 | 0.5401 | 0.25435 | -0.34871 | 0.5401 | 0.51593
108 | 0.26 | 0.3 | South/Central | AL | Montgomery-Dannelly.Field.722260 | 3 | 1279476 | 30.9126 | 13.3817 | 49.1904 | 30.4991 | 18.6913 | 1063.87 | 2.3884 | 24.22 | 2.9512 | -0.56282 | 15.4425 | 1.0701 | 5.2 | 1.6334 | -0.56326 | -1.4377 | 1.4399 | -16.86 | 3.5055 | -2.0655 | -37.0632 | 2.3884 | 24.22 | 2.9512 | -0.56282 | 15.4425 | 2.4614 | 23.63 | 3.1121 | -0.65075 | 14.0149 | 0.016928 | 0.52328 | 0.22652 | 0.83269 | 18.0091 | 0.04043 | 0.018115 | 0.024375 | 0.04043 | 0.041666 | 0.40999 | 0.088025 | -0.2854 | 0.40999 | 0.40001 | 0.26141 | -0.024337 | -0.6274 | 0.26141 | 0.23724 | 0.016928 | 0.52328 | 0.22652 | 0.83269 | 18.0091 | 0.04043 | 0.018115 | 0.024375 | 0.04043 | 0.041666 | 0.40999 | 0.088025 | -0.2854 | 0.40999 | 0.40001 | 0.26141 | -0.024337 | -0.6274 | 0.26141 | 0.23724
109 | 0.26 | 0.35 | South/Central | AL | Montgomery-Dannelly.Field.722260 | 3 | 1279476 | 30.0751 | 14.0511 | 49.2382 | 29.6727 | 19.5655 | 1080.5 | 2.3406 | 7.59 | 3.7775 | -1.4369 | -8.6513 | 1.0224 | -11.43 | 2.4597 | -1.4374 | -25.5316 | 1.3921 | -33.49 | 4.3318 | -2.9397 | -61.1571 | 2.3406 | 7.59 | 3.7775 | -1.4369 | -8.6513 | 2.4136 | 7 | 3.9385 | -1.5249 | -10.079 | 0.016928 | 0.50911 | 0.23786 | 0.8335 | 18.2906 | 0.039621 | 0.017306 | 0.023566 | 0.039621 | 0.040857 | 0.12848 | -0.19349 | -0.56691 | 0.12848 | 0.1185 | -0.14645 | -0.4322 | -1.0353 | -0.14645 | -0.17062 | 0.016928 | 0.50911 | 0.23786 | 0.8335 | 18.2906 | 0.039621 | 0.017306 | 0.023566 | 0.039621 | 0.040857 | 0.12848 | -0.19349 | -0.56691 | 0.12848 | 0.1185 | -0.14645 | -0.4322 | -1.0353 | -0.14645 | -0.17062
110 | 0.26 | 0.4 | South/Central | AL | Montgomery-Dannelly.Field.722260 | 3 | 1279476 | 29.7519 | 14.2134 | 49.153 | 29.3538 | 19.7992 | 1083.56 | 2.4258 | 4.53 | 4.0964 | -1.6707 | -13.8407 | 1.1075 | -14.49 | 2.7787 | -1.6711 | -30.7209 | 1.4773 | -36.55 | 4.6507 | -3.1734 | -66.3464 | 2.4258 | 4.53 | 4.0964 | -1.6707 | -13.8407 | 2.4988 | 3.94 | 4.2574 | -1.7586 | -15.2684 | 0.016928 | 0.50364 | 0.2406 | 0.83206 | 18.3424 | 0.041063 | 0.018748 | 0.025008 | 0.041063 | 0.042299 | 0.076683 | -0.24528 | -0.61871 | 0.076683 | 0.066696 | -0.23429 | -0.52004 | -1.1231 | -0.23429 | -0.25846 | 0.016928 | 0.50364 | 0.2406 | 0.83206 | 18.3424 | 0.041063 | 0.018748 | 0.025008 | 0.041063 | 0.042299 | 0.076683 | -0.24528 | -0.61871 | 0.076683 | 0.066696 | -0.23429 | -0.52004 | -1.1231 | -0.23429 | -0.25846
111 | 0.25 | 0.2 | South/Central | AL | Montgomery-Dannelly.Field.722260 | 3 | 1279476 | 32.3396 | 12.2273 | 49.0766 | 31.9069 | 17.1697 | 1034.49 | 2.5021 | 53.6 | 1.5433 | 0.95885 | 57.7767 | 1.1839 | 34.58 | 0.2255 | 0.95841 | 40.8965 | 1.5537 | 12.52 | 2.0976 | -0.54387 | 5.271 | 2.5021 | 53.6 | 1.5433 | 0.95885 | 57.7767 | 2.5752 | 53.01 | 1.7043 | 0.87092 | 56.349 | 0.016928 | 0.54744 | 0.20698 | 0.83076 | 17.5117 | 0.042356 | 0.020041 | 0.026301 | 0.042356 | 0.043592 | 0.90733 | 0.58537 | 0.21194 | 0.90733 | 0.89735 | 0.97804 | 0.69229 | 0.089227 | 0.97804 | 0.95387 | 0.016928 | 0.54744 | 0.20698 | 0.83076 | 17.5117 | 0.042356 | 0.020041 | 0.026301 | 0.042356 | 0.043592 | 0.90733 | 0.58537 | 0.21194 | 0.90733 | 0.89735 | 0.97804 | 0.69229 | 0.089227 | 0.97804 | 0.95387
112 | 0.25 | 0.25 | South/Central | AL | Montgomery-Dannelly.Field.722260 | 3 | 1279476 | 31.3298 | 12.9153 | 48.9657 | 30.9107 | 18.055 | 1049.01 | 2.613 | 39.08 | 2.5396 | 0.073471 | 35.4107 | 1.2948 | 20.06 | 1.2218 | 0.073031 | 18.5305 | 1.6646 | -2 | 3.0938 | -1.4293 | -17.095 | 2.613 | 39.08 | 2.5396 | 0.073471 | 35.4107 | 2.6861 | 38.49 | 2.7005 | -0.014461 | 33.983 | 0.016928 | 0.53035 | 0.21863 | 0.82889 | 17.7575 | 0.044233 | 0.021918 | 0.028178 | 0.044233 | 0.045469 | 0.66154 | 0.33957 | -0.033856 | 0.66154 | 0.65155 | 0.59943 | 0.31368 | -0.28938 | 0.59943 | 0.57526 | 0.016928 | 0.53035 | 0.21863 | 0.82889 | 17.7575 | 0.044233 | 0.021918 | 0.028178 | 0.044233 | 0.045469 | 0.66154 | 0.33957 | -0.033856 | 0.66154 | 0.65155 | 0.59943 | 0.31368 | -0.28938 | 0.59943 | 0.57526
113 | 0.25 | 0.3 | South/Central | AL | Montgomery-Dannelly.Field.722260 | 3 | 1279476 | 30.4357 | 13.5859 | 48.9627 | 30.0284 | 18.9343 | 1065 | 2.6161 | 23.09 | 3.4218 | -0.80575 | 11.83 | 1.2978 | 4.07 | 2.104 | -0.80619 | -5.0503 | 1.6676 | -17.99 | 3.9761 | -2.3085 | -40.6758 | 2.6161 | 23.09 | 3.4218 | -0.80575 | 11.83 | 2.6891 | 22.5 | 3.5828 | -0.89368 | 10.4023 | 0.016928 | 0.51521 | 0.22998 | 0.82883 | 18.0282 | 0.044284 | 0.021969 | 0.028229 | 0.044284 | 0.045521 | 0.39086 | 0.068896 | -0.30453 | 0.39086 | 0.38088 | 0.20026 | -0.085491 | -0.68855 | 0.20026 | 0.17609 | 0.016928 | 0.51521 | 0.22998 | 0.82883 | 18.0282 | 0.044284 | 0.021969 | 0.028229 | 0.044284 | 0.045521 | 0.39086 | 0.068896 | -0.30453 | 0.39086 | 0.38088 | 0.20026 | -0.085491 | -0.68855 | 0.20026 | 0.17609
114 | 0.25 | 0.35 | South/Central | AL | Montgomery-Dannelly.Field.722260 | 3 | 1279476 | 29.6181 | 14.285 | 49.0705 | 29.2217 | 19.8488 | 1083.23 | 2.5082 | 4.86 | 4.2285 | -1.7203 | -14.1172 | 1.19 | -14.16 | 2.9107 | -1.7207 | -30.9974 | 1.5598 | -36.22 | 4.7828 | -3.223 | -66.6229 | 2.5082 | 4.86 | 4.2285 | -1.7203 | -14.1172 | 2.5813 | 4.27 | 4.3895 | -1.8082 | -15.5449 | 0.016928 | 0.50137 | 0.24181 | 0.83066 | 18.3368 | 0.042459 | 0.020144 | 0.026404 | 0.042459 | 0.043695 | 0.082269 | -0.2397 | -0.61313 | 0.082269 | 0.072282 | -0.23897 | -0.52472 | -1.1278 | -0.23897 | -0.26314 | 0.016928 | 0.50137 | 0.24181 | 0.83066 | 18.3368 | 0.042459 | 0.020144 | 0.026404 | 0.042459 | 0.043695 | 0.082269 | -0.2397 | -0.61313 | 0.082269 | 0.072282 | -0.23897 | -0.52472 | -1.1278 | -0.23897 | -0.26314
115 | 0.25 | 0.4 | South/Central | AL | Montgomery-Dannelly.Field.722260 | 3 | 1279476 | 29.4726 | 14.2334 | 48.8899 | 29.0781 | 19.8118 | 1079.98 | 2.6888 | 8.11 | 4.3721 | -1.6833 | -10.8126 | 1.3706 | -10.91 | 3.0543 | -1.6837 | -27.6928 | 1.7404 | -32.97 | 4.9264 | -3.186 | -63.3183 | 2.6888 | 8.11 | 4.3721 | -1.6833 | -10.8126 | 2.7619 | 7.52 | 4.5331 | -1.7712 | -12.2403 | 0.016928 | 0.49891 | 0.24094 | 0.8276 | 18.2818 | 0.045516 | 0.023202 | 0.029461 | 0.045516 | 0.046753 | 0.13729 | -0.18468 | -0.55811 | 0.13729 | 0.1273 | -0.18303 | -0.46878 | -1.0718 | -0.18303 | -0.2072 | 0.016928 | 0.49891 | 0.24094 | 0.8276 | 18.2818 | 0.045516 | 0.023202 | 0.029461 | 0.045516 | 0.046753 | 0.13729 | -0.18468 | -0.55811 | 0.13729 | 0.1273 | -0.18303 | -0.46878 | -1.0718 | -0.18303 | -0.2072
116 | 0.24 | 0.2 | South/Central | AL | Montgomery-Dannelly.Field.722260 | 3 | 1279476 | 32.054 | 12.2373 | 48.792 | 31.6251 | 17.1668 | 1030.33 | 2.7868 | 57.76 | 1.8251 | 0.96169 | 61.4951 | 1.4686 | 38.74 | 0.5073 | 0.96125 | 44.6149 | 1.8383 | 16.68 | 2.3794 | -0.54104 | 8.9894 | 2.7868 | 57.76 | 1.8251 | 0.96169 | 61.4951 | 2.8598 | 57.17 | 1.9861 | 0.87375 | 60.0675 | 0.016928 | 0.54261 | 0.20715 | 0.82594 | 17.4413 | 0.047174 | 0.024859 | 0.031119 | 0.047174 | 0.048411 | 0.97775 | 0.65579 | 0.28236 | 0.97775 | 0.96777 | 1.041 | 0.75524 | 0.15217 | 1.041 | 1.0168 | 0.016928 | 0.54261 | 0.20715 | 0.82594 | 17.4413 | 0.047174 | 0.024859 | 0.031119 | 0.047174 | 0.048411 | 0.97775 | 0.65579 | 0.28236 | 0.97775 | 0.96777 | 1.041 | 0.75524 | 0.15217 | 1.041 | 1.0168
117 | 0.24 | 0.25 | South/Central | AL | Montgomery-Dannelly.Field.722260 | 3 | 1279476 | 31.0451 | 12.9253 | 48.6865 | 30.6297 | 18.0568 | 1045.01 | 2.8923 | 43.08 | 2.8206 | 0.071676 | 38.9355 | 1.574 | 24.06 | 1.5028 | 0.071236 | 22.0553 | 1.9438 | 2 | 3.3749 | -1.431 | -13.5702 | 2.8923 | 43.08 | 2.8206 | 0.071676 | 38.9355 | 2.9653 | 42.49 | 2.9815 | -0.016256 | 37.5079 | 0.016928 | 0.52553 | 0.2188 | 0.82416 | 17.6898 | 0.04896 | 0.026645 | 0.032905 | 0.04896 | 0.050196 | 0.72925 | 0.40728 | 0.033856 | 0.72925 | 0.71927 | 0.6591 | 0.37335 | -0.22971 | 0.6591 | 0.63493 | 0.016928 | 0.52553 | 0.2188 | 0.82416 | 17.6898 | 0.04896 | 0.026645 | 0.032905 | 0.04896 | 0.050196 | 0.72925 | 0.40728 | 0.033856 | 0.72925 | 0.71927 | 0.6591 | 0.37335 | -0.22971 | 0.6591 | 0.63493
118 | 0.24 | 0.3 | South/Central | AL | Montgomery-Dannelly.Field.722260 | 3 | 1279476 | 30.1563 | 13.5968 | 48.6855 | 29.7527 | 18.9327 | 1060.96 | 2.8933 | 27.13 | 3.6975 | -0.8042 | 15.4193 | 1.5751 | 8.11 | 2.3797 | -0.80464 | -1.461 | 1.9448 | -13.95 | 4.2518 | -2.3069 | -37.0864 | 2.8933 | 27.13 | 3.6975 | -0.8042 | 15.4193 | 2.9663 | 26.54 | 3.8584 | -0.89213 | 13.9916 | 0.016928 | 0.51048 | 0.23017 | 0.82414 | 17.9598 | 0.048977 | 0.026662 | 0.032922 | 0.048977 | 0.050213 | 0.45925 | 0.13729 | -0.23614 | 0.45925 | 0.44927 | 0.26102 | -0.024731 | -0.62779 | 0.26102 | 0.23685 | 0.016928 | 0.51048 | 0.23017 | 0.82414 | 17.9598 | 0.048977 | 0.026662 | 0.032922 | 0.048977 | 0.050213 | 0.45925 | 0.13729 | -0.23614 | 0.45925 | 0.44927 | 0.26102 | -0.024731 | -0.62779 | 0.26102 | 0.23685
119 | 0.24 | 0.35 | South/Central | AL | Montgomery-Dannelly.Field.722260 | 3 | 1279476 | 29.3334 | 14.2958 | 48.7909 | 28.9407 | 19.8502 | 1079.21 | 2.7878 | 8.88 | 4.5095 | -1.7217 | -10.578 | 1.4696 | -10.14 | 3.1917 | -1.7221 | -27.4583 | 1.8394 | -32.2 | 5.0638 | -3.2244 | -63.0837 | 2.7878 | 8.88 | 4.5095 | -1.7217 | -10.578 | 2.8609 | 8.29 | 4.6705 | -1.8096 | -12.0057 | 0.016928 | 0.49655 | 0.242 | 0.82593 | 18.2687 | 0.047192 | 0.024877 | 0.031137 | 0.047192 | 0.048428 | 0.15032 | -0.17165 | -0.54508 | 0.15032 | 0.14033 | -0.17906 | -0.46481 | -1.0679 | -0.17906 | -0.20323 | 0.016928 | 0.49655 | 0.242 | 0.82593 | 18.2687 | 0.047192 | 0.024877 | 0.031137 | 0.047192 | 0.048428 | 0.15032 | -0.17165 | -0.54508 | 0.15032 | 0.14033 | -0.17906 | -0.46481 | -1.0679 | -0.17906 | -0.20323
120 | 0.24 | 0.4 | South/Central | AL | Montgomery-Dannelly.Field.722260 | 3 | 1279476 | 29.1971 | 14.2531 | 48.6329 | 28.8061 | 19.8267 | 1076.54 | 2.9459 | 11.55 | 4.6441 | -1.6982 | -7.925 | 1.6276 | -7.47 | 3.3263 | -1.6987 | -24.8052 | 1.9974 | -29.53 | 5.1984 | -3.2009 | -60.4307 | 2.9459 | 11.55 | 4.6441 | -1.6982 | -7.925 | 3.0189 | 10.96 | 4.8051 | -1.7862 | -9.3527 | 0.016928 | 0.49424 | 0.24127 | 0.82325 | 18.2235 | 0.049867 | 0.027552 | 0.033812 | 0.049867 | 0.051104 | 0.19552 | -0.12645 | -0.49988 | 0.19552 | 0.18553 | -0.13415 | -0.4199 | -1.023 | -0.13415 | -0.15832 | 0.016928 | 0.49424 | 0.24127 | 0.82325 | 18.2235 | 0.049867 | 0.027552 | 0.033812 | 0.049867 | 0.051104 | 0.19552 | -0.12645 | -0.49988 | 0.19552 | 0.18553 | -0.13415 | -0.4199 | -1.023 | -0.13415 | -0.15832
121 | 0.22 | 0.2 | South/Central | AL | Montgomery-Dannelly.Field.722260 | 3 | 1279476 | 31.4739 | 12.257 | 48.2213 | 31.0525 | 17.1688 | 1022.12 | 3.3575 | 65.97 | 2.3978 | 0.95971 | 68.7447 | 2.0392 | 46.95 | 1.08 | 0.95927 | 51.8645 | 2.409 | 24.89 | 2.952 | -0.54301 | 16.239 | 3.3575 | 65.97 | 2.3978 | 0.95971 | 68.7447 | 3.4305 | 65.38 | 2.5587 | 0.87178 | 67.317 | 0.016928 | 0.53279 | 0.20748 | 0.81628 | 17.3023 | 0.056835 | 0.03452 | 0.04078 | 0.056835 | 0.058071 | 1.1167 | 0.79476 | 0.42133 | 1.1167 | 1.1067 | 1.1637 | 0.87796 | 0.27489 | 1.1637 | 1.1395 | 0.016928 | 0.53279 | 0.20748 | 0.81628 | 17.3023 | 0.056835 | 0.03452 | 0.04078 | 0.056835 | 0.058071 | 1.1167 | 0.79476 | 0.42133 | 1.1167 | 1.1067 | 1.1637 | 0.87796 | 0.27489 | 1.1637 | 1.1395
122 | 0.22 | 0.25 | South/Central | AL | Montgomery-Dannelly.Field.722260 | 3 | 1279476 | 30.4704 | 12.9512 | 48.1277 | 30.0623 | 18.0653 | 1037.09 | 3.4511 | 51 | 3.3879 | 0.063191 | 45.8585 | 2.1329 | 31.98 | 2.0701 | 0.062751 | 28.9783 | 2.5026 | 9.92 | 3.9422 | -1.4395 | -6.6472 | 3.4511 | 51 | 3.3879 | 0.063191 | 45.8585 | 3.5241 | 50.41 | 3.5489 | -0.024741 | 44.4308 | 0.016928 | 0.5158 | 0.21924 | 0.8147 | 17.5557 | 0.05842 | 0.036105 | 0.042364 | 0.05842 | 0.059656 | 0.86332 | 0.54135 | 0.16792 | 0.86332 | 0.85333 | 0.77629 | 0.49054 | -0.11252 | 0.77629 | 0.75212 | 0.016928 | 0.5158 | 0.21924 | 0.8147 | 17.5557 | 0.05842 | 0.036105 | 0.042364 | 0.05842 | 0.059656 | 0.86332 | 0.54135 | 0.16792 | 0.86332 | 0.85333 | 0.77629 | 0.49054 | -0.11252 | 0.77629 | 0.75212
123 | 0.22 | 0.3 | South/Central | AL | Montgomery-Dannelly.Field.722260 | 3 | 1279476 | 29.5861 | 13.6318 | 48.14 | 29.1899 | 18.9501 | 1053.39 | 3.4388 | 34.7 | 4.2603 | -0.82154 | 21.9334 | 2.1205 | 15.68 | 2.9425 | -0.82198 | 5.0532 | 2.4903 | -6.38 | 4.8146 | -2.3243 | -30.5723 | 3.4388 | 34.7 | 4.2603 | -0.82154 | 21.9334 | 3.5118 | 34.11 | 4.4213 | -0.90947 | 20.5057 | 0.016928 | 0.50083 | 0.23076 | 0.81491 | 17.8317 | 0.058211 | 0.035896 | 0.042156 | 0.058211 | 0.059447 | 0.5874 | 0.26543 | -0.108 | 0.5874 | 0.57741 | 0.37129 | 0.08554 | -0.51752 | 0.37129 | 0.34712 | 0.016928 | 0.50083 | 0.23076 | 0.81491 | 17.8317 | 0.058211 | 0.035896 | 0.042156 | 0.058211 | 0.059447 | 0.5874 | 0.26543 | -0.108 | 0.5874 | 0.57741 | 0.37129 | 0.08554 | -0.51752 | 0.37129 | 0.34712
124 | 0.22 | 0.35 | South/Central | AL | Montgomery-Dannelly.Field.722260 | 3 | 1279476 | 28.7785 | 14.3313 | 48.2667 | 28.3931 | 19.8737 | 1072.06 | 3.312 | 16.03 | 5.0572 | -1.7452 | -4.5011 | 1.9938 | -2.99 | 3.7394 | -1.7456 | -21.3813 | 2.3636 | -25.05 | 5.6114 | -3.2479 | -57.0068 | 3.312 | 16.03 | 5.0572 | -1.7452 | -4.5011 | 3.385 | 15.44 | 5.2181 | -1.8331 | -5.9287 | 0.016928 | 0.48716 | 0.2426 | 0.81705 | 18.1477 | 0.056065 | 0.03375 | 0.04001 | 0.056065 | 0.057301 | 0.27135 | -0.050614 | -0.42404 | 0.27135 | 0.26137 | -0.076193 | -0.36194 | -0.965 | -0.076193 | -0.10036 | 0.016928 | 0.48716 | 0.2426 | 0.81705 | 18.1477 | 0.056065 | 0.03375 | 0.04001 | 0.056065 | 0.057301 | 0.27135 | -0.050614 | -0.42404 | 0.27135 | 0.26137 | -0.076193 | -0.36194 | -0.965 | -0.076193 | -0.10036
125 | 0.22 | 0.4 | South/Central | AL | Montgomery-Dannelly.Field.722260 | 3 | 1279476 | 28.6456 | 14.2876 | 48.106 | 28.2619 | 19.8441 | 1069.24 | 3.4727 | 18.85 | 5.1883 | -1.7156 | -1.65 | 2.1545 | -0.17 | 3.8705 | -1.716 | -18.5302 | 2.5243 | -22.23 | 5.7426 | -3.2183 | -54.1557 | 3.4727 | 18.85 | 5.1883 | -1.7156 | -1.65 | 3.5458 | 18.26 | 5.3493 | -1.8035 | -3.0776 | 0.016928 | 0.48491 | 0.24186 | 0.81433 | 18.1 | 0.058786 | 0.036471 | 0.042731 | 0.058786 | 0.060022 | 0.31909 | -0.0028777 | -0.37631 | 0.31909 | 0.3091 | -0.02793 | -0.31368 | -0.91674 | -0.02793 | -0.052098 | 0.016928 | 0.48491 | 0.24186 | 0.81433 | 18.1 | 0.058786 | 0.036471 | 0.042731 | 0.058786 | 0.060022 | 0.31909 | -0.0028777 | -0.37631 | 0.31909 | 0.3091 | -0.02793 | -0.31368 | -0.91674 | -0.02793 | -0.052098
126 | 0.2 | 0.2 | South/Central | AL | Montgomery-Dannelly.Field.722260 | 3 | 1279476 | 30.8892 | 12.2794 | 47.6489 | 30.4753 | 17.1735 | 1013.94 | 3.9299 | 74.15 | 2.9749 | 0.95497 | 75.9421 | 2.6116 | 55.13 | 1.6571 | 0.95453 | 59.0619 | 2.9814 | 33.07 | 3.5292 | -0.54775 | 23.4364 | 3.9299 | 74.15 | 2.9749 | 0.95497 | 75.9421 | 4.0029 | 73.56 | 3.1359 | 0.86704 | 74.5144 | 0.016928 | 0.52289 | 0.20786 | 0.80659 | 17.1639 | 0.066524 | 0.04421 | 0.050469 | 0.066524 | 0.067761 | 1.2552 | 0.93323 | 0.5598 | 1.2552 | 1.2452 | 1.2855 | 0.99979 | 0.39673 | 1.2855 | 1.2614 | 0.016928 | 0.52289 | 0.20786 | 0.80659 | 17.1639 | 0.066524 | 0.04421 | 0.050469 | 0.066524 | 0.067761 | 1.2552 | 0.93323 | 0.5598 | 1.2552 | 1.2452 | 1.2855 | 0.99979 | 0.39673 | 1.2855 | 1.2614
127 | 0.2 | 0.25 | South/Central | AL | Montgomery-Dannelly.Field.722260 | 3 | 1279476 | 29.8891 | 12.9799 | 47.5648 | 29.4886 | 18.0762 | 1029.15 | 4.014 | 58.94 | 3.9616 | 0.052322 | 52.7692 | 2.6957 | 39.92 | 2.6438 | 0.051881 | 35.8889 | 3.0655 | 17.86 | 4.5159 | -1.4504 | 0.26346 | 4.014 | 58.94 | 3.9616 | 0.052322 | 52.7692 | 4.087 | 58.35 | 4.1226 | -0.03561 | 51.3415 | 0.016928 | 0.50596 | 0.21972 | 0.80517 | 17.4213 | 0.067948 | 0.045633 | 0.051893 | 0.067948 | 0.069184 | 0.99773 | 0.67576 | 0.30233 | 0.99773 | 0.98774 | 0.89327 | 0.60752 | 0.0044599 | 0.89327 | 0.8691 | 0.016928 | 0.50596 | 0.21972 | 0.80517 | 17.4213 | 0.067948 | 0.045633 | 0.051893 | 0.067948 | 0.069184 | 0.99773 | 0.67576 | 0.30233 | 0.99773 | 0.98774 | 0.89327 | 0.60752 | 0.0044599 | 0.89327 | 0.8691
128 | 0.2 | 0.3 | South/Central | AL | Montgomery-Dannelly.Field.722260 | 3 | 1279476 | 29.011 | 13.6636 | 47.5866 | 28.6223 | 18.9643 | 1045.65 | 3.9921 | 42.44 | 4.8279 | -0.83578 | 28.6318 | 2.6739 | 23.42 | 3.5101 | -0.83622 | 11.7516 | 3.0437 | 1.36 | 5.3822 | -2.3385 | -23.8739 | 3.9921 | 42.44 | 4.8279 | -0.83578 | 28.6318 | 4.0652 | 41.85 | 4.9889 | -0.92372 | 27.2041 | 0.016928 | 0.4911 | 0.2313 | 0.80554 | 17.7006 | 0.067578 | 0.045264 | 0.051523 | 0.067578 | 0.068815 | 0.71842 | 0.39645 | 0.023022 | 0.71842 | 0.70843 | 0.48468 | 0.19893 | -0.40413 | 0.48468 | 0.46051 | 0.016928 | 0.4911 | 0.2313 | 0.80554 | 17.7006 | 0.067578 | 0.045264 | 0.051523 | 0.067578 | 0.068815 | 0.71842 | 0.39645 | 0.023022 | 0.71842 | 0.70843 | 0.48468 | 0.19893 | -0.40413 | 0.48468 | 0.46051
129 | 0.2 | 0.35 | South/Central | AL | Montgomery-Dannelly.Field.722260 | 3 | 1279476 | 28.2072 | 14.3672 | 47.7214 | 27.8292 | 19.8922 | 1064.5 | 3.8573 | 23.59 | 5.6211 | -1.7637 | 1.9784 | 2.5391 | 4.57 | 4.3033 | -1.7642 | -14.9019 | 2.9089 | -17.49 | 6.1753 | -3.2665 | -50.5273 | 3.8573 | 23.59 | 5.6211 | -1.7637 | 1.9784 | 3.9304 | 23 | 5.782 | -1.8517 | 0.55069 | 0.016928 | 0.47749 | 0.24321 | 0.80782 | 18.0197 | 0.065296 | 0.042982 | 0.049241 | 0.065296 | 0.066533 | 0.39933 | 0.07736 | -0.29607 | 0.39933 | 0.38934 | 0.03349 | -0.25226 | -0.85532 | 0.03349 | 0.009322 | 0.016928 | 0.47749 | 0.24321 | 0.80782 | 18.0197 | 0.065296 | 0.042982 | 0.049241 | 0.065296 | 0.066533 | 0.39933 | 0.07736 | -0.29607 | 0.39933 | 0.38934 | 0.03349 | -0.25226 | -0.85532 | 0.03349 | 0.009322
130 | 0.2 | 0.4 | South/Central | AL | Montgomery-Dannelly.Field.722260 | 3 | 1279476 | 28.0817 | 14.3292 | 47.5748 | 27.7052 | 19.8696 | 1062.01 | 4.0039 | 26.08 | 5.745 | -1.7411 | 4.4626 | 2.6857 | 7.06 | 4.4272 | -1.7415 | -12.4176 | 3.0555 | -15 | 6.2993 | -3.2438 | -48.0431 | 4.0039 | 26.08 | 5.745 | -1.7411 | 4.4626 | 4.077 | 25.49 | 5.906 | -1.829 | 3.0349 | 0.016928 | 0.47536 | 0.24256 | 0.80534 | 17.9776 | 0.067778 | 0.045463 | 0.051723 | 0.067778 | 0.069014 | 0.44148 | 0.11951 | -0.25392 | 0.44148 | 0.43149 | 0.075543 | -0.2102 | -0.81327 | 0.075543 | 0.051375 | 0.016928 | 0.47536 | 0.24256 | 0.80534 | 17.9776 | 0.067778 | 0.045463 | 0.051723 | 0.067778 | 0.069014 | 0.44148 | 0.11951 | -0.25392 | 0.44148 | 0.43149 | 0.075543 | -0.2102 | -0.81327 | 0.075543 | 0.051375
133 | 0.32 | 0.2 | South/Central | AL | Montgomery-Dannelly.Field.722260 | 3 | 1279476 | 34.3183 | 12.1596 | 51.0189 | 33.8601 | 17.1588 | 1062.31 | 0.55981 | 25.78 | -0.40988 | 0.96969 | 33.2132 | -0.75842 | 6.76 | -1.7277 | 0.96925 | 16.3329 | -0.38863 | -15.3 | 0.14441 | -0.53304 | -19.2925 | 0.55981 | 25.78 | -0.40988 | 0.96969 | 33.2132 | 0.63284 | 25.19 | -0.24891 | 0.88175 | 31.7855 | 0.016928 | 0.58094 | 0.20584 | 0.86364 | 17.9827 | 0.0094764 | -0.012838 | -0.0065787 | 0.0094764 | 0.010713 | 0.4364 | 0.11443 | -0.259 | 0.4364 | 0.42641 | 0.56223 | 0.27648 | -0.32658 | 0.56223 | 0.53806 | 0.016928 | 0.58094 | 0.20584 | 0.86364 | 17.9827 | 0.0094764 | -0.012838 | -0.0065787 | 0.0094764 | 0.010713 | 0.4364 | 0.11443 | -0.259 | 0.4364 | 0.42641 | 0.56223 | 0.27648 | -0.32658 | 0.56223 | 0.53806
134 | 0.32 | 0.23 | South/Central | AL | Montgomery-Dannelly.Field.722260 | 3 | 1279476 | 33.6691 | 12.5727 | 50.9125 | 33.2195 | 17.6931 | 1070.51 | 0.6662 | 17.58 | 0.23077 | 0.43543 | 20.2224 | -0.65203 | -1.44 | -1.087 | 0.43499 | 3.3421 | -0.28224 | -23.5 | 0.78505 | -1.0673 | -32.2833 | 0.6662 | 17.58 | 0.23077 | 0.43543 | 20.2224 | 0.73923 | 16.99 | 0.39173 | 0.3475 | 18.7947 | 0.016928 | 0.56995 | 0.21283 | 0.86184 | 18.1215 | 0.011277 | -0.011037 | -0.0047777 | 0.011277 | 0.012514 | 0.29759 | -0.024376 | -0.39781 | 0.29759 | 0.2876 | 0.34232 | 0.056575 | -0.54649 | 0.34232 | 0.31815 | 0.016928 | 0.56995 | 0.21283 | 0.86184 | 18.1215 | 0.011277 | -0.011037 | -0.0047777 | 0.011277 | 0.012514 | 0.29759 | -0.024376 | -0.39781 | 0.29759 | 0.2876 | 0.34232 | 0.056575 | -0.54649 | 0.34232 | 0.31815
135 | 0.32 | 0.25 | South/Central | AL | Montgomery-Dannelly.Field.722260 | 3 | 1279476 | 33.2654 | 12.8406 | 50.8666 | 32.8211 | 18.0455 | 1076.27 | 0.71216 | 11.82 | 0.62915 | 0.083017 | 11.3432 | -0.60607 | -7.2 | -0.68864 | 0.082576 | -5.5371 | -0.23628 | -29.26 | 1.1834 | -1.4197 | -41.1625 | 0.71216 | 11.82 | 0.62915 | 0.083017 | 11.3432 | 0.78519 | 11.23 | 0.79011 | -0.0049155 | 9.9155 | 0.016928 | 0.56311 | 0.21736 | 0.86106 | 18.219 | 0.012055 | -0.010259 | -0.0039997 | 0.012055 | 0.013292 | 0.20009 | -0.12188 | -0.49531 | 0.20009 | 0.1901 | 0.19202 | -0.093731 | -0.69679 | 0.19202 | 0.16785 | 0.016928 | 0.56311 | 0.21736 | 0.86106 | 18.219 | 0.012055 | -0.010259 | -0.0039997 | 0.012055 | 0.013292 | 0.20009 | -0.12188 | -0.49531 | 0.20009 | 0.1901 | 0.19202 | -0.093731 | -0.69679 | 0.19202 | 0.16785
136 | 0.32 | 0.3 | South/Central | AL | Montgomery-Dannelly.Field.722260 | 3 | 1279476 | 33.1034 | 12.8694 | 50.79 | 32.6612 | 18.1288 | 1076.72 | 0.78874 | 11.37 | 0.78903 | -0.00029265 | 10.085 | -0.52949 | -7.65 | -0.52876 | -0.00073318 | -6.7952 | -0.1597 | -29.71 | 1.3433 | -1.503 | -42.4207 | 0.78874 | 11.37 | 0.78903 | -0.00029265 | 10.085 | 0.86177 | 10.78 | 0.94999 | -0.088225 | 8.6573 | 0.016928 | 0.56037 | 0.21785 | 0.85977 | 18.2266 | 0.013352 | -0.0089632 | -0.0027034 | 0.013352 | 0.014588 | 0.19247 | -0.1295 | -0.50293 | 0.19247 | 0.18248 | 0.17072 | -0.11503 | -0.71809 | 0.17072 | 0.14655 | 0.016928 | 0.56037 | 0.21785 | 0.85977 | 18.2266 | 0.013352 | -0.0089632 | -0.0027034 | 0.013352 | 0.014588 | 0.19247 | -0.1295 | -0.50293 | 0.19247 | 0.18248 | 0.17072 | -0.11503 | -0.71809 | 0.17072 | 0.14655
137 | 0.32 | 0.35 | South/Central | AL | Montgomery-Dannelly.Field.722260 | 3 | 1279476 | 32.1995 | 13.4937 | 50.7121 | 31.7694 | 18.9427 | 1090.44 | 0.86666 | -2.35 | 1.6808 | -0.81416 | -10.7817 | -0.45157 | -21.37 | 0.36303 | -0.8146 | -27.6619 | -0.081782 | -43.43 | 2.2351 | -2.3169 | -63.2874 | 0.86666 | -2.35 | 1.6808 | -0.81416 | -10.7817 | 0.93969 | -2.94 | 1.8418 | -0.90209 | -12.2094 | 0.016928 | 0.54507 | 0.22842 | 0.85845 | 18.4588 | 0.014671 | -0.0076441 | -0.0013844 | 0.014671 | 0.015907 | -0.039781 | -0.36175 | -0.73518 | -0.039781 | -0.049768 | -0.18251 | -0.46826 | -1.0713 | -0.18251 | -0.20668 | 0.016928 | 0.54507 | 0.22842 | 0.85845 | 18.4588 | 0.014671 | -0.0076441 | -0.0013844 | 0.014671 | 0.015907 | -0.039781 | -0.36175 | -0.73518 | -0.039781 | -0.049768 | -0.18251 | -0.46826 | -1.0713 | -0.18251 | -0.20668
138 | 0.32 | 0.4 | South/Central | AL | Montgomery-Dannelly.Field.722260 | 3 | 1279476 | 31.3823 | 14.1123 | 50.7124 | 30.963 | 19.7493 | 1105.17 | 0.86638 | -17.08 | 2.4872 | -1.6208 | -32.4556 | -0.45185 | -36.1 | 1.1694 | -1.6213 | -49.3358 | -0.082058 | -58.16 | 3.0415 | -3.1236 | -84.9613 | 0.86638 | -17.08 | 2.4872 | -1.6208 | -32.4556 | 0.93941 | -17.67 | 2.6482 | -1.7088 | -33.8833 | 0.016928 | 0.53124 | 0.23889 | 0.85845 | 18.7082 | 0.014666 | -0.0076488 | -0.0013891 | 0.014666 | 0.015902 | -0.28913 | -0.6111 | -0.98453 | -0.28913 | -0.29912 | -0.5494 | -0.83515 | -1.4382 | -0.5494 | -0.57357 | 0.016928 | 0.53124 | 0.23889 | 0.85845 | 18.7082 | 0.014666 | -0.0076488 | -0.0013891 | 0.014666 | 0.015902 | -0.28913 | -0.6111 | -0.98453 | -0.28913 | -0.29912 | -0.5494 | -0.83515 | -1.4382 | -0.5494 | -0.57357
140 | 0.2 | 0.45 | South/Central | AL | Montgomery-Dannelly.Field.722260 | 3 | 1279476 | 27.6306 | 14.7666 | 47.7161 | 27.2602 | 20.4559 | 1074.72 | 3.8626 | 13.37 | 6.19 | -2.3274 | -13.0962 | 2.5444 | -5.65 | 4.8723 | -2.3278 | -29.9765 | 2.9142 | -27.71 | 6.7443 | -3.8301 | -65.6019 | 3.8626 | 13.37 | 6.19 | -2.3274 | -13.0962 | 3.9357 | 12.78 | 6.351 | -2.4153 | -14.5239 | 0.016928 | 0.46773 | 0.24997 | 0.80773 | 18.1927 | 0.065386 | 0.043071 | 0.049331 | 0.065386 | 0.066623 | 0.22633 | -0.095643 | -0.46907 | 0.22633 | 0.21634 | -0.22169 | -0.50744 | -1.1105 | -0.22169 | -0.24586 | 0.016928 | 0.46773 | 0.24997 | 0.80773 | 18.1927 | 0.065386 | 0.043071 | 0.049331 | 0.065386 | 0.066623 | 0.22633 | -0.095643 | -0.46907 | 0.22633 | 0.21634 | -0.22169 | -0.50744 | -1.1105 | -0.22169 | -0.24586
141 | 0.22 | 0.45 | South/Central | AL | Montgomery-Dannelly.Field.722260 | 3 | 1279476 | 28.1911 | 14.7314 | 48.2515 | 27.8135 | 20.438 | 1082.15 | 3.3273 | 5.94 | 5.6368 | -2.3095 | -19.4648 | 2.0091 | -13.08 | 4.319 | -2.3099 | -36.345 | 2.3789 | -35.14 | 6.191 | -3.8122 | -71.9705 | 3.3273 | 5.94 | 5.6368 | -2.3095 | -19.4648 | 3.4003 | 5.35 | 5.7977 | -2.3974 | -20.8925 | 0.016928 | 0.47722 | 0.24937 | 0.81679 | 18.3185 | 0.056324 | 0.034009 | 0.040269 | 0.056324 | 0.05756 | 0.10055 | -0.22142 | -0.59485 | 0.10055 | 0.090564 | -0.3295 | -0.61524 | -1.2183 | -0.3295 | -0.35367 | 0.016928 | 0.47722 | 0.24937 | 0.81679 | 18.3185 | 0.056324 | 0.034009 | 0.040269 | 0.056324 | 0.05756 | 0.10055 | -0.22142 | -0.59485 | 0.10055 | 0.090564 | -0.3295 | -0.61524 | -1.2183 | -0.3295 | -0.35367
142 | 0.24 | 0.45 | South/Central | AL | Montgomery-Dannelly.Field.722260 | 3 | 1279476 | 28.7425 | 14.6917 | 48.7698 | 28.3577 | 20.412 | 1089.18 | 2.809 | -1.09 | 5.0925 | -2.2835 | -25.4005 | 1.4908 | -20.11 | 3.7747 | -2.284 | -42.2808 | 1.8605 | -42.17 | 5.6468 | -3.7863 | -77.9063 | 2.809 | -1.09 | 5.0925 | -2.2835 | -25.4005 | 2.882 | -1.68 | 5.2535 | -2.3715 | -26.8282 | 0.016928 | 0.48655 | 0.2487 | 0.82557 | 18.4375 | 0.04755 | 0.025235 | 0.031495 | 0.04755 | 0.048786 | -0.018451 | -0.34042 | -0.71385 | -0.018451 | -0.028439 | -0.42998 | -0.71572 | -1.3188 | -0.42998 | -0.45415 | 0.016928 | 0.48655 | 0.2487 | 0.82557 | 18.4375 | 0.04755 | 0.025235 | 0.031495 | 0.04755 | 0.048786 | -0.018451 | -0.34042 | -0.71385 | -0.018451 | -0.028439 | -0.42998 | -0.71572 | -1.3188 | -0.42998 | -0.45415
143 | 0.25 | 0.45 | South/Central | AL | Montgomery-Dannelly.Field.722260 | 3 | 1279476 | 29.0127 | 14.6721 | 49.0241 | 28.6243 | 20.3998 | 1092.63 | 2.5546 | -4.54 | 4.8259 | -2.2713 | -28.3256 | 1.2364 | -23.56 | 3.5081 | -2.2717 | -45.2058 | 1.6062 | -45.62 | 5.3802 | -3.774 | -80.8313 | 2.5546 | -4.54 | 4.8259 | -2.2713 | -28.3256 | 2.6277 | -5.13 | 4.9869 | -2.3592 | -29.7533 | 0.016928 | 0.49112 | 0.24837 | 0.82987 | 18.4959 | 0.043245 | 0.02093 | 0.027189 | 0.043245 | 0.044481 | -0.076853 | -0.39882 | -0.77225 | -0.076853 | -0.08684 | -0.47949 | -0.76524 | -1.3683 | -0.47949 | -0.50366 | 0.016928 | 0.49112 | 0.24837 | 0.82987 | 18.4959 | 0.043245 | 0.02093 | 0.027189 | 0.043245 | 0.044481 | -0.076853 | -0.39882 | -0.77225 | -0.076853 | -0.08684 | -0.47949 | -0.76524 | -1.3683 | -0.47949 | -0.50366
144 | 0.26 | 0.45 | South/Central | AL | Montgomery-Dannelly.Field.722260 | 3 | 1279476 | 29.2464 | 14.6921 | 49.2878 | 28.8551 | 20.4327 | 1097.05 | 2.2909 | -8.96 | 4.5951 | -2.3042 | -32.5849 | 0.9727 | -27.98 | 3.2773 | -2.3046 | -49.4651 | 1.3425 | -50.04 | 5.1494 | -3.8069 | -85.0906 | 2.2909 | -8.96 | 4.5951 | -2.3042 | -32.5849 | 2.364 | -9.55 | 4.7561 | -2.3921 | -34.0125 | 0.016928 | 0.49508 | 0.24871 | 0.83434 | 18.5707 | 0.038781 | 0.016466 | 0.022726 | 0.038781 | 0.040017 | -0.15167 | -0.47364 | -0.84707 | -0.15167 | -0.16166 | -0.55159 | -0.83734 | -1.4404 | -0.55159 | -0.57576 | 0.016928 | 0.49508 | 0.24871 | 0.83434 | 18.5707 | 0.038781 | 0.016466 | 0.022726 | 0.038781 | 0.040017 | -0.15167 | -0.47364 | -0.84707 | -0.15167 | -0.16166 | -0.55159 | -0.83734 | -1.4404 | -0.55159 | -0.57576
145 | 0.27 | 0.45 | South/Central | AL | Montgomery-Dannelly.Field.722260 | 3 | 1279476 | 29.4722 | 14.7124 | 49.5438 | 29.0779 | 20.4659 | 1101.36 | 2.0349 | -13.27 | 4.3723 | -2.3374 | -36.7535 | 0.71668 | -32.29 | 3.0545 | -2.3379 | -53.6338 | 1.0865 | -54.35 | 4.9266 | -3.8402 | -89.2593 | 2.0349 | -13.27 | 4.3723 | -2.3374 | -36.7535 | 2.1079 | -13.86 | 4.5333 | -2.4254 | -38.1812 | 0.016928 | 0.4989 | 0.24905 | 0.83867 | 18.6437 | 0.034447 | 0.012132 | 0.018392 | 0.034447 | 0.035683 | -0.22463 | -0.5466 | -0.92003 | -0.22463 | -0.23462 | -0.62216 | -0.90791 | -1.511 | -0.62216 | -0.64633 | 0.016928 | 0.4989 | 0.24905 | 0.83867 | 18.6437 | 0.034447 | 0.012132 | 0.018392 | 0.034447 | 0.035683 | -0.22463 | -0.5466 | -0.92003 | -0.22463 | -0.23462 | -0.62216 | -0.90791 | -1.511 | -0.62216 | -0.64633
146 | 0.28 | 0.45 | South/Central | AL | Montgomery-Dannelly.Field.722260 | 3 | 1279476 | 29.6925 | 14.7324 | 49.8007 | 29.2953 | 20.5054 | 1105.79 | 1.778 | -17.7 | 4.1549 | -2.3769 | -41.1005 | 0.45979 | -36.72 | 2.8371 | -2.3773 | -57.9807 | 0.82958 | -58.78 | 4.7092 | -3.8796 | -93.6062 | 1.778 | -17.7 | 4.1549 | -2.3769 | -41.1005 | 1.851 | -18.29 | 4.3159 | -2.4648 | -42.5282 | 0.016928 | 0.50263 | 0.24939 | 0.84302 | 18.7187 | 0.030098 | 0.0077832 | 0.014043 | 0.030098 | 0.031334 | -0.29962 | -0.62159 | -0.99502 | -0.29962 | -0.30961 | -0.69574 | -0.98149 | -1.5846 | -0.69574 | -0.71991 | 0.016928 | 0.50263 | 0.24939 | 0.84302 | 18.7187 | 0.030098 | 0.0077832 | 0.014043 | 0.030098 | 0.031334 | -0.29962 | -0.62159 | -0.99502 | -0.29962 | -0.30961 | -0.69574 | -0.98149 | -1.5846 | -0.69574 | -0.71991
147 | 0.3 | 0.45 | South/Central | AL | Montgomery-Dannelly.Field.722260 | 3 | 1279476 | 30.0865 | 14.8324 | 50.3383 | 29.6843 | 20.654 | 1116.26 | 1.2405 | -28.17 | 3.766 | -2.5255 | -51.9715 | -0.077748 | -47.19 | 2.4482 | -2.5259 | -68.8517 | 0.29204 | -69.25 | 4.3203 | -4.0282 | -104.4772 | 1.2405 | -28.17 | 3.766 | -2.5255 | -51.9715 | 1.3135 | -28.76 | 3.9269 | -2.6134 | -53.3992 | 0.016928 | 0.5093 | 0.25108 | 0.85212 | 18.8959 | 0.020999 | -0.0013161 | 0.0049436 | 0.020999 | 0.022235 | -0.47686 | -0.79883 | -1.1723 | -0.47686 | -0.48685 | -0.87977 | -1.1655 | -1.7686 | -0.87977 | -0.90394 | 0.016928 | 0.5093 | 0.25108 | 0.85212 | 18.8959 | 0.020999 | -0.0013161 | 0.0049436 | 0.020999 | 0.022235 | -0.47686 | -0.79883 | -1.1723 | -0.47686 | -0.48685 | -0.87977 | -1.1655 | -1.7686 | -0.87977 | -0.90394
148 | 0.2 | 0.5 | South/Central | AL | Montgomery-Dannelly.Field.722260 | 3 | 1279476 | 26.9548 | 15.4658 | 47.972 | 26.5934 | 21.3786 | 1095.21 | 3.6068 | -7.12 | 6.8568 | -3.25 | -41.1565 | 2.2885 | -26.14 | 5.539 | -3.2505 | -58.0367 | 2.6583 | -48.2 | 7.4111 | -4.7528 | -93.6622 | 3.6068 | -7.12 | 6.8568 | -3.25 | -41.1565 | 3.6798 | -7.71 | 7.0178 | -3.338 | -42.5842 | 0.016928 | 0.45629 | 0.2618 | 0.81206 | 18.5396 | 0.061055 | 0.03874 | 0.045 | 0.061055 | 0.062291 | -0.12053 | -0.44249 | -0.81592 | -0.12053 | -0.13051 | -0.69669 | -0.98244 | -1.5855 | -0.69669 | -0.72086 | 0.016928 | 0.45629 | 0.2618 | 0.81206 | 18.5396 | 0.061055 | 0.03874 | 0.045 | 0.061055 | 0.062291 | -0.12053 | -0.44249 | -0.81592 | -0.12053 | -0.13051 | -0.69669 | -0.98244 | -1.5855 | -0.69669 | -0.72086
149 | 0.22 | 0.5 | South/Central | AL | Montgomery-Dannelly.Field.722260 | 3 | 1279476 | 27.5061 | 15.4206 | 48.482 | 27.1377 | 21.3444 | 1101.99 | 3.0967 | -13.9 | 6.3126 | -3.2159 | -46.7644 | 1.7785 | -32.92 | 4.9948 | -3.2163 | -63.6446 | 2.1483 | -54.98 | 6.8669 | -4.7186 | -99.2701 | 3.0967 | -13.9 | 6.3126 | -3.2159 | -46.7644 | 3.1698 | -14.49 | 6.4735 | -3.3038 | -48.1921 | 0.016928 | 0.46562 | 0.26104 | 0.8207 | 18.6544 | 0.052421 | 0.030106 | 0.036366 | 0.052421 | 0.053657 | -0.2353 | -0.55727 | -0.93069 | -0.2353 | -0.24528 | -0.79162 | -1.0774 | -1.6804 | -0.79162 | -0.81579 | 0.016928 | 0.46562 | 0.26104 | 0.8207 | 18.6544 | 0.052421 | 0.030106 | 0.036366 | 0.052421 | 0.053657 | -0.2353 | -0.55727 | -0.93069 | -0.2353 | -0.24528 | -0.79162 | -1.0774 | -1.6804 | -0.79162 | -0.81579
150 | 0.24 | 0.5 | South/Central | AL | Montgomery-Dannelly.Field.722260 | 3 | 1279476 | 28.0513 | 15.3897 | 49.0062 | 27.6758 | 21.3304 | 1109.33 | 2.5726 | -21.24 | 5.7745 | -3.2019 | -53.0974 | 1.2543 | -40.26 | 4.4567 | -3.2024 | -69.9776 | 1.6241 | -62.32 | 6.3288 | -4.7046 | -105.6031 | 2.5726 | -21.24 | 5.7745 | -3.2019 | -53.0974 | 2.6456 | -21.83 | 5.9354 | -3.2898 | -54.5251 | 0.016928 | 0.47485 | 0.26051 | 0.82957 | 18.7786 | 0.043548 | 0.021233 | 0.027493 | 0.043548 | 0.044784 | -0.35955 | -0.68152 | -1.0549 | -0.35955 | -0.36954 | -0.89883 | -1.1846 | -1.7876 | -0.89883 | -0.92299 | 0.016928 | 0.47485 | 0.26051 | 0.82957 | 18.7786 | 0.043548 | 0.021233 | 0.027493 | 0.043548 | 0.044784 | -0.35955 | -0.68152 | -1.0549 | -0.35955 | -0.36954 | -0.89883 | -1.1846 | -1.7876 | -0.89883 | -0.92299
151 | 0.25 | 0.5 | South/Central | AL | Montgomery-Dannelly.Field.722260 | 3 | 1279476 | 28.3207 | 15.3644 | 49.2561 | 27.9416 | 21.3145 | 1112.65 | 2.3227 | -24.56 | 5.5086 | -3.186 | -55.866 | 1.0044 | -43.58 | 4.1908 | -3.1864 | -72.7462 | 1.3742 | -65.64 | 6.0629 | -4.6887 | -108.3717 | 2.3227 | -24.56 | 5.5086 | -3.186 | -55.866 | 2.3957 | -25.15 | 5.6696 | -3.2739 | -57.2937 | 0.016928 | 0.47941 | 0.26009 | 0.8338 | 18.8348 | 0.039318 | 0.017003 | 0.023263 | 0.039318 | 0.040554 | -0.41575 | -0.73772 | -1.1111 | -0.41575 | -0.42574 | -0.94569 | -1.2314 | -1.8345 | -0.94569 | -0.96986 | 0.016928 | 0.47941 | 0.26009 | 0.8338 | 18.8348 | 0.039318 | 0.017003 | 0.023263 | 0.039318 | 0.040554 | -0.41575 | -0.73772 | -1.1111 | -0.41575 | -0.42574 | -0.94569 | -1.2314 | -1.8345 | -0.94569 | -0.96986
152 | 0.26 | 0.5 | South/Central | AL | Montgomery-Dannelly.Field.722260 | 3 | 1279476 | 28.5564 | 15.3747 | 49.512 | 28.1742 | 21.3378 | 1116.79 | 2.0667 | -28.7 | 5.276 | -3.2093 | -59.7676 | 0.7485 | -47.72 | 3.9582 | -3.2097 | -76.6478 | 1.1183 | -69.78 | 5.8303 | -4.712 | -112.2733 | 2.0667 | -28.7 | 5.276 | -3.2093 | -59.7676 | 2.1398 | -29.29 | 5.437 | -3.2972 | -61.1953 | 0.016928 | 0.4834 | 0.26026 | 0.83813 | 18.9049 | 0.034985 | 0.012671 | 0.01893 | 0.034985 | 0.036222 | -0.48583 | -0.8078 | -1.1812 | -0.48583 | -0.49582 | -1.0117 | -1.2975 | -1.9005 | -1.0117 | -1.0359 | 0.016928 | 0.4834 | 0.26026 | 0.83813 | 18.9049 | 0.034985 | 0.012671 | 0.01893 | 0.034985 | 0.036222 | -0.48583 | -0.8078 | -1.1812 | -0.48583 | -0.49582 | -1.0117 | -1.2975 | -1.9005 | -1.0117 | -1.0359
153 | 0.27 | 0.5 | South/Central | AL | Montgomery-Dannelly.Field.722260 | 3 | 1279476 | 28.7947 | 15.385 | 49.7653 | 28.4095 | 21.3558 | 1120.78 | 1.8135 | -32.69 | 5.0407 | -3.2273 | -63.4928 | 0.49522 | -51.71 | 3.723 | -3.2277 | -80.3731 | 0.86501 | -73.77 | 5.595 | -4.73 | -115.9986 | 1.8135 | -32.69 | 5.0407 | -3.2273 | -63.4928 | 1.8865 | -33.28 | 5.2017 | -3.3152 | -64.9205 | 0.016928 | 0.48743 | 0.26044 | 0.84242 | 18.9724 | 0.030698 | 0.008383 | 0.014643 | 0.030698 | 0.031934 | -0.55337 | -0.87534 | -1.2488 | -0.55337 | -0.56336 | -1.0748 | -1.3605 | -1.9636 | -1.0748 | -1.099 | 0.016928 | 0.48743 | 0.26044 | 0.84242 | 18.9724 | 0.030698 | 0.008383 | 0.014643 | 0.030698 | 0.031934 | -0.55337 | -0.87534 | -1.2488 | -0.55337 | -0.56336 | -1.0748 | -1.3605 | -1.9636 | -1.0748 | -1.099
154 | 0.28 | 0.5 | South/Central | AL | Montgomery-Dannelly.Field.722260 | 3 | 1279476 | 28.994 | 15.4351 | 50.0343 | 28.6062 | 21.4281 | 1125.99 | 1.5444 | -37.9 | 4.844 | -3.2996 | -68.8774 | 0.22622 | -56.92 | 3.5263 | -3.3 | -85.7576 | 0.59601 | -78.98 | 5.3983 | -4.8023 | -121.3831 | 1.5444 | -37.9 | 4.844 | -3.2996 | -68.8774 | 1.6175 | -38.49 | 5.005 | -3.3875 | -70.305 | 0.016928 | 0.49081 | 0.26128 | 0.84697 | 19.0606 | 0.026144 | 0.0038294 | 0.010089 | 0.026144 | 0.027381 | -0.64157 | -0.96353 | -1.337 | -0.64157 | -0.65155 | -1.1659 | -1.4517 | -2.0548 | -1.1659 | -1.1901 | 0.016928 | 0.49081 | 0.26128 | 0.84697 | 19.0606 | 0.026144 | 0.0038294 | 0.010089 | 0.026144 | 0.027381 | -0.64157 | -0.96353 | -1.337 | -0.64157 | -0.65155 | -1.1659 | -1.4517 | -2.0548 | -1.1659 | -1.1901
155 | 0.3 | 0.5 | South/Central | AL | Montgomery-Dannelly.Field.722260 | 3 | 1279476 | 29.375 | 15.5551 | 50.581 | 28.9823 | 21.5987 | 1136.99 | 0.99774 | -48.9 | 4.4679 | -3.4702 | -80.455 | -0.32049 | -67.92 | 3.1501 | -3.4706 | -97.3352 | 0.049296 | -89.98 | 5.0222 | -4.9729 | -132.9607 | 0.99774 | -48.9 | 4.4679 | -3.4702 | -80.455 | 1.0708 | -49.49 | 4.6289 | -3.5581 | -81.8827 | 0.016928 | 0.49726 | 0.26331 | 0.85623 | 19.2468 | 0.01689 | -0.0054253 | 0.00083448 | 0.01689 | 0.018126 | -0.82777 | -1.1497 | -1.5232 | -0.82777 | -0.83776 | -1.3619 | -1.6477 | -2.2507 | -1.3619 | -1.3861 | 0.016928 | 0.49726 | 0.26331 | 0.85623 | 19.2468 | 0.01689 | -0.0054253 | 0.00083448 | 0.01689 | 0.018126 | -0.82777 | -1.1497 | -1.5232 | -0.82777 | -0.83776 | -1.3619 | -1.6477 | -2.2507 | -1.3619 | -1.3861
156 | 0.37 | 0.17 | South/Central | AL | Montgomery-Dannelly.Field.722260 | 3 | 1279476 | 36.3437 | 11.7276 | 52.5158 | 35.859 | 16.6568 | 1074.73 | -0.93709 | 13.36 | -2.4088 | 1.4717 | 27.5448 | -2.2553 | -5.66 | -3.7266 | 1.4713 | 10.6645 | -1.8855 | -27.72 | -1.8545 | -0.031014 | -24.9609 | -0.93709 | 13.36 | -2.4088 | 1.4717 | 27.5448 | -0.86406 | 12.77 | -2.2478 | 1.3838 | 26.1171 | 0.016928 | 0.61522 | 0.19852 | 0.88898 | 18.1929 | -0.015863 | -0.038178 | -0.031918 | -0.015863 | -0.014627 | 0.22616 | -0.095812 | -0.46924 | 0.22616 | 0.21617 | 0.46627 | 0.18053 | -0.42254 | 0.46627 | 0.44211 | 0.016928 | 0.61522 | 0.19852 | 0.88898 | 18.1929 | -0.015863 | -0.038178 | -0.031918 | -0.015863 | -0.014627 | 0.22616 | -0.095812 | -0.46924 | 0.22616 | 0.21617 | 0.46627 | 0.18053 | -0.42254 | 0.46627 | 0.44211
157 | 0.37 | 0.19 | South/Central | AL | Montgomery-Dannelly.Field.722260 | 3 | 1279476 | 35.8744 | 11.9992 | 52.4046 | 35.396 | 17.0086 | 1079.53 | -0.82587 | 8.56 | -1.9458 | 1.1199 | 19.5173 | -2.1441 | -10.46 | -3.2636 | 1.1195 | 2.6371 | -1.7743 | -32.52 | -1.3915 | -0.38281 | -32.9884 | -0.82587 | 8.56 | -1.9458 | 1.1199 | 19.5173 | -0.75283 | 7.97 | -1.7848 | 1.032 | 18.0897 | 0.016928 | 0.60728 | 0.20312 | 0.8871 | 18.2742 | -0.01398 | -0.036295 | -0.030035 | -0.01398 | -0.012744 | 0.1449 | -0.17707 | -0.55049 | 0.1449 | 0.13492 | 0.33039 | 0.044641 | -0.55842 | 0.33039 | 0.30622 | 0.016928 | 0.60728 | 0.20312 | 0.8871 | 18.2742 | -0.01398 | -0.036295 | -0.030035 | -0.01398 | -0.012744 | 0.1449 | -0.17707 | -0.55049 | 0.1449 | 0.13492 | 0.33039 | 0.044641 | -0.55842 | 0.33039 | 0.30622
158 | 0.37 | 0.2 | South/Central | AL | Montgomery-Dannelly.Field.722260 | 3 | 1279476 | 35.648 | 12.1342 | 52.3621 | 35.1726 | 17.1894 | 1082.21 | -0.78332 | 5.88 | -1.7224 | 0.93907 | 15.2038 | -2.1015 | -13.14 | -3.0402 | 0.93863 | -1.6764 | -1.7318 | -35.2 | -1.1681 | -0.56365 | -37.3019 | -0.78332 | 5.88 | -1.7224 | 0.93907 | 15.2038 | -0.71029 | 5.29 | -1.5614 | 0.85114 | 13.7761 | 0.016928 | 0.60345 | 0.20541 | 0.88638 | 18.3195 | -0.01326 | -0.035575 | -0.029315 | -0.01326 | -0.012024 | 0.099536 | -0.22243 | -0.59586 | 0.099536 | 0.089548 | 0.25737 | -0.028379 | -0.63144 | 0.25737 | 0.2332 | 0.016928 | 0.60345 | 0.20541 | 0.88638 | 18.3195 | -0.01326 | -0.035575 | -0.029315 | -0.01326 | -0.012024 | 0.099536 | -0.22243 | -0.59586 | 0.099536 | 0.089548 | 0.25737 | -0.028379 | -0.63144 | 0.25737 | 0.2332
159 | 0.37 | 0.23 | South/Central | AL | Montgomery-Dannelly.Field.722260 | 3 | 1279476 | 35.0026 | 12.5375 | 52.2499 | 34.5357 | 17.7142 | 1090.17 | -0.67115 | -2.08 | -1.0855 | 0.4143 | 2.5416 | -1.9894 | -21.1 | -2.4032 | 0.41386 | -14.3386 | -1.6196 | -43.16 | -0.53117 | -1.0884 | -49.9641 | -0.67115 | -2.08 | -1.0855 | 0.4143 | 2.5416 | -0.59812 | -2.67 | -0.92449 | 0.32637 | 1.1139 | 0.016928 | 0.59252 | 0.21223 | 0.88448 | 18.4543 | -0.011361 | -0.033676 | -0.027416 | -0.011361 | -0.010125 | -0.03521 | -0.35718 | -0.73061 | -0.03521 | -0.045197 | 0.043024 | -0.24272 | -0.84579 | 0.043024 | 0.018856 | 0.016928 | 0.59252 | 0.21223 | 0.88448 | 18.4543 | -0.011361 | -0.033676 | -0.027416 | -0.011361 | -0.010125 | -0.03521 | -0.35718 | -0.73061 | -0.03521 | -0.045197 | 0.043024 | -0.24272 | -0.84579 | 0.043024 | 0.018856
160 | 0.37 | 0.25 | South/Central | AL | Montgomery-Dannelly.Field.722260 | 3 | 1279476 | 34.5897 | 12.7936 | 52.174 | 34.1283 | 18.0457 | 1095.12 | -0.59521 | -7.03 | -0.67802 | 0.08281 | -5.3919 | -1.9134 | -26.05 | -1.9958 | 0.08237 | -22.2721 | -1.5437 | -48.11 | -0.12374 | -1.4199 | -57.8976 | -0.59521 | -7.03 | -0.67802 | 0.08281 | -5.3919 | -0.52218 | -7.62 | -0.51706 | -0.0051218 | -6.8196 | 0.016928 | 0.58553 | 0.21657 | 0.88319 | 18.5381 | -0.010076 | -0.032391 | -0.026131 | -0.010076 | -0.0088394 | -0.119 | -0.44097 | -0.8144 | -0.119 | -0.12899 | -0.091273 | -0.37702 | -0.98008 | -0.091273 | -0.11544 | 0.016928 | 0.58553 | 0.21657 | 0.88319 | 18.5381 | -0.010076 | -0.032391 | -0.026131 | -0.010076 | -0.0088394 | -0.119 | -0.44097 | -0.8144 | -0.119 | -0.12899 | -0.091273 | -0.37702 | -0.98008 | -0.091273 | -0.11544
161 | 0.4 | 0.17 | South/Central | AL | Montgomery-Dannelly.Field.722260 | 3 | 1279476 | 37.1231 | 11.7217 | 53.3093 | 36.6284 | 16.6809 | 1086.6 | -1.7306 | 1.49 | -3.1782 | 1.4476 | 16.7427 | -3.0488 | -17.53 | -4.496 | 1.4471 | -0.13757 | -2.679 | -39.59 | -2.6239 | -0.055148 | -35.763 | -1.7306 | 1.49 | -3.1782 | 1.4476 | 16.7427 | -1.6576 | 0.9 | -3.0172 | 1.3596 | 15.315 | 0.016928 | 0.62842 | 0.19842 | 0.90241 | 18.3938 | -0.029295 | -0.05161 | -0.04535 | -0.029295 | -0.028059 | 0.025223 | -0.29675 | -0.67017 | 0.025223 | 0.015235 | 0.28342 | -0.0023288 | -0.60539 | 0.28342 | 0.25925 | 0.016928 | 0.62842 | 0.19842 | 0.90241 | 18.3938 | -0.029295 | -0.05161 | -0.04535 | -0.029295 | -0.028059 | 0.025223 | -0.29675 | -0.67017 | 0.025223 | 0.015235 | 0.28342 | -0.0023288 | -0.60539 | 0.28342 | 0.25925
162 | 0.4 | 0.19 | South/Central | AL | Montgomery-Dannelly.Field.722260 | 3 | 1279476 | 36.6539 | 11.9832 | 53.1882 | 36.1654 | 17.0228 | 1091.07 | -1.6094 | -2.98 | -2.7151 | 1.1057 | 9.1094 | -2.9277 | -22 | -4.0329 | 1.1053 | -7.7708 | -2.5579 | -44.06 | -2.1609 | -0.39701 | -43.3963 | -1.6094 | -2.98 | -2.7151 | 1.1057 | 9.1094 | -1.5364 | -3.57 | -2.5542 | 1.0178 | 7.6817 | 0.016928 | 0.62047 | 0.20285 | 0.90036 | 18.4695 | -0.027244 | -0.049559 | -0.043299 | -0.027244 | -0.026008 | -0.050445 | -0.37241 | -0.74584 | -0.050445 | -0.060433 | 0.1542 | -0.13154 | -0.73461 | 0.1542 | 0.13004 | 0.016928 | 0.62047 | 0.20285 | 0.90036 | 18.4695 | -0.027244 | -0.049559 | -0.043299 | -0.027244 | -0.026008 | -0.050445 | -0.37241 | -0.74584 | -0.050445 | -0.060433 | 0.1542 | -0.13154 | -0.73461 | 0.1542 | 0.13004
163 | 0.4 | 0.2 | South/Central | AL | Montgomery-Dannelly.Field.722260 | 3 | 1279476 | 36.4274 | 12.1192 | 53.1464 | 35.942 | 17.2044 | 1093.78 | -1.5677 | -5.69 | -2.4918 | 0.92408 | 4.7642 | -2.8859 | -24.71 | -3.8095 | 0.92364 | -12.1161 | -2.5161 | -46.77 | -1.9375 | -0.57864 | -47.7415 | -1.5677 | -5.69 | -2.4918 | 0.92408 | 4.7642 | -1.4946 | -6.28 | -2.3308 | 0.83615 | 3.3365 | 0.016928 | 0.61664 | 0.20515 | 0.89966 | 18.5154 | -0.026537 | -0.048852 | -0.042592 | -0.026537 | -0.025301 | -0.09632 | -0.41829 | -0.79172 | -0.09632 | -0.10631 | 0.080647 | -0.2051 | -0.80816 | 0.080647 | 0.05648 | 0.016928 | 0.61664 | 0.20515 | 0.89966 | 18.5154 | -0.026537 | -0.048852 | -0.042592 | -0.026537 | -0.025301 | -0.09632 | -0.41829 | -0.79172 | -0.09632 | -0.10631 | 0.080647 | -0.2051 | -0.80816 | 0.080647 | 0.05648
164 | 0.4 | 0.23 | South/Central | AL | Montgomery-Dannelly.Field.722260 | 3 | 1279476 | 35.7732 | 12.5179 | 53.0121 | 35.2963 | 17.7158 | 1101.17 | -1.4334 | -13.08 | -1.8461 | 0.41267 | -7.2559 | -2.7516 | -32.1 | -3.1638 | 0.41223 | -24.1362 | -2.3818 | -54.16 | -1.2918 | -1.0901 | -59.7616 | -1.4334 | -13.08 | -1.8461 | 0.41267 | -7.2559 | -1.3604 | -13.67 | -1.6851 | 0.32474 | -8.6836 | 0.016928 | 0.60556 | 0.2119 | 0.89738 | 18.6405 | -0.024264 | -0.046579 | -0.040319 | -0.024264 | -0.023028 | -0.22142 | -0.54338 | -0.91681 | -0.22142 | -0.2314 | -0.12283 | -0.40857 | -1.0116 | -0.12283 | -0.147 | 0.016928 | 0.60556 | 0.2119 | 0.89738 | 18.6405 | -0.024264 | -0.046579 | -0.040319 | -0.024264 | -0.023028 | -0.22142 | -0.54338 | -0.91681 | -0.22142 | -0.2314 | -0.12283 | -0.40857 | -1.0116 | -0.12283 | -0.147
165 | 0.4 | 0.25 | South/Central | AL | Montgomery-Dannelly.Field.722260 | 3 | 1279476 | 35.3691 | 12.7739 | 52.9536 | 34.8976 | 18.056 | 1106.54 | -1.3749 | -18.45 | -1.4474 | 0.072504 | -15.6456 | -2.6931 | -37.47 | -2.7652 | 0.072064 | -32.5258 | -2.3233 | -59.53 | -0.8931 | -1.4302 | -68.1513 | -1.3749 | -18.45 | -1.4474 | 0.072504 | -15.6456 | -1.3018 | -19.04 | -1.2864 | -0.015428 | -17.0732 | 0.016928 | 0.59872 | 0.21623 | 0.89639 | 18.7314 | -0.023274 | -0.045589 | -0.039329 | -0.023274 | -0.022038 | -0.31232 | -0.63429 | -1.0077 | -0.31232 | -0.32231 | -0.26485 | -0.55059 | -1.1537 | -0.26485 | -0.28901 | 0.016928 | 0.59872 | 0.21623 | 0.89639 | 18.7314 | -0.023274 | -0.045589 | -0.039329 | -0.023274 | -0.022038 | -0.31232 | -0.63429 | -1.0077 | -0.31232 | -0.32231 | -0.26485 | -0.55059 | -1.1537 | -0.26485 | -0.28901
166 | 0.21 | 0.17 | South/Central | AL | Montgomery-Dannelly.Field.722260 | 3 | 1279476 | 31.8541 | 11.8555 | 48.0604 | 31.4276 | 16.6328 | 1010.05 | 3.5184 | 78.04 | 2.0227 | 1.4957 | 85.2032 | 2.2001 | 59.02 | 0.70486 | 1.4953 | 68.3229 | 2.5699 | 36.96 | 2.5769 | -0.0070005 | 32.6975 | 3.5184 | 78.04 | 2.0227 | 1.4957 | 85.2032 | 3.5914 | 77.45 | 2.1836 | 1.4078 | 83.7755 | 0.016928 | 0.53922 | 0.20069 | 0.81356 | 17.098 | 0.059559 | 0.037244 | 0.043504 | 0.059559 | 0.060795 | 1.3211 | 0.99908 | 0.62565 | 1.3211 | 1.3111 | 1.4423 | 1.1566 | 0.5535 | 1.4423 | 1.4181 | 0.016928 | 0.53922 | 0.20069 | 0.81356 | 17.098 | 0.059559 | 0.037244 | 0.043504 | 0.059559 | 0.060795 | 1.3211 | 0.99908 | 0.62565 | 1.3211 | 1.3111 | 1.4423 | 1.1566 | 0.5535 | 1.4423 | 1.4181
167 | 0.21 | 0.19 | South/Central | AL | Montgomery-Dannelly.Field.722260 | 3 | 1279476 | 31.4013 | 12.1278 | 47.9698 | 30.9808 | 16.989 | 1015.22 | 3.6089 | 72.87 | 2.4694 | 1.1395 | 76.7932 | 2.2907 | 53.85 | 1.1516 | 1.1391 | 59.913 | 2.6605 | 31.79 | 3.0237 | -0.3632 | 24.2875 | 3.6089 | 72.87 | 2.4694 | 1.1395 | 76.7932 | 3.682 | 72.28 | 2.6304 | 1.0516 | 75.3656 | 0.016928 | 0.53156 | 0.2053 | 0.81203 | 17.1855 | 0.061092 | 0.038777 | 0.045037 | 0.061092 | 0.062328 | 1.2335 | 0.91157 | 0.53814 | 1.2335 | 1.2235 | 1.2999 | 1.0142 | 0.41114 | 1.2999 | 1.2758 | 0.016928 | 0.53156 | 0.2053 | 0.81203 | 17.1855 | 0.061092 | 0.038777 | 0.045037 | 0.061092 | 0.062328 | 1.2335 | 0.91157 | 0.53814 | 1.2335 | 1.2235 | 1.2999 | 1.0142 | 0.41114 | 1.2999 | 1.2758
168 | 0.21 | 0.2 | South/Central | AL | Montgomery-Dannelly.Field.722260 | 3 | 1279476 | 31.1849 | 12.2728 | 47.9383 | 30.7673 | 17.171 | 1018.07 | 3.6404 | 70.02 | 2.683 | 0.95748 | 72.3058 | 2.3222 | 51 | 1.3652 | 0.95704 | 55.4256 | 2.692 | 28.94 | 3.2373 | -0.54525 | 19.8001 | 3.6404 | 70.02 | 2.683 | 0.95748 | 72.3058 | 3.7135 | 69.43 | 2.8439 | 0.86955 | 70.8781 | 0.016928 | 0.52789 | 0.20775 | 0.81149 | 17.2338 | 0.061625 | 0.03931 | 0.04557 | 0.061625 | 0.062861 | 1.1853 | 0.86332 | 0.48989 | 1.1853 | 1.1753 | 1.224 | 0.93824 | 0.33517 | 1.224 | 1.1998 | 0.016928 | 0.52789 | 0.20775 | 0.81149 | 17.2338 | 0.061625 | 0.03931 | 0.04557 | 0.061625 | 0.062861 | 1.1853 | 0.86332 | 0.48989 | 1.1853 | 1.1753 | 1.224 | 0.93824 | 0.33517 | 1.224 | 1.1998
169 | 0.21 | 0.23 | South/Central | AL | Montgomery-Dannelly.Field.722260 | 3 | 1279476 | 30.5679 | 12.6887 | 47.8722 | 30.1585 | 17.7138 | 1027 | 3.7065 | 61.09 | 3.2918 | 0.41473 | 58.5708 | 2.3883 | 42.07 | 1.974 | 0.41429 | 41.6906 | 2.7581 | 20.01 | 3.8461 | -1.088 | 6.0651 | 3.7065 | 61.09 | 3.2918 | 0.41473 | 58.5708 | 3.7795 | 60.5 | 3.4527 | 0.3268 | 57.1431 | 0.016928 | 0.51745 | 0.21479 | 0.81038 | 17.3849 | 0.062743 | 0.040429 | 0.046688 | 0.062743 | 0.06398 | 1.0341 | 0.71216 | 0.33873 | 1.0341 | 1.0241 | 0.99148 | 0.70573 | 0.10267 | 0.99148 | 0.96731 | 0.016928 | 0.51745 | 0.21479 | 0.81038 | 17.3849 | 0.062743 | 0.040429 | 0.046688 | 0.062743 | 0.06398 | 1.0341 | 0.71216 | 0.33873 | 1.0341 | 1.0241 | 0.99148 | 0.70573 | 0.10267 | 0.99148 | 0.96731
170 | 0.21 | 0.25 | South/Central | AL | Montgomery-Dannelly.Field.722260 | 3 | 1279476 | 30.1811 | 12.9646 | 47.848 | 29.7768 | 18.0712 | 1033.16 | 3.7307 | 54.93 | 3.6734 | 0.057323 | 49.2792 | 2.4125 | 35.91 | 2.3556 | 0.056883 | 32.399 | 2.7823 | 13.85 | 4.2277 | -1.4454 | -3.2265 | 3.7307 | 54.93 | 3.6734 | 0.057323 | 49.2792 | 3.8038 | 54.34 | 3.8344 | -0.030609 | 47.8516 | 0.016928 | 0.5109 | 0.21946 | 0.80997 | 17.4892 | 0.063153 | 0.040838 | 0.047098 | 0.063153 | 0.06439 | 0.92985 | 0.60788 | 0.23445 | 0.92985 | 0.91986 | 0.83419 | 0.54845 | -0.054617 | 0.83419 | 0.81003 | 0.016928 | 0.5109 | 0.21946 | 0.80997 | 17.4892 | 0.063153 | 0.040838 | 0.047098 | 0.063153 | 0.06439 | 0.92985 | 0.60788 | 0.23445 | 0.92985 | 0.91986 | 0.83419 | 0.54845 | -0.054617 | 0.83419 | 0.81003
171 | 0.21 | 0.27 | South/Central | AL | Montgomery-Dannelly.Field.722260 | 3 | 1279476 | 29.8115 | 13.238 | 47.8353 | 29.4122 | 18.4231 | 1039.38 | 3.7434 | 48.71 | 4.0381 | -0.29464 | 39.9869 | 2.4252 | 29.69 | 2.7203 | -0.29508 | 23.1066 | 2.795 | 7.63 | 4.5924 | -1.7974 | -12.5188 | 3.7434 | 48.71 | 4.0381 | -0.29464 | 39.9869 | 3.8165 | 48.12 | 4.199 | -0.38257 | 38.5592 | 0.016928 | 0.50465 | 0.22409 | 0.80975 | 17.5945 | 0.063369 | 0.041054 | 0.047313 | 0.063369 | 0.064605 | 0.82456 | 0.50259 | 0.12916 | 0.82456 | 0.81457 | 0.67689 | 0.39115 | -0.21192 | 0.67689 | 0.65273 | 0.016928 | 0.50465 | 0.22409 | 0.80975 | 17.5945 | 0.063369 | 0.041054 | 0.047313 | 0.063369 | 0.064605 | 0.82456 | 0.50259 | 0.12916 | 0.82456 | 0.81457 | 0.67689 | 0.39115 | -0.21192 | 0.67689 | 0.65273
172 | 0.21 | 0.3 | South/Central | AL | Montgomery-Dannelly.Field.722260 | 3 | 1279476 | 29.3003 | 13.6481 | 47.8695 | 28.9078 | 18.9616 | 1049.69 | 3.7093 | 38.4 | 4.5424 | -0.83313 | 25.0835 | 2.391 | 19.38 | 3.2246 | -0.83357 | 8.2033 | 2.7608 | -2.68 | 5.0967 | -2.3359 | -27.4222 | 3.7093 | 38.4 | 4.5424 | -0.83313 | 25.0835 | 3.7823 | 37.81 | 4.7034 | -0.92106 | 23.6559 | 0.016928 | 0.49599 | 0.23103 | 0.81033 | 17.769 | 0.06279 | 0.040475 | 0.046735 | 0.06279 | 0.064026 | 0.65003 | 0.32806 | -0.045367 | 0.65003 | 0.64004 | 0.42461 | 0.13886 | -0.4642 | 0.42461 | 0.40044 | 0.016928 | 0.49599 | 0.23103 | 0.81033 | 17.769 | 0.06279 | 0.040475 | 0.046735 | 0.06279 | 0.064026 | 0.65003 | 0.32806 | -0.045367 | 0.65003 | 0.64004 | 0.42461 | 0.13886 | -0.4642 | 0.42461 | 0.40044
173 | 0.21 | 0.32 | South/Central | AL | Montgomery-Dannelly.Field.722260 | 3 | 1279476 | 28.9737 | 13.919 | 47.9 | 28.5855 | 19.3145 | 1056.56 | 3.6787 | 31.53 | 4.8647 | -1.186 | 15.2135 | 2.3605 | 12.51 | 3.5469 | -1.1864 | -1.6667 | 2.7303 | -9.55 | 5.419 | -2.6887 | -37.2922 | 3.6787 | 31.53 | 4.8647 | -1.186 | 15.2135 | 3.7518 | 30.94 | 5.0257 | -1.2739 | 13.7858 | 0.016928 | 0.49046 | 0.23562 | 0.81085 | 17.8853 | 0.062273 | 0.039958 | 0.046218 | 0.062273 | 0.063509 | 0.53374 | 0.21177 | -0.16166 | 0.53374 | 0.52375 | 0.25753 | -0.028215 | -0.63128 | 0.25753 | 0.23336 | 0.016928 | 0.49046 | 0.23562 | 0.81085 | 17.8853 | 0.062273 | 0.039958 | 0.046218 | 0.062273 | 0.063509 | 0.53374 | 0.21177 | -0.16166 | 0.53374 | 0.52375 | 0.25753 | -0.028215 | -0.63128 | 0.25753 | 0.23336
174 | 0.21 | 0.35 | South/Central | AL | Montgomery-Dannelly.Field.722260 | 3 | 1279476 | 28.4927 | 14.3509 | 47.991 | 28.111 | 19.8801 | 1068.19 | 3.5877 | 19.9 | 5.3393 | -1.7516 | -1.1446 | 2.2695 | 0.88 | 4.0215 | -1.752 | -18.0249 | 2.6393 | -21.18 | 5.8935 | -3.2543 | -53.6503 | 3.5877 | 19.9 | 5.3393 | -1.7516 | -1.1446 | 3.6607 | 19.31 | 5.5002 | -1.8395 | -2.5723 | 0.016928 | 0.48232 | 0.24293 | 0.81239 | 18.0822 | 0.060732 | 0.038417 | 0.044677 | 0.060732 | 0.061969 | 0.33686 | 0.014897 | -0.35853 | 0.33686 | 0.32688 | -0.019376 | -0.30512 | -0.90819 | -0.019376 | -0.043544 | 0.016928 | 0.48232 | 0.24293 | 0.81239 | 18.0822 | 0.060732 | 0.038417 | 0.044677 | 0.060732 | 0.061969 | 0.33686 | 0.014897 | -0.35853 | 0.33686 | 0.32688 | -0.019376 | -0.30512 | -0.90819 | -0.019376 | -0.043544
175 | 0.21 | 0.37 | South/Central | AL | Montgomery-Dannelly.Field.722260 | 3 | 1279476 | 28.5031 | 14.2629 | 47.9034 | 28.1211 | 19.7823 | 1065.16 | 3.6754 | 22.93 | 5.3291 | -1.6538 | 2.6046 | 2.3571 | 3.91 | 4.0113 | -1.6542 | -14.2757 | 2.7269 | -18.15 | 5.8834 | -3.1565 | -49.9011 | 3.6754 | 22.93 | 5.3291 | -1.6538 | 2.6046 | 3.7484 | 22.34 | 5.4901 | -1.7417 | 1.1769 | 0.016928 | 0.4825 | 0.24144 | 0.8109 | 18.0309 | 0.062216 | 0.039902 | 0.046161 | 0.062216 | 0.063453 | 0.38816 | 0.066188 | -0.30724 | 0.38816 | 0.37817 | 0.04409 | -0.24166 | -0.84472 | 0.04409 | 0.019922 | 0.016928 | 0.4825 | 0.24144 | 0.8109 | 18.0309 | 0.062216 | 0.039902 | 0.046161 | 0.062216 | 0.063453 | 0.38816 | 0.066188 | -0.30724 | 0.38816 | 0.37817 | 0.04409 | -0.24166 | -0.84472 | 0.04409 | 0.019922
176 | 0.21 | 0.4 | South/Central | AL | Montgomery-Dannelly.Field.722260 | 3 | 1279476 | 28.3663 | 14.3073 | 47.8429 | 27.9862 | 19.8567 | 1065.66 | 3.7359 | 22.43 | 5.464 | -1.7281 | 1.3801 | 2.4176 | 3.41 | 4.1462 | -1.7286 | -15.5002 | 2.7874 | -18.65 | 6.0183 | -3.2309 | -51.1256 | 3.7359 | 22.43 | 5.464 | -1.7281 | 1.3801 | 3.8089 | 21.84 | 5.625 | -1.8161 | -0.04761 | 0.016928 | 0.48018 | 0.24219 | 0.80988 | 18.0394 | 0.06324 | 0.040925 | 0.047185 | 0.06324 | 0.064476 | 0.37969 | 0.057724 | -0.3157 | 0.37969 | 0.3697 | 0.023362 | -0.26238 | -0.86545 | 0.023362 | -0.00080593 | 0.016928 | 0.48018 | 0.24219 | 0.80988 | 18.0394 | 0.06324 | 0.040925 | 0.047185 | 0.06324 | 0.064476 | 0.37969 | 0.057724 | -0.3157 | 0.37969 | 0.3697 | 0.023362 | -0.26238 | -0.86545 | 0.023362 | -0.00080593
177 | 0.21 | 0.42 | South/Central | AL | Montgomery-Dannelly.Field.722260 | 3 | 1279476 | 28.1895 | 14.4755 | 47.8886 | 27.8117 | 20.0769 | 1070.32 | 3.6902 | 17.77 | 5.6385 | -1.9483 | -5.1203 | 2.3719 | -1.25 | 4.3207 | -1.9488 | -22.0005 | 2.7417 | -23.31 | 6.1928 | -3.4511 | -57.626 | 3.6902 | 17.77 | 5.6385 | -1.9483 | -5.1203 | 3.7632 | 17.18 | 5.7995 | -2.0363 | -6.5479 | 0.016928 | 0.47719 | 0.24504 | 0.81065 | 18.1182 | 0.062467 | 0.040152 | 0.046411 | 0.062467 | 0.063703 | 0.30081 | -0.02116 | -0.39459 | 0.30081 | 0.29082 | -0.086675 | -0.37242 | -0.97549 | -0.086675 | -0.11084 | 0.016928 | 0.47719 | 0.24504 | 0.81065 | 18.1182 | 0.062467 | 0.040152 | 0.046411 | 0.062467 | 0.063703 | 0.30081 | -0.02116 | -0.39459 | 0.30081 | 0.29082 | -0.086675 | -0.37242 | -0.97549 | -0.086675 | -0.11084
178 | 0.21 | 0.45 | South/Central | AL | Montgomery-Dannelly.Field.722260 | 3 | 1279476 | 27.9119 | 14.7522 | 47.9896 | 27.5378 | 20.4518 | 1078.61 | 3.5892 | 9.48 | 5.9124 | -2.3233 | -16.4839 | 2.271 | -9.54 | 4.5946 | -2.3237 | -33.3641 | 2.6407 | -31.6 | 6.4667 | -3.826 | -68.9896 | 3.5892 | 9.48 | 5.9124 | -2.3233 | -16.4839 | 3.6622 | 8.89 | 6.0734 | -2.4112 | -17.9116 | 0.016928 | 0.47249 | 0.24972 | 0.81236 | 18.2586 | 0.060757 | 0.038442 | 0.044702 | 0.060757 | 0.061993 | 0.16048 | -0.16149 | -0.53492 | 0.16048 | 0.15049 | -0.27904 | -0.56478 | -1.1678 | -0.27904 | -0.30321 | 0.016928 | 0.47249 | 0.24972 | 0.81236 | 18.2586 | 0.060757 | 0.038442 | 0.044702 | 0.060757 | 0.061993 | 0.16048 | -0.16149 | -0.53492 | 0.16048 | 0.15049 | -0.27904 | -0.56478 | -1.1678 | -0.27904 | -0.30321
179 | 0.21 | 0.47 | South/Central | AL | Montgomery-Dannelly.Field.722260 | 3 | 1279476 | 27.6284 | 15.029 | 48.0729 | 27.2582 | 20.8147 | 1086.42 | 3.5058 | 1.67 | 6.192 | -2.6862 | -27.2995 | 2.1876 | -17.35 | 4.8742 | -2.6866 | -44.1797 | 2.5574 | -39.41 | 6.7463 | -4.1889 | -79.8052 | 3.5058 | 1.67 | 6.192 | -2.6862 | -27.2995 | 3.5789 | 1.08 | 6.353 | -2.7741 | -28.7272 | 0.016928 | 0.46769 | 0.25441 | 0.81377 | 18.3908 | 0.059346 | 0.037032 | 0.043291 | 0.059346 | 0.060583 | 0.02827 | -0.2937 | -0.66713 | 0.02827 | 0.018282 | -0.46212 | -0.74787 | -1.3509 | -0.46212 | -0.48629 | 0.016928 | 0.46769 | 0.25441 | 0.81377 | 18.3908 | 0.059346 | 0.037032 | 0.043291 | 0.059346 | 0.060583 | 0.02827 | -0.2937 | -0.66713 | 0.02827 | 0.018282 | -0.46212 | -0.74787 | -1.3509 | -0.46212 | -0.48629
180 | 0.21 | 0.5 | South/Central | AL | Montgomery-Dannelly.Field.722260 | 3 | 1279476 | 27.2306 | 15.4458 | 48.2316 | 26.8657 | 21.3659 | 1098.75 | 3.3471 | -10.66 | 6.5845 | -3.2374 | -44.1389 | 2.0289 | -29.68 | 5.2668 | -3.2378 | -61.0192 | 2.3987 | -51.74 | 7.1388 | -4.7401 | -96.6447 | 3.3471 | -10.66 | 6.5845 | -3.2374 | -44.1389 | 3.4202 | -11.25 | 6.7455 | -3.3253 | -45.5666 | 0.016928 | 0.46096 | 0.26146 | 0.81646 | 18.5995 | 0.05666 | 0.034345 | 0.040605 | 0.05666 | 0.057896 | -0.18045 | -0.50242 | -0.87585 | -0.18045 | -0.19044 | -0.74718 | -1.0329 | -1.636 | -0.74718 | -0.77135 | 0.016928 | 0.46096 | 0.26146 | 0.81646 | 18.5995 | 0.05666 | 0.034345 | 0.040605 | 0.05666 | 0.057896 | -0.18045 | -0.50242 | -0.87585 | -0.18045 | -0.19044 | -0.74718 | -1.0329 | -1.636 | -0.74718 | -0.77135
181 | 0.23 | 0.17 | South/Central | AL | Montgomery-Dannelly.Field.722260 | 3 | 1279476 | 32.4351 | 11.8401 | 48.6396 | 32.001 | 16.6386 | 1018.52 | 2.9391 | 69.57 | 1.4492 | 1.4899 | 77.6349 | 1.6209 | 50.55 | 0.13142 | 1.4895 | 60.7547 | 1.9907 | 28.49 | 2.0035 | -0.012808 | 25.1292 | 2.9391 | 69.57 | 1.4492 | 1.4899 | 77.6349 | 3.0122 | 68.98 | 1.6102 | 1.402 | 76.2072 | 0.016928 | 0.54906 | 0.20043 | 0.82337 | 17.2414 | 0.049753 | 0.027438 | 0.033698 | 0.049753 | 0.050989 | 1.1777 | 0.8557 | 0.48228 | 1.1777 | 1.1677 | 1.3142 | 1.0284 | 0.42538 | 1.3142 | 1.29 | 0.016928 | 0.54906 | 0.20043 | 0.82337 | 17.2414 | 0.049753 | 0.027438 | 0.033698 | 0.049753 | 0.050989 | 1.1777 | 0.8557 | 0.48228 | 1.1777 | 1.1677 | 1.3142 | 1.0284 | 0.42538 | 1.3142 | 1.29
182 | 0.23 | 0.19 | South/Central | AL | Montgomery-Dannelly.Field.722260 | 3 | 1279476 | 31.9857 | 12.1115 | 48.548 | 31.5577 | 16.9903 | 1023.6 | 3.0307 | 64.49 | 1.8926 | 1.1382 | 69.3584 | 1.7125 | 45.47 | 0.57478 | 1.1377 | 52.4782 | 2.0823 | 23.41 | 2.4468 | -0.36454 | 16.8527 | 3.0307 | 64.49 | 1.8926 | 1.1382 | 69.3584 | 3.1038 | 63.9 | 2.0535 | 1.0503 | 67.9308 | 0.016928 | 0.54145 | 0.20502 | 0.82181 | 17.3274 | 0.051304 | 0.028989 | 0.035249 | 0.051304 | 0.05254 | 1.0917 | 0.76971 | 0.39628 | 1.0917 | 1.0817 | 1.1741 | 0.88834 | 0.28528 | 1.1741 | 1.1499 | 0.016928 | 0.54145 | 0.20502 | 0.82181 | 17.3274 | 0.051304 | 0.028989 | 0.035249 | 0.051304 | 0.05254 | 1.0917 | 0.76971 | 0.39628 | 1.0917 | 1.0817 | 1.1741 | 0.88834 | 0.28528 | 1.1741 | 1.1499
183 | 0.23 | 0.2 | South/Central | AL | Montgomery-Dannelly.Field.722260 | 3 | 1279476 | 31.7685 | 12.247 | 48.5096 | 31.3433 | 17.1663 | 1026.24 | 3.0691 | 61.85 | 2.1069 | 0.9622 | 65.1216 | 1.7509 | 42.83 | 0.78911 | 0.96176 | 48.2413 | 2.1207 | 20.77 | 2.6612 | -0.54052 | 12.6159 | 3.0691 | 61.85 | 2.1069 | 0.9622 | 65.1216 | 3.1421 | 61.26 | 2.2679 | 0.87427 | 63.6939 | 0.016928 | 0.53777 | 0.20732 | 0.82117 | 17.3721 | 0.051953 | 0.029639 | 0.035898 | 0.051953 | 0.05319 | 1.047 | 0.72502 | 0.35159 | 1.047 | 1.037 | 1.1024 | 0.81662 | 0.21356 | 1.1024 | 1.0782 | 0.016928 | 0.53777 | 0.20732 | 0.82117 | 17.3721 | 0.051953 | 0.029639 | 0.035898 | 0.051953 | 0.05319 | 1.047 | 0.72502 | 0.35159 | 1.047 | 1.037 | 1.1024 | 0.81662 | 0.21356 | 1.1024 | 1.0782
184 | 0.23 | 0.23 | South/Central | AL | Montgomery-Dannelly.Field.722260 | 3 | 1279476 | 31.1435 | 12.6636 | 48.4331 | 30.7266 | 17.7066 | 1034.97 | 3.1456 | 53.12 | 2.7237 | 0.42193 | 51.5869 | 1.8274 | 34.1 | 1.4059 | 0.42149 | 34.7066 | 2.1972 | 12.04 | 3.278 | -1.0808 | -0.91883 | 3.1456 | 53.12 | 2.7237 | 0.42193 | 51.5869 | 3.2186 | 52.53 | 2.8846 | 0.334 | 50.1592 | 0.016928 | 0.52719 | 0.21437 | 0.81987 | 17.5198 | 0.053249 | 0.030934 | 0.037193 | 0.053249 | 0.054485 | 0.89921 | 0.57724 | 0.20381 | 0.89921 | 0.88922 | 0.87326 | 0.58751 | -0.015554 | 0.87326 | 0.84909 | 0.016928 | 0.52719 | 0.21437 | 0.81987 | 17.5198 | 0.053249 | 0.030934 | 0.037193 | 0.053249 | 0.054485 | 0.89921 | 0.57724 | 0.20381 | 0.89921 | 0.88922 | 0.87326 | 0.58751 | -0.015554 | 0.87326 | 0.84909
185 | 0.23 | 0.25 | South/Central | AL | Montgomery-Dannelly.Field.722260 | 3 | 1279476 | 30.7559 | 12.9407 | 48.4069 | 30.3441 | 18.0628 | 1041.08 | 3.1718 | 47.01 | 3.1061 | 0.065748 | 42.3539 | 1.8536 | 27.99 | 1.7883 | 0.065308 | 25.4737 | 2.2234 | 5.93 | 3.6604 | -1.437 | -10.1518 | 3.1718 | 47.01 | 3.1061 | 0.065748 | 42.3539 | 3.2449 | 46.42 | 3.2671 | -0.022184 | 40.9262 | 0.016928 | 0.52063 | 0.21906 | 0.81943 | 17.6233 | 0.053692 | 0.031378 | 0.037637 | 0.053692 | 0.054929 | 0.79578 | 0.47381 | 0.10038 | 0.79578 | 0.78579 | 0.71696 | 0.43121 | -0.17185 | 0.71696 | 0.69279 | 0.016928 | 0.52063 | 0.21906 | 0.81943 | 17.6233 | 0.053692 | 0.031378 | 0.037637 | 0.053692 | 0.054929 | 0.79578 | 0.47381 | 0.10038 | 0.79578 | 0.78579 | 0.71696 | 0.43121 | -0.17185 | 0.71696 | 0.69279
186 | 0.23 | 0.27 | South/Central | AL | Montgomery-Dannelly.Field.722260 | 3 | 1279476 | 30.3916 | 13.2064 | 48.3941 | 29.9848 | 18.4093 | 1047.21 | 3.1846 | 40.88 | 3.4654 | -0.28078 | 33.2087 | 1.8664 | 21.86 | 2.1476 | -0.28122 | 16.3285 | 2.2362 | -0.2 | 4.0197 | -1.7835 | -19.297 | 3.1846 | 40.88 | 3.4654 | -0.28078 | 33.2087 | 3.2577 | 40.29 | 3.6264 | -0.36871 | 31.781 | 0.016928 | 0.51447 | 0.22356 | 0.81921 | 17.727 | 0.053909 | 0.031594 | 0.037854 | 0.053909 | 0.055146 | 0.69201 | 0.37004 | -0.0033856 | 0.69201 | 0.68202 | 0.56215 | 0.27641 | -0.32666 | 0.56215 | 0.53798 | 0.016928 | 0.51447 | 0.22356 | 0.81921 | 17.727 | 0.053909 | 0.031594 | 0.037854 | 0.053909 | 0.055146 | 0.69201 | 0.37004 | -0.0033856 | 0.69201 | 0.68202 | 0.56215 | 0.27641 | -0.32666 | 0.56215 | 0.53798
187 | 0.23 | 0.3 | South/Central | AL | Montgomery-Dannelly.Field.722260 | 3 | 1279476 | 29.8716 | 13.6123 | 48.415 | 29.4717 | 18.9433 | 1057.24 | 3.1637 | 30.85 | 3.9785 | -0.81476 | 18.5963 | 1.8455 | 11.83 | 2.6607 | -0.8152 | 1.7161 | 2.2153 | -10.23 | 4.5328 | -2.3175 | -33.9094 | 3.1637 | 30.85 | 3.9785 | -0.81476 | 18.5963 | 3.2368 | 30.26 | 4.1395 | -0.90269 | 17.1686 | 0.016928 | 0.50566 | 0.23043 | 0.81956 | 17.8968 | 0.053555 | 0.031241 | 0.0375 | 0.053555 | 0.054792 | 0.52223 | 0.20026 | -0.17317 | 0.52223 | 0.51224 | 0.3148 | 0.029049 | -0.57401 | 0.3148 | 0.29063 | 0.016928 | 0.50566 | 0.23043 | 0.81956 | 17.8968 | 0.053555 | 0.031241 | 0.0375 | 0.053555 | 0.054792 | 0.52223 | 0.20026 | -0.17317 | 0.52223 | 0.51224 | 0.3148 | 0.029049 | -0.57401 | 0.3148 | 0.29063
188 | 0.23 | 0.32 | South/Central | AL | Montgomery-Dannelly.Field.722260 | 3 | 1279476 | 29.5476 | 13.8836 | 48.4485 | 29.152 | 19.2964 | 1064.17 | 3.1303 | 23.92 | 4.2982 | -1.1679 | 8.6802 | 1.812 | 4.9 | 2.9804 | -1.1684 | -8.2001 | 2.1818 | -17.16 | 4.8525 | -2.6707 | -43.8255 | 3.1303 | 23.92 | 4.2982 | -1.1679 | 8.6802 | 3.2033 | 23.33 | 4.4592 | -1.2559 | 7.2525 | 0.016928 | 0.50018 | 0.23502 | 0.82013 | 18.0141 | 0.052989 | 0.030674 | 0.036934 | 0.052989 | 0.054225 | 0.40491 | 0.082947 | -0.29048 | 0.40491 | 0.39493 | 0.14694 | -0.13881 | -0.74187 | 0.14694 | 0.12277 | 0.016928 | 0.50018 | 0.23502 | 0.82013 | 18.0141 | 0.052989 | 0.030674 | 0.036934 | 0.052989 | 0.054225 | 0.40491 | 0.082947 | -0.29048 | 0.40491 | 0.39493 | 0.14694 | -0.13881 | -0.74187 | 0.14694 | 0.12277
189 | 0.23 | 0.35 | South/Central | AL | Montgomery-Dannelly.Field.722260 | 3 | 1279476 | 29.0579 | 14.3155 | 48.5307 | 28.6687 | 19.862 | 1075.66 | 3.048 | 12.43 | 4.7815 | -1.7335 | -7.5655 | 1.7298 | -6.59 | 3.4637 | -1.7339 | -24.4457 | 2.0996 | -28.65 | 5.3358 | -3.2362 | -60.0712 | 3.048 | 12.43 | 4.7815 | -1.7335 | -7.5655 | 3.121 | 11.84 | 4.9424 | -1.8214 | -8.9932 | 0.016928 | 0.49189 | 0.24233 | 0.82152 | 18.2086 | 0.051596 | 0.029281 | 0.035541 | 0.051596 | 0.052832 | 0.21041 | -0.11155 | -0.48498 | 0.21041 | 0.20043 | -0.12807 | -0.41381 | -1.0169 | -0.12807 | -0.15224 | 0.016928 | 0.49189 | 0.24233 | 0.82152 | 18.2086 | 0.051596 | 0.029281 | 0.035541 | 0.051596 | 0.052832 | 0.21041 | -0.11155 | -0.48498 | 0.21041 | 0.20043 | -0.12807 | -0.41381 | -1.0169 | -0.12807 | -0.15224
190 | 0.23 | 0.37 | South/Central | AL | Montgomery-Dannelly.Field.722260 | 3 | 1279476 | 29.0678 | 14.2331 | 48.4483 | 28.6786 | 19.7697 | 1072.81 | 3.1305 | 15.28 | 4.7717 | -1.6412 | -4.0299 | 1.8123 | -3.74 | 3.4539 | -1.6416 | -20.9102 | 2.182 | -25.8 | 5.3259 | -3.1439 | -56.5357 | 3.1305 | 15.28 | 4.7717 | -1.6412 | -4.0299 | 3.2035 | 14.69 | 4.9326 | -1.7291 | -5.4576 | 0.016928 | 0.49206 | 0.24094 | 0.82013 | 18.1604 | 0.052992 | 0.030678 | 0.036937 | 0.052992 | 0.054229 | 0.25866 | -0.06331 | -0.43674 | 0.25866 | 0.24867 | -0.068218 | -0.35397 | -0.95703 | -0.068218 | -0.092386 | 0.016928 | 0.49206 | 0.24094 | 0.82013 | 18.1604 | 0.052992 | 0.030678 | 0.036937 | 0.052992 | 0.054229 | 0.25866 | -0.06331 | -0.43674 | 0.25866 | 0.24867 | -0.068218 | -0.35397 | -0.95703 | -0.068218 | -0.092386
191 | 0.23 | 0.4 | South/Central | AL | Montgomery-Dannelly.Field.722260 | 3 | 1279476 | 28.9215 | 14.2684 | 48.3638 | 28.5342 | 19.8297 | 1072.7 | 3.2149 | 15.39 | 4.9161 | -1.7012 | -4.5614 | 1.8967 | -3.63 | 3.5983 | -1.7016 | -21.4416 | 2.2665 | -25.69 | 5.4703 | -3.2039 | -57.0671 | 3.2149 | 15.39 | 4.9161 | -1.7012 | -4.5614 | 3.2879 | 14.8 | 5.077 | -1.7891 | -5.989 | 0.016928 | 0.48958 | 0.24153 | 0.8187 | 18.1585 | 0.054421 | 0.032107 | 0.038366 | 0.054421 | 0.055658 | 0.26052 | -0.061448 | -0.43488 | 0.26052 | 0.25053 | -0.077214 | -0.36296 | -0.96602 | -0.077214 | -0.10138 | 0.016928 | 0.48958 | 0.24153 | 0.8187 | 18.1585 | 0.054421 | 0.032107 | 0.038366 | 0.054421 | 0.055658 | 0.26052 | -0.061448 | -0.43488 | 0.26052 | 0.25053 | -0.077214 | -0.36296 | -0.96602 | -0.077214 | -0.10138
192 | 0.23 | 0.42 | South/Central | AL | Montgomery-Dannelly.Field.722260 | 3 | 1279476 | 28.7447 | 14.4392 | 48.4131 | 28.3597 | 20.0535 | 1077.49 | 3.1656 | 10.6 | 5.0906 | -1.925 | -11.2043 | 1.8474 | -8.42 | 3.7728 | -1.9254 | -28.0845 | 2.2172 | -30.48 | 5.6448 | -3.4277 | -63.71 | 3.1656 | 10.6 | 5.0906 | -1.925 | -11.2043 | 3.2386 | 10.01 | 5.2515 | -2.0129 | -12.632 | 0.016928 | 0.48659 | 0.24442 | 0.81953 | 18.2396 | 0.053587 | 0.031272 | 0.037532 | 0.053587 | 0.054823 | 0.17944 | -0.14253 | -0.51596 | 0.17944 | 0.16945 | -0.18966 | -0.47541 | -1.0785 | -0.18966 | -0.21383 | 0.016928 | 0.48659 | 0.24442 | 0.81953 | 18.2396 | 0.053587 | 0.031272 | 0.037532 | 0.053587 | 0.054823 | 0.17944 | -0.14253 | -0.51596 | 0.17944 | 0.16945 | -0.18966 | -0.47541 | -1.0785 | -0.18966 | -0.21383
193 | 0.23 | 0.45 | South/Central | AL | Montgomery-Dannelly.Field.722260 | 3 | 1279476 | 28.467 | 14.7117 | 48.508 | 28.0857 | 20.4223 | 1085.58 | 3.0707 | 2.51 | 5.3645 | -2.2938 | -22.327 | 1.7525 | -16.51 | 4.0467 | -2.2942 | -39.2072 | 2.1223 | -38.57 | 5.9188 | -3.7965 | -74.8327 | 3.0707 | 2.51 | 5.3645 | -2.2938 | -22.327 | 3.1437 | 1.92 | 5.5255 | -2.3817 | -23.7547 | 0.016928 | 0.48189 | 0.24904 | 0.82114 | 18.3766 | 0.051981 | 0.029666 | 0.035925 | 0.051981 | 0.053217 | 0.042489 | -0.27948 | -0.65291 | 0.042489 | 0.032502 | -0.37795 | -0.6637 | -1.2668 | -0.37795 | -0.40212 | 0.016928 | 0.48189 | 0.24904 | 0.82114 | 18.3766 | 0.051981 | 0.029666 | 0.035925 | 0.051981 | 0.053217 | 0.042489 | -0.27948 | -0.65291 | 0.042489 | 0.032502 | -0.37795 | -0.6637 | -1.2668 | -0.37795 | -0.40212
194 | 0.23 | 0.47 | South/Central | AL | Montgomery-Dannelly.Field.722260 | 3 | 1279476 | 28.1799 | 14.9896 | 48.595 | 27.8025 | 20.7925 | 1093.58 | 2.9838 | -5.49 | 5.6478 | -2.664 | -33.3849 | 1.6655 | -24.51 | 4.33 | -2.6644 | -50.2651 | 2.0353 | -46.57 | 6.2021 | -4.1667 | -85.8906 | 2.9838 | -5.49 | 5.6478 | -2.664 | -33.3849 | 3.0568 | -6.08 | 5.8087 | -2.7519 | -34.8126 | 0.016928 | 0.47703 | 0.25374 | 0.82261 | 18.512 | 0.050509 | 0.028194 | 0.034454 | 0.050509 | 0.051745 | -0.092934 | -0.4149 | -0.78833 | -0.092934 | -0.10292 | -0.56514 | -0.85088 | -1.4539 | -0.56514 | -0.5893 | 0.016928 | 0.47703 | 0.25374 | 0.82261 | 18.512 | 0.050509 | 0.028194 | 0.034454 | 0.050509 | 0.051745 | -0.092934 | -0.4149 | -0.78833 | -0.092934 | -0.10292 | -0.56514 | -0.85088 | -1.4539 | -0.56514 | -0.5893
195 | 0.23 | 0.5 | South/Central | AL | Montgomery-Dannelly.Field.722260 | 3 | 1279476 | 27.7758 | 15.406 | 48.7427 | 27.4038 | 21.3389 | 1105.66 | 2.836 | -17.57 | 6.0464 | -3.2104 | -49.9549 | 1.5178 | -36.59 | 4.7287 | -3.2109 | -66.8351 | 1.8876 | -58.65 | 6.6007 | -4.7132 | -102.4606 | 2.836 | -17.57 | 6.0464 | -3.2104 | -49.9549 | 2.909 | -18.16 | 6.2074 | -3.2984 | -51.3826 | 0.016928 | 0.47019 | 0.26079 | 0.82511 | 18.7165 | 0.048008 | 0.025693 | 0.031953 | 0.048008 | 0.049244 | -0.29742 | -0.61939 | -0.99282 | -0.29742 | -0.30741 | -0.84563 | -1.1314 | -1.7344 | -0.84563 | -0.8698 | 0.016928 | 0.47019 | 0.26079 | 0.82511 | 18.7165 | 0.048008 | 0.025693 | 0.031953 | 0.048008 | 0.049244 | -0.29742 | -0.61939 | -0.99282 | -0.29742 | -0.30741 | -0.84563 | -1.1314 | -1.7344 | -0.84563 | -0.8698
196 | 0.29 | 0.17 | South/Central | AL | Montgomery-Dannelly.Field.722260 | 3 | 1279476 | 34.1737 | 11.7745 | 50.3427 | 33.7171 | 16.6256 | 1042.86 | 1.2361 | 45.23 | -0.26684 | 1.5029 | 56.1909 | -0.082167 | 26.21 | -1.5846 | 1.5025 | 39.3107 | 0.28762 | 4.15 | 0.28745 | 0.00017639 | 3.6852 | 1.2361 | 45.23 | -0.26684 | 1.5029 | 56.1909 | 1.3091 | 44.64 | -0.10587 | 1.415 | 54.7632 | 0.016928 | 0.57849 | 0.19932 | 0.85219 | 17.6534 | 0.020924 | -0.0013909 | 0.0048688 | 0.020924 | 0.02216 | 0.76565 | 0.44368 | 0.070251 | 0.76565 | 0.75566 | 0.95119 | 0.66545 | 0.062383 | 0.95119 | 0.92703 | 0.016928 | 0.57849 | 0.19932 | 0.85219 | 17.6534 | 0.020924 | -0.0013909 | 0.0048688 | 0.020924 | 0.02216 | 0.76565 | 0.44368 | 0.070251 | 0.76565 | 0.75566 | 0.95119 | 0.66545 | 0.062383 | 0.95119 | 0.92703
197 | 0.29 | 0.19 | South/Central | AL | Montgomery-Dannelly.Field.722260 | 3 | 1279476 | 33.7109 | 12.046 | 50.2413 | 33.2605 | 16.9808 | 1047.86 | 1.3374 | 40.23 | 0.18977 | 1.1477 | 47.9455 | 0.019213 | 21.21 | -1.128 | 1.1472 | 31.0653 | 0.389 | -0.85 | 0.74405 | -0.35505 | -4.5602 | 1.3374 | 40.23 | 0.18977 | 1.1477 | 47.9455 | 1.4105 | 39.64 | 0.35073 | 1.0597 | 46.5178 | 0.016928 | 0.57065 | 0.20391 | 0.85048 | 17.738 | 0.02264 | 0.00032523 | 0.006585 | 0.02264 | 0.023876 | 0.68101 | 0.35904 | -0.014389 | 0.68101 | 0.67102 | 0.81162 | 0.52587 | -0.077194 | 0.81162 | 0.78745 | 0.016928 | 0.57065 | 0.20391 | 0.85048 | 17.738 | 0.02264 | 0.00032523 | 0.006585 | 0.02264 | 0.023876 | 0.68101 | 0.35904 | -0.014389 | 0.68101 | 0.67102 | 0.81162 | 0.52587 | -0.077194 | 0.81162 | 0.78745
198 | 0.29 | 0.2 | South/Central | AL | Montgomery-Dannelly.Field.722260 | 3 | 1279476 | 33.4883 | 12.1847 | 50.203 | 33.0408 | 17.1622 | 1050.6 | 1.3758 | 37.49 | 0.40944 | 0.96634 | 43.5649 | 0.057559 | 18.47 | -0.90834 | 0.9659 | 26.6846 | 0.42735 | -3.59 | 0.96373 | -0.53638 | -8.9409 | 1.3758 | 37.49 | 0.40944 | 0.96634 | 43.5649 | 1.4488 | 36.9 | 0.57041 | 0.87841 | 42.1372 | 0.016928 | 0.56689 | 0.20626 | 0.84983 | 17.7844 | 0.023289 | 0.00097435 | 0.0072341 | 0.023289 | 0.024525 | 0.63463 | 0.31266 | -0.060771 | 0.63463 | 0.62464 | 0.73746 | 0.45171 | -0.15135 | 0.73746 | 0.71329 | 0.016928 | 0.56689 | 0.20626 | 0.84983 | 17.7844 | 0.023289 | 0.00097435 | 0.0072341 | 0.023289 | 0.024525 | 0.63463 | 0.31266 | -0.060771 | 0.63463 | 0.62464 | 0.73746 | 0.45171 | -0.15135 | 0.73746 | 0.71329
199 | 0.29 | 0.23 | South/Central | AL | Montgomery-Dannelly.Field.722260 | 3 | 1279476 | 32.8488 | 12.5981 | 50.1067 | 32.4097 | 17.697 | 1058.96 | 1.4721 | 29.13 | 1.0405 | 0.43152 | 30.4295 | 0.15384 | 10.11 | -0.27724 | 0.43108 | 13.5493 | 0.52363 | -11.95 | 1.5948 | -1.0712 | -22.0762 | 1.4721 | 29.13 | 1.0405 | 0.43152 | 30.4295 | 1.5451 | 28.54 | 1.2015 | 0.34359 | 29.0018 | 0.016928 | 0.55606 | 0.21326 | 0.8482 | 17.9259 | 0.024919 | 0.0026042 | 0.008864 | 0.024919 | 0.026155 | 0.49311 | 0.17114 | -0.20229 | 0.49311 | 0.48312 | 0.51511 | 0.22936 | -0.3737 | 0.51511 | 0.49094 | 0.016928 | 0.55606 | 0.21326 | 0.8482 | 17.9259 | 0.024919 | 0.0026042 | 0.008864 | 0.024919 | 0.026155 | 0.49311 | 0.17114 | -0.20229 | 0.49311 | 0.48312 | 0.51511 | 0.22936 | -0.3737 | 0.51511 | 0.49094
200 | 0.29 | 0.25 | South/Central | AL | Montgomery-Dannelly.Field.722260 | 3 | 1279476 | 32.4492 | 12.8694 | 50.0647 | 32.0155 | 18.0492 | 1064.77 | 1.5141 | 23.32 | 1.4347 | 0.079345 | 21.506 | 0.19585 | 4.3 | 0.11694 | 0.078905 | 4.6258 | 0.56564 | -17.76 | 1.989 | -1.4234 | -30.9997 | 1.5141 | 23.32 | 1.4347 | 0.079345 | 21.506 | 1.5871 | 22.73 | 1.5957 | -0.0085868 | 20.0783 | 0.016928 | 0.5493 | 0.21785 | 0.84749 | 18.0243 | 0.02563 | 0.0033153 | 0.009575 | 0.02563 | 0.026866 | 0.39476 | 0.07279 | -0.30064 | 0.39476 | 0.38477 | 0.36405 | 0.078305 | -0.52476 | 0.36405 | 0.33988 | 0.016928 | 0.5493 | 0.21785 | 0.84749 | 18.0243 | 0.02563 | 0.0033153 | 0.009575 | 0.02563 | 0.026866 | 0.39476 | 0.07279 | -0.30064 | 0.39476 | 0.38477 | 0.36405 | 0.078305 | -0.52476 | 0.36405 | 0.33988
201 | 0.29 | 0.27 | South/Central | AL | Montgomery-Dannelly.Field.722260 | 3 | 1279476 | 32.4293 | 12.8302 | 50.0157 | 31.9958 | 18.0198 | 1063.55 | 1.5631 | 24.54 | 1.4544 | 0.10867 | 22.9209 | 0.24484 | 5.52 | 0.13661 | 0.10823 | 6.0406 | 0.61463 | -16.54 | 2.0087 | -1.394 | -29.5848 | 1.5631 | 24.54 | 1.4544 | 0.10867 | 22.9209 | 1.6361 | 23.95 | 1.6154 | 0.020741 | 21.4932 | 0.016928 | 0.54896 | 0.21719 | 0.84666 | 18.0036 | 0.02646 | 0.0041447 | 0.010404 | 0.02646 | 0.027696 | 0.41541 | 0.093442 | -0.27999 | 0.41541 | 0.40542 | 0.388 | 0.10226 | -0.50081 | 0.388 | 0.36383 | 0.016928 | 0.54896 | 0.21719 | 0.84666 | 18.0036 | 0.02646 | 0.0041447 | 0.010404 | 0.02646 | 0.027696 | 0.41541 | 0.093442 | -0.27999 | 0.41541 | 0.40542 | 0.388 | 0.10226 | -0.50081 | 0.388 | 0.36383
202 | 0.29 | 0.3 | South/Central | AL | Montgomery-Dannelly.Field.722260 | 3 | 1279476 | 32.1864 | 12.9711 | 49.9801 | 31.7562 | 18.224 | 1066.77 | 1.5986 | 21.32 | 1.694 | -0.095447 | 17.892 | 0.28037 | 2.3 | 0.37625 | -0.095888 | 1.0117 | 0.65016 | -19.76 | 2.2483 | -1.5982 | -34.6138 | 1.5986 | 21.32 | 1.694 | -0.095447 | 17.892 | 1.6716 | 20.73 | 1.855 | -0.18338 | 16.4643 | 0.016928 | 0.54485 | 0.21957 | 0.84606 | 18.0582 | 0.027061 | 0.004746 | 0.011006 | 0.027061 | 0.028297 | 0.3609 | 0.038934 | -0.33449 | 0.3609 | 0.35091 | 0.30287 | 0.017126 | -0.58594 | 0.30287 | 0.27871 | 0.016928 | 0.54485 | 0.21957 | 0.84606 | 18.0582 | 0.027061 | 0.004746 | 0.011006 | 0.027061 | 0.028297 | 0.3609 | 0.038934 | -0.33449 | 0.3609 | 0.35091 | 0.30287 | 0.017126 | -0.58594 | 0.30287 | 0.27871
203 | 0.29 | 0.32 | South/Central | AL | Montgomery-Dannelly.Field.722260 | 3 | 1279476 | 31.8286 | 13.2224 | 49.9536 | 31.4033 | 18.5503 | 1072.34 | 1.6251 | 15.75 | 2.0469 | -0.42181 | 9.4642 | 0.30691 | -3.27 | 0.72916 | -0.42225 | -7.416 | 0.6767 | -25.33 | 2.6012 | -1.9245 | -43.0415 | 1.6251 | 15.75 | 2.0469 | -0.42181 | 9.4642 | 1.6982 | 15.16 | 2.2079 | -0.50974 | 8.0365 | 0.016928 | 0.53879 | 0.22383 | 0.84561 | 18.1524 | 0.02751 | 0.0051953 | 0.011455 | 0.02751 | 0.028746 | 0.26661 | -0.055354 | -0.42878 | 0.26661 | 0.25663 | 0.16021 | -0.12554 | -0.7286 | 0.16021 | 0.13604 | 0.016928 | 0.53879 | 0.22383 | 0.84561 | 18.1524 | 0.02751 | 0.0051953 | 0.011455 | 0.02751 | 0.028746 | 0.26661 | -0.055354 | -0.42878 | 0.26661 | 0.25663 | 0.16021 | -0.12554 | -0.7286 | 0.16021 | 0.13604
204 | 0.29 | 0.35 | South/Central | AL | Montgomery-Dannelly.Field.722260 | 3 | 1279476 | 31.3099 | 13.5903 | 49.9224 | 30.8913 | 19.0312 | 1080.66 | 1.6563 | 7.43 | 2.559 | -0.90265 | -3.0545 | 0.33807 | -11.59 | 1.2412 | -0.90309 | -19.9347 | 0.70786 | -33.65 | 3.1132 | -2.4054 | -55.5602 | 1.6563 | 7.43 | 2.559 | -0.90265 | -3.0545 | 1.7293 | 6.84 | 2.7199 | -0.99059 | -4.4822 | 0.016928 | 0.53001 | 0.23005 | 0.84508 | 18.2933 | 0.028038 | 0.0057228 | 0.011983 | 0.028038 | 0.029274 | 0.12577 | -0.19619 | -0.56962 | 0.12577 | 0.11579 | -0.051706 | -0.33745 | -0.94052 | -0.051706 | -0.075874 | 0.016928 | 0.53001 | 0.23005 | 0.84508 | 18.2933 | 0.028038 | 0.0057228 | 0.011983 | 0.028038 | 0.029274 | 0.12577 | -0.19619 | -0.56962 | 0.12577 | 0.11579 | -0.051706 | -0.33745 | -0.94052 | -0.051706 | -0.075874
205 | 0.29 | 0.37 | South/Central | AL | Montgomery-Dannelly.Field.722260 | 3 | 1279476 | 31.0123 | 13.8169 | 49.9268 | 30.5977 | 19.3292 | 1086.16 | 1.6519 | 1.93 | 2.8526 | -1.2006 | -11.1157 | 0.33369 | -17.09 | 1.5348 | -1.2011 | -27.996 | 0.70347 | -39.15 | 3.4068 | -2.7034 | -63.6214 | 1.6519 | 1.93 | 2.8526 | -1.2006 | -11.1157 | 1.7249 | 1.34 | 3.0135 | -1.2886 | -12.5434 | 0.016928 | 0.52497 | 0.23389 | 0.84516 | 18.3864 | 0.027963 | 0.0056486 | 0.011908 | 0.027963 | 0.0292 | 0.032671 | -0.2893 | -0.66273 | 0.032671 | 0.022683 | -0.18817 | -0.47391 | -1.077 | -0.18817 | -0.21233 | 0.016928 | 0.52497 | 0.23389 | 0.84516 | 18.3864 | 0.027963 | 0.0056486 | 0.011908 | 0.027963 | 0.0292 | 0.032671 | -0.2893 | -0.66273 | 0.032671 | 0.022683 | -0.18817 | -0.47391 | -1.077 | -0.18817 | -0.21233
206 | 0.29 | 0.4 | South/Central | AL | Montgomery-Dannelly.Field.722260 | 3 | 1279476 | 30.5815 | 14.1665 | 49.9519 | 30.1726 | 19.7793 | 1094.73 | 1.6268 | -6.64 | 3.2776 | -1.6508 | -23.5302 | 0.30858 | -25.66 | 1.9598 | -1.6512 | -40.4104 | 0.67837 | -47.72 | 3.8319 | -3.1535 | -76.0359 | 1.6268 | -6.64 | 3.2776 | -1.6508 | -23.5302 | 1.6998 | -7.23 | 3.4386 | -1.7387 | -24.9579 | 0.016928 | 0.51768 | 0.23981 | 0.84558 | 18.5315 | 0.027538 | 0.0052236 | 0.011483 | 0.027538 | 0.028775 | -0.1124 | -0.43437 | -0.8078 | -0.1124 | -0.12239 | -0.39832 | -0.68406 | -1.2871 | -0.39832 | -0.42248 | 0.016928 | 0.51768 | 0.23981 | 0.84558 | 18.5315 | 0.027538 | 0.0052236 | 0.011483 | 0.027538 | 0.028775 | -0.1124 | -0.43437 | -0.8078 | -0.1124 | -0.12239 | -0.39832 | -0.68406 | -1.2871 | -0.39832 | -0.42248
207 | 0.29 | 0.42 | South/Central | AL | Montgomery-Dannelly.Field.722260 | 3 | 1279476 | 30.3049 | 14.3987 | 49.9829 | 29.8998 | 20.0832 | 1100.72 | 1.5958 | -12.63 | 3.5505 | -1.9546 | -32.0891 | 0.27759 | -31.65 | 2.2327 | -1.9551 | -48.9693 | 0.64738 | -53.71 | 4.1048 | -3.4574 | -84.5948 | 1.5958 | -12.63 | 3.5505 | -1.9546 | -32.0891 | 1.6689 | -13.22 | 3.7114 | -2.0426 | -33.5168 | 0.016928 | 0.513 | 0.24374 | 0.8461 | 18.6329 | 0.027014 | 0.0046991 | 0.010959 | 0.027014 | 0.02825 | -0.2138 | -0.53577 | -0.9092 | -0.2138 | -0.22379 | -0.5432 | -0.82895 | -1.432 | -0.5432 | -0.56737 | 0.016928 | 0.513 | 0.24374 | 0.8461 | 18.6329 | 0.027014 | 0.0046991 | 0.010959 | 0.027014 | 0.02825 | -0.2138 | -0.53577 | -0.9092 | -0.2138 | -0.22379 | -0.5432 | -0.82895 | -1.432 | -0.5432 | -0.56737
208 | 0.29 | 0.47 | South/Central | AL | Montgomery-Dannelly.Field.722260 | 3 | 1279476 | 29.6138 | 15.0482 | 50.1475 | 29.2178 | 20.9297 | 1118.54 | 1.4313 | -30.45 | 4.2324 | -2.8012 | -56.9356 | 0.11303 | -49.47 | 2.9146 | -2.8016 | -73.8158 | 0.48282 | -71.53 | 4.7867 | -4.3039 | -109.4413 | 1.4313 | -30.45 | 4.2324 | -2.8012 | -56.9356 | 1.5043 | -31.04 | 4.3934 | -2.8891 | -58.3633 | 0.016928 | 0.5013 | 0.25473 | 0.84889 | 18.9345 | 0.024228 | 0.0019134 | 0.0081731 | 0.024228 | 0.025464 | -0.51545 | -0.83742 | -1.2109 | -0.51545 | -0.52544 | -0.9638 | -1.2495 | -1.8526 | -0.9638 | -0.98797 | 0.016928 | 0.5013 | 0.25473 | 0.84889 | 18.9345 | 0.024228 | 0.0019134 | 0.0081731 | 0.024228 | 0.025464 | -0.51545 | -0.83742 | -1.2109 | -0.51545 | -0.52544 | -0.9638 | -1.2495 | -1.8526 | -0.9638 | -0.98797
209 | 0.31 | 0.17 | South/Central | AL | Montgomery-Dannelly.Field.722260 | 3 | 1279476 | 34.735 | 11.7557 | 50.8952 | 34.2711 | 16.624 | 1050.79 | 0.68356 | 37.3 | -0.82091 | 1.5045 | 49.163 | -0.63467 | 18.28 | -2.1387 | 1.504 | 32.2828 | -0.26488 | -3.78 | -0.26662 | 0.0017423 | -3.3427 | 0.68356 | 37.3 | -0.82091 | 1.5045 | 49.163 | 0.75659 | 36.71 | -0.65994 | 1.4165 | 47.7353 | 0.016928 | 0.58799 | 0.199 | 0.86155 | 17.7876 | 0.011571 | -0.010744 | -0.0044839 | 0.011571 | 0.012807 | 0.63141 | 0.30944 | -0.063987 | 0.63141 | 0.62142 | 0.83223 | 0.54648 | -0.056585 | 0.83223 | 0.80806 | 0.016928 | 0.58799 | 0.199 | 0.86155 | 17.7876 | 0.011571 | -0.010744 | -0.0044839 | 0.011571 | 0.012807 | 0.63141 | 0.30944 | -0.063987 | 0.63141 | 0.62142 | 0.83223 | 0.54648 | -0.056585 | 0.83223 | 0.80806
210 | 0.31 | 0.19 | South/Central | AL | Montgomery-Dannelly.Field.722260 | 3 | 1279476 | 34.2711 | 12.0297 | 50.7953 | 33.8135 | 16.9818 | 1055.86 | 0.78348 | 32.23 | -0.36323 | 1.1467 | 40.8308 | -0.53475 | 13.21 | -1.681 | 1.1463 | 23.9506 | -0.16496 | -8.85 | 0.19106 | -0.35602 | -11.6749 | 0.78348 | 32.23 | -0.36323 | 1.1467 | 40.8308 | 0.85651 | 31.64 | -0.20226 | 1.0588 | 39.4031 | 0.016928 | 0.58014 | 0.20364 | 0.85986 | 17.8735 | 0.013263 | -0.0090522 | -0.0027924 | 0.013263 | 0.014499 | 0.54559 | 0.22362 | -0.14981 | 0.54559 | 0.5356 | 0.69118 | 0.40543 | -0.19763 | 0.69118 | 0.66701 | 0.016928 | 0.58014 | 0.20364 | 0.85986 | 17.8735 | 0.013263 | -0.0090522 | -0.0027924 | 0.013263 | 0.014499 | 0.54559 | 0.22362 | -0.14981 | 0.54559 | 0.5356 | 0.69118 | 0.40543 | -0.19763 | 0.69118 | 0.66701
211 | 0.31 | 0.2 | South/Central | AL | Montgomery-Dannelly.Field.722260 | 3 | 1279476 | 34.0482 | 12.1659 | 50.7548 | 33.5935 | 17.1613 | 1058.55 | 0.82397 | 29.54 | -0.14325 | 0.96722 | 36.5273 | -0.49426 | 10.52 | -1.461 | 0.96678 | 19.6471 | -0.12447 | -11.54 | 0.41103 | -0.5355 | -15.9784 | 0.82397 | 29.54 | -0.14325 | 0.96722 | 36.5273 | 0.897 | 28.95 | 0.017712 | 0.87929 | 35.0997 | 0.016928 | 0.57636 | 0.20594 | 0.85917 | 17.919 | 0.013948 | -0.0083667 | -0.002107 | 0.013948 | 0.015184 | 0.50005 | 0.17808 | -0.19535 | 0.50005 | 0.49006 | 0.61833 | 0.33258 | -0.27048 | 0.61833 | 0.59416 | 0.016928 | 0.57636 | 0.20594 | 0.85917 | 17.919 | 0.013948 | -0.0083667 | -0.002107 | 0.013948 | 0.015184 | 0.50005 | 0.17808 | -0.19535 | 0.50005 | 0.49006 | 0.61833 | 0.33258 | -0.27048 | 0.61833 | 0.59416
212 | 0.31 | 0.23 | South/Central | AL | Montgomery-Dannelly.Field.722260 | 3 | 1279476 | 33.4027 | 12.5823 | 50.6549 | 32.9565 | 17.6984 | 1066.89 | 0.92384 | 21.2 | 0.49369 | 0.43016 | 23.3775 | -0.39439 | 2.18 | -0.8241 | 0.42971 | 6.4972 | -0.024596 | -19.88 | 1.048 | -1.0726 | -29.1282 | 0.92384 | 21.2 | 0.49369 | 0.43016 | 23.3775 | 0.99688 | 20.61 | 0.65465 | 0.34222 | 21.9498 | 0.016928 | 0.56544 | 0.21299 | 0.85748 | 18.0602 | 0.015639 | -0.0066761 | -0.00041636 | 0.015639 | 0.016875 | 0.35887 | 0.036903 | -0.33653 | 0.35887 | 0.34888 | 0.39573 | 0.10998 | -0.49308 | 0.39573 | 0.37156 | 0.016928 | 0.56544 | 0.21299 | 0.85748 | 18.0602 | 0.015639 | -0.0066761 | -0.00041636 | 0.015639 | 0.016875 | 0.35887 | 0.036903 | -0.33653 | 0.35887 | 0.34888 | 0.39573 | 0.10998 | -0.49308 | 0.39573 | 0.37156
213 | 0.31 | 0.25 | South/Central | AL | Montgomery-Dannelly.Field.722260 | 3 | 1279476 | 32.9994 | 12.8506 | 50.6061 | 32.5587 | 18.0475 | 1072.55 | 0.97261 | 15.54 | 0.89158 | 0.08103 | 14.6225 | -0.34562 | -3.48 | -0.42621 | 0.08059 | -2.2577 | 0.024164 | -25.54 | 1.4459 | -1.4217 | -37.8832 | 0.97261 | 15.54 | 0.89158 | 0.08103 | 14.6225 | 1.0456 | 14.95 | 1.0525 | -0.006902 | 13.1948 | 0.016928 | 0.55861 | 0.21753 | 0.85665 | 18.156 | 0.016464 | -0.0058507 | 0.00040905 | 0.016464 | 0.0177 | 0.26306 | -0.058909 | -0.43234 | 0.26306 | 0.25307 | 0.24753 | -0.038219 | -0.64128 | 0.24753 | 0.22336 | 0.016928 | 0.55861 | 0.21753 | 0.85665 | 18.156 | 0.016464 | -0.0058507 | 0.00040905 | 0.016464 | 0.0177 | 0.26306 | -0.058909 | -0.43234 | 0.26306 | 0.25307 | 0.24753 | -0.038219 | -0.64128 | 0.24753 | 0.22336
214 | 0.31 | 0.27 | South/Central | AL | Montgomery-Dannelly.Field.722260 | 3 | 1279476 | 33.0442 | 12.7606 | 50.5609 | 32.6028 | 17.9581 | 1070.3 | 1.0178 | 17.79 | 0.84745 | 0.17038 | 17.6017 | -0.30039 | -1.23 | -0.47034 | 0.16994 | 0.72144 | 0.069395 | -23.29 | 1.4017 | -1.3323 | -34.904 | 1.0178 | 17.79 | 0.84745 | 0.17038 | 17.6017 | 1.0909 | 17.2 | 1.0084 | 0.082452 | 16.174 | 0.016928 | 0.55937 | 0.21601 | 0.85589 | 18.1179 | 0.01723 | -0.005085 | 0.0011747 | 0.01723 | 0.018466 | 0.30115 | -0.020821 | -0.39425 | 0.30115 | 0.29116 | 0.29796 | 0.012213 | -0.59085 | 0.29796 | 0.27379 | 0.016928 | 0.55937 | 0.21601 | 0.85589 | 18.1179 | 0.01723 | -0.005085 | 0.0011747 | 0.01723 | 0.018466 | 0.30115 | -0.020821 | -0.39425 | 0.30115 | 0.29116 | 0.29796 | 0.012213 | -0.59085 | 0.29796 | 0.27379
215 | 0.31 | 0.3 | South/Central | AL | Montgomery-Dannelly.Field.722260 | 3 | 1279476 | 32.8375 | 12.876 | 50.5295 | 32.3988 | 18.1308 | 1073 | 1.0492 | 15.09 | 1.0515 | -0.0022418 | 13.3658 | -0.26901 | -3.93 | -0.26633 | -0.0026823 | -3.5144 | 0.10078 | -25.99 | 1.6057 | -1.505 | -39.1399 | 1.0492 | 15.09 | 1.0515 | -0.0022418 | 13.3658 | 1.1222 | 14.5 | 1.2124 | -0.090174 | 11.9381 | 0.016928 | 0.55587 | 0.21796 | 0.85536 | 18.1636 | 0.017761 | -0.0045538 | 0.0017059 | 0.017761 | 0.018997 | 0.25544 | -0.066527 | -0.43996 | 0.25544 | 0.24545 | 0.22626 | -0.059491 | -0.66256 | 0.22626 | 0.20209 | 0.016928 | 0.55587 | 0.21796 | 0.85536 | 18.1636 | 0.017761 | -0.0045538 | 0.0017059 | 0.017761 | 0.018997 | 0.25544 | -0.066527 | -0.43996 | 0.25544 | 0.24545 | 0.22626 | -0.059491 | -0.66256 | 0.22626 | 0.20209
216 | 0.31 | 0.32 | South/Central | AL | Montgomery-Dannelly.Field.722260 | 3 | 1279476 | 32.4636 | 13.1273 | 50.487 | 32.0299 | 18.4571 | 1078.34 | 1.0918 | 9.75 | 1.4203 | -0.32857 | 5.1438 | -0.22647 | -9.27 | 0.10254 | -0.32901 | -11.7365 | 0.14332 | -31.33 | 1.9746 | -1.8313 | -47.3619 | 1.0918 | 9.75 | 1.4203 | -0.32857 | 5.1438 | 1.1648 | 9.16 | 1.5813 | -0.4165 | 3.7161 | 0.016928 | 0.54954 | 0.22222 | 0.85464 | 18.254 | 0.018481 | -0.0038336 | 0.0024261 | 0.018481 | 0.019717 | 0.16505 | -0.15692 | -0.53035 | 0.16505 | 0.15506 | 0.087073 | -0.19867 | -0.80174 | 0.087073 | 0.062905 | 0.016928 | 0.54954 | 0.22222 | 0.85464 | 18.254 | 0.018481 | -0.0038336 | 0.0024261 | 0.018481 | 0.019717 | 0.16505 | -0.15692 | -0.53035 | 0.16505 | 0.15506 | 0.087073 | -0.19867 | -0.80174 | 0.087073 | 0.062905
217 | 0.31 | 0.35 | South/Central | AL | Montgomery-Dannelly.Field.722260 | 3 | 1279476 | 31.9305 | 13.504 | 50.4471 | 31.5039 | 18.9432 | 1086.63 | 1.1316 | 1.46 | 1.9464 | -0.81474 | -7.4066 | -0.1866 | -17.56 | 0.62858 | -0.81518 | -24.2869 | 0.18319 | -39.62 | 2.5006 | -2.3175 | -59.9123 | 1.1316 | 1.46 | 1.9464 | -0.81474 | -7.4066 | 1.2047 | 0.87 | 2.1073 | -0.90267 | -8.8343 | 0.016928 | 0.54052 | 0.22859 | 0.85396 | 18.3943 | 0.019156 | -0.0031588 | 0.0031009 | 0.019156 | 0.020392 | 0.024715 | -0.29725 | -0.67068 | 0.024715 | 0.014727 | -0.12538 | -0.41112 | -1.0142 | -0.12538 | -0.14955 | 0.016928 | 0.54052 | 0.22859 | 0.85396 | 18.3943 | 0.019156 | -0.0031588 | 0.0031009 | 0.019156 | 0.020392 | 0.024715 | -0.29725 | -0.67068 | 0.024715 | 0.014727 | -0.12538 | -0.41112 | -1.0142 | -0.12538 | -0.14955
218 | 0.31 | 0.37 | South/Central | AL | Montgomery-Dannelly.Field.722260 | 3 | 1279476 | 31.5962 | 13.7545 | 50.4484 | 31.174 | 19.2744 | 1092.69 | 1.1303 | -4.6 | 2.2762 | -1.1459 | -16.3184 | -0.1879 | -23.62 | 0.9584 | -1.1463 | -33.1986 | 0.18189 | -45.68 | 2.8305 | -2.6486 | -68.8241 | 1.1303 | -4.6 | 2.2762 | -1.1459 | -16.3184 | 1.2034 | -5.19 | 2.4372 | -1.2338 | -17.7461 | 0.016928 | 0.53486 | 0.23284 | 0.85398 | 18.4969 | 0.019134 | -0.0031807 | 0.0030791 | 0.019134 | 0.02037 | -0.077868 | -0.39984 | -0.77327 | -0.077868 | -0.087856 | -0.27624 | -0.56198 | -1.165 | -0.27624 | -0.3004 | 0.016928 | 0.53486 | 0.23284 | 0.85398 | 18.4969 | 0.019134 | -0.0031807 | 0.0030791 | 0.019134 | 0.02037 | -0.077868 | -0.39984 | -0.77327 | -0.077868 | -0.087856 | -0.27624 | -0.56198 | -1.165 | -0.27624 | -0.3004
219 | 0.31 | 0.4 | South/Central | AL | Montgomery-Dannelly.Field.722260 | 3 | 1279476 | 31.1229 | 14.1312 | 50.4679 | 30.707 | 19.7609 | 1101.85 | 1.1108 | -13.76 | 2.7432 | -1.6324 | -29.6387 | -0.20742 | -32.78 | 1.4254 | -1.6328 | -46.5189 | 0.16237 | -54.84 | 3.2975 | -3.1351 | -82.1444 | 1.1108 | -13.76 | 2.7432 | -1.6324 | -29.6387 | 1.1838 | -14.35 | 2.9042 | -1.7203 | -31.0664 | 0.016928 | 0.52684 | 0.23921 | 0.85431 | 18.652 | 0.018804 | -0.0035111 | 0.0027486 | 0.018804 | 0.02004 | -0.23293 | -0.5549 | -0.92832 | -0.23293 | -0.24292 | -0.50172 | -0.78747 | -1.3905 | -0.50172 | -0.52589 | 0.016928 | 0.52684 | 0.23921 | 0.85431 | 18.652 | 0.018804 | -0.0035111 | 0.0027486 | 0.018804 | 0.02004 | -0.23293 | -0.5549 | -0.92832 | -0.23293 | -0.24292 | -0.50172 | -0.78747 | -1.3905 | -0.50172 | -0.52589
220 | 0.31 | 0.42 | South/Central | AL | Montgomery-Dannelly.Field.722260 | 3 | 1279476 | 30.8199 | 14.3837 | 50.4976 | 30.4081 | 20.0895 | 1108.27 | 1.0812 | -20.18 | 3.0422 | -1.961 | -38.8448 | -0.23705 | -39.2 | 1.7244 | -1.9614 | -55.725 | 0.13274 | -61.26 | 3.5964 | -3.4637 | -91.3505 | 1.0812 | -20.18 | 3.0422 | -1.961 | -38.8448 | 1.1542 | -20.77 | 3.2031 | -2.0489 | -40.2725 | 0.016928 | 0.52172 | 0.24349 | 0.85482 | 18.7607 | 0.018302 | -0.0040127 | 0.002247 | 0.018302 | 0.019538 | -0.3416 | -0.66357 | -1.037 | -0.3416 | -0.35159 | -0.65756 | -0.94331 | -1.5464 | -0.65756 | -0.68173 | 0.016928 | 0.52172 | 0.24349 | 0.85482 | 18.7607 | 0.018302 | -0.0040127 | 0.002247 | 0.018302 | 0.019538 | -0.3416 | -0.66357 | -1.037 | -0.3416 | -0.35159 | -0.65756 | -0.94331 | -1.5464 | -0.65756 | -0.68173
221 | 0.31 | 0.47 | South/Central | AL | Montgomery-Dannelly.Field.722260 | 3 | 1279476 | 30.0491 | 15.1041 | 50.6687 | 29.6474 | 21.0212 | 1127.73 | 0.91008 | -39.64 | 3.8028 | -2.8927 | -66.0641 | -0.40815 | -58.66 | 2.485 | -2.8931 | -82.9444 | -0.038356 | -80.72 | 4.3571 | -4.3954 | -118.5698 | 0.91008 | -39.64 | 3.8028 | -2.8927 | -66.0641 | 0.98312 | -40.23 | 3.9638 | -2.9806 | -67.4918 | 0.016928 | 0.50867 | 0.25568 | 0.85771 | 19.0901 | 0.015406 | -0.006909 | -0.00064929 | 0.015406 | 0.016642 | -0.67102 | -0.99299 | -1.3664 | -0.67102 | -0.68101 | -1.1183 | -1.4041 | -2.0071 | -1.1183 | -1.1425 | 0.016928 | 0.50867 | 0.25568 | 0.85771 | 19.0901 | 0.015406 | -0.006909 | -0.00064929 | 0.015406 | 0.016642 | -0.67102 | -0.99299 | -1.3664 | -0.67102 | -0.68101 | -1.1183 | -1.4041 | -2.0071 | -1.1183 | -1.1425
222 | 0.32 | 0.17 | South/Central | AL | Montgomery-Dannelly.Field.722260 | 3 | 1279476 | 35.0095 | 11.7495 | 51.1734 | 34.542 | 16.6314 | 1054.94 | 0.40532 | 33.15 | -1.0918 | 1.4971 | 45.4052 | -0.91291 | 14.13 | -2.4096 | 1.4967 | 28.5249 | -0.54312 | -7.93 | -0.53752 | -0.0056064 | -7.1005 | 0.40532 | 33.15 | -1.0918 | 1.4971 | 45.4052 | 0.47835 | 32.56 | -0.93083 | 1.4092 | 43.9775 | 0.016928 | 0.59264 | 0.19889 | 0.86626 | 17.8579 | 0.0068612 | -0.015454 | -0.0091939 | 0.0068612 | 0.0080975 | 0.56116 | 0.23919 | -0.13424 | 0.56116 | 0.55117 | 0.76861 | 0.48287 | -0.1202 | 0.76861 | 0.74445 | 0.016928 | 0.59264 | 0.19889 | 0.86626 | 17.8579 | 0.0068612 | -0.015454 | -0.0091939 | 0.0068612 | 0.0080975 | 0.56116 | 0.23919 | -0.13424 | 0.56116 | 0.55117 | 0.76861 | 0.48287 | -0.1202 | 0.76861 | 0.74445
223 | 0.32 | 0.19 | South/Central | AL | Montgomery-Dannelly.Field.722260 | 3 | 1279476 | 34.5413 | 12.0207 | 51.0627 | 34.0801 | 16.9827 | 1059.74 | 0.51599 | 28.35 | -0.62985 | 1.1458 | 37.3848 | -0.80224 | 9.33 | -1.9476 | 1.1454 | 20.5045 | -0.43245 | -12.73 | -0.075567 | -0.35688 | -15.1209 | 0.51599 | 28.35 | -0.62985 | 1.1458 | 37.3848 | 0.58903 | 27.76 | -0.46889 | 1.0579 | 35.9571 | 0.016928 | 0.58471 | 0.20349 | 0.86438 | 17.9392 | 0.0087347 | -0.01358 | -0.0073204 | 0.0087347 | 0.0099709 | 0.47991 | 0.15794 | -0.21549 | 0.47991 | 0.46992 | 0.63284 | 0.3471 | -0.25597 | 0.63284 | 0.60868 | 0.016928 | 0.58471 | 0.20349 | 0.86438 | 17.9392 | 0.0087347 | -0.01358 | -0.0073204 | 0.0087347 | 0.0099709 | 0.47991 | 0.15794 | -0.21549 | 0.47991 | 0.46992 | 0.63284 | 0.3471 | -0.25597 | 0.63284 | 0.60868
227 | 0.32 | 0.27 | South/Central | AL | Montgomery-Dannelly.Field.722260 | 3 | 1279476 | 33.3189 | 12.7506 | 50.8301 | 32.874 | 17.9561 | 1074.15 | 0.74863 | 13.94 | 0.57627 | 0.17237 | 14.2101 | -0.5696 | -5.08 | -0.74152 | 0.17192 | -2.6701 | -0.19981 | -27.14 | 1.1305 | -1.3304 | -38.2956 | 0.74863 | 13.94 | 0.57627 | 0.17237 | 14.2101 | 0.82166 | 13.35 | 0.73723 | 0.084433 | 12.7824 | 0.016928 | 0.56402 | 0.21584 | 0.86045 | 18.1831 | 0.012673 | -0.0096421 | -0.0033823 | 0.012673 | 0.013909 | 0.23597 | -0.085994 | -0.45942 | 0.23597 | 0.22599 | 0.24055 | -0.0452 | -0.64826 | 0.24055 | 0.21638 | 0.016928 | 0.56402 | 0.21584 | 0.86045 | 18.1831 | 0.012673 | -0.0096421 | -0.0033823 | 0.012673 | 0.013909 | 0.23597 | -0.085994 | -0.45942 | 0.23597 | 0.22599 | 0.24055 | -0.0452 | -0.64826 | 0.24055 | 0.21638
229 | 0.32 | 0.32 | South/Central | AL | Montgomery-Dannelly.Field.722260 | 3 | 1279476 | 32.7294 | 13.1206 | 50.7526 | 32.2923 | 18.4603 | 1082.22 | 0.82613 | 5.87 | 1.1579 | -0.33177 | 1.6588 | -0.4921 | -13.15 | -0.15989 | -0.33221 | -15.2214 | -0.12231 | -35.21 | 1.7122 | -1.8345 | -50.8469 | 0.82613 | 5.87 | 1.1579 | -0.33177 | 1.6588 | 0.89917 | 5.28 | 1.3189 | -0.4197 | 0.23112 | 0.016928 | 0.55404 | 0.2221 | 0.85913 | 18.3197 | 0.013985 | -0.0083301 | -0.0020704 | 0.013985 | 0.015221 | 0.099367 | -0.2226 | -0.59603 | 0.099367 | 0.089379 | 0.02808 | -0.25767 | -0.86073 | 0.02808 | 0.0039123 | 0.016928 | 0.55404 | 0.2221 | 0.85913 | 18.3197 | 0.013985 | -0.0083301 | -0.0020704 | 0.013985 | 0.015221 | 0.099367 | -0.2226 | -0.59603 | 0.099367 | 0.089379 | 0.02808 | -0.25767 | -0.86073 | 0.02808 | 0.0039123
231 | 0.32 | 0.37 | South/Central | AL | Montgomery-Dannelly.Field.722260 | 3 | 1279476 | 31.8618 | 13.7349 | 50.6947 | 31.4362 | 19.2585 | 1095.96 | 0.88403 | -7.87 | 2.0141 | -1.13 | -19.045 | -0.4342 | -26.89 | 0.69627 | -1.1305 | -35.9252 | -0.064416 | -48.95 | 2.5683 | -2.6328 | -71.5507 | 0.88403 | -7.87 | 2.0141 | -1.13 | -19.045 | 0.95706 | -8.46 | 2.175 | -1.218 | -20.4727 | 0.016928 | 0.53935 | 0.2325 | 0.85815 | 18.5523 | 0.014965 | -0.0073502 | -0.0010904 | 0.014965 | 0.016201 | -0.13322 | -0.45519 | -0.82862 | -0.13322 | -0.14321 | -0.32239 | -0.60814 | -1.2112 | -0.32239 | -0.34656 | 0.016928 | 0.53935 | 0.2325 | 0.85815 | 18.5523 | 0.014965 | -0.0073502 | -0.0010904 | 0.014965 | 0.016201 | -0.13322 | -0.45519 | -0.82862 | -0.13322 | -0.14321 | -0.32239 | -0.60814 | -1.2112 | -0.32239 | -0.34656
233 | 0.32 | 0.42 | South/Central | AL | Montgomery-Dannelly.Field.722260 | 3 | 1279476 | 31.0844 | 14.3675 | 50.7459 | 30.6691 | 20.0767 | 1111.63 | 0.83288 | -23.54 | 2.7811 | -1.9482 | -41.6794 | -0.48535 | -42.56 | 1.4633 | -1.9487 | -58.5597 | -0.11556 | -64.62 | 3.3354 | -3.4509 | -94.1851 | 0.83288 | -23.54 | 2.7811 | -1.9482 | -41.6794 | 0.90591 | -24.13 | 2.9421 | -2.0362 | -43.1071 | 0.016928 | 0.52619 | 0.24321 | 0.85902 | 18.8175 | 0.014099 | -0.0082159 | -0.0019562 | 0.014099 | 0.015335 | -0.39848 | -0.72045 | -1.0939 | -0.39848 | -0.40847 | -0.70554 | -0.99129 | -1.5944 | -0.70554 | -0.72971 | 0.016928 | 0.52619 | 0.24321 | 0.85902 | 18.8175 | 0.014099 | -0.0082159 | -0.0019562 | 0.014099 | 0.015335 | -0.39848 | -0.72045 | -1.0939 | -0.39848 | -0.40847 | -0.70554 | -0.99129 | -1.5944 | -0.70554 | -0.72971
234 | 0.32 | 0.47 | South/Central | AL | Montgomery-Dannelly.Field.722260 | 3 | 1279476 | 30.3135 | 15.0886 | 50.918 | 29.9085 | 21.0095 | 1131.13 | 0.66078 | -43.04 | 3.5417 | -2.881 | -68.9387 | -0.65745 | -62.06 | 2.2239 | -2.8814 | -85.819 | -0.28766 | -84.12 | 4.096 | -4.3837 | -121.4444 | 0.66078 | -43.04 | 3.5417 | -2.881 | -68.9387 | 0.73381 | -43.63 | 3.7027 | -2.9689 | -70.3664 | 0.016928 | 0.51314 | 0.25542 | 0.86193 | 19.1476 | 0.011186 | -0.011129 | -0.0048696 | 0.011186 | 0.012422 | -0.72858 | -1.0505 | -1.424 | -0.72858 | -0.73856 | -1.167 | -1.4527 | -2.0558 | -1.167 | -1.1912 | 0.016928 | 0.51314 | 0.25542 | 0.86193 | 19.1476 | 0.011186 | -0.011129 | -0.0048696 | 0.011186 | 0.012422 | -0.72858 | -1.0505 | -1.424 | -0.72858 | -0.73856 | -1.167 | -1.4527 | -2.0558 | -1.167 | -1.1912